VANIL | Vanilla, IgE, Serum | Establishing the diagnosis of an allergy to vanilla Defining the allergen responsible for eliciting signs and symptoms Identifying allergens: -Responsible for allergic response and/or anaphylactic episode -To confirm sensitization prior to beginning immunotherapy -To investigate the specificity of allergic reactions to insect venom allergens, drugs, or chemical allergens Testing for IgE antibodies isnot usefulin patients previously treated with immunotherapy to determine if residual clinical sensitivity exists, or in patients in whom the medical management does not depend upon identification of allergen specificity. | Fluorescence Enzyme Immunoassay (FEIA) | Yes | Vanilla, IgE | Serum | Collection Container/Tube: Preferred:Serum gel Acceptable:Red top Submission Container/Tube:Plastic vial Specimen Volume:0.5 mL for every 5 allergens requested Collection Instructions:Centrifuge and aliquot serum into a plastic vial. | For 1 allergen: 0.3 mL For more than 1 allergen: (0.05 mL x number of allergens) + 0.25 mL dead space | Clinical manifestations of immediate hypersensitivity (allergic) diseases are caused by the release of proinflammatory mediators (histamine, leukotrienes, and prostaglandins) from IgE-sensitized effector cells (mast cells and basophils) when cell-bound IgE antibodies interact with an allergen. In vitro serum testing for IgE antibodies provides an indication of the immune response to allergens that may be associated with allergic disease. The allergens chosen for testing often depend upon the age of the patient, history of allergen exposure, season of the year, and clinical manifestations. In individuals predisposed to develop allergic disease, the sequence of sensitization and clinical manifestations proceed as follows: eczema and respiratory disease (rhinitis and bronchospasm) in infants and children less than 5 years due to food sensitivity (milk, egg, soy, and wheat proteins) followed by respiratory disease (rhinitis and asthma) in older children and adults due to sensitivity to inhalant allergens (dust mite, mold, and pollen inhalants). | Class,IgE kU/L,Interpretation, 0,<0.10,Negative, 0/1,0.10-0.34,Borderline/equivocal, 1,0.35-0.69,Equivocal, 2,0.70-3.49,Positive, 3,3.50-17.4,Positive, 4,17.5-49.9,Strongly positive, 5,50.0-99.9,Strongly positive, 6,> or =100,Strongly positive, | Detection of IgE antibodies in serum (class 1 or greater) indicates an increased likelihood of allergic disease as opposed to other etiologies and defines the allergens that may be responsible for eliciting signs and symptoms. The level of IgE antibodies in serum varies directly with the concentration of IgE antibodies expressed as a class score or kU/L. | Testing for IgE antibodies is not useful in patients previously treated with immunotherapy to determine if residual clinical sensitivity exists or in patients in whom the medical management does not depend upon identification of allergen specificity. Some individuals with clinically insignificant sensitivity to allergens may have measurable levels of IgE antibodies in serum, and test results must be interpreted in the clinical context. False-positive results for IgE antibodies may occur in patients with markedly elevated serum IgE (>2500 kU/L) due to nonspecific binding to allergen solid phases. | Homburger HA, Hamilton RG: Allergic diseases. In: McPherson RA, Pincus MR, eds. Henry's Clinical Diagnosis and Management by Laboratory Methods. 23rd ed. Elsevier; 2017:1057-1070 | Specific IgE from the patient's serum reacts with the allergen of interest, which is covalently coupled to an ImmunoCAP. After washing away nonspecific IgE, enzyme-labeled anti-IgE antibody is added to form a complex. After incubation, unbound anti-IgE is washed away, and the bound complex incubated with a developing agent. After stopping the reaction, the fluorescence of the eluate is measured. Fluorescence is proportional to the amount of specific IgE present in the patient's sample (ie, the higher the fluorescence value, the more IgE antibody is present).(Package insert: ImmunoCAP System Specific IgE FEIA. Phadia; Rev 06/2020) | Same day/1 to 3 days | 14 days | This test was developed and its performance characteristics determined by Mayo Clinic in a manner consistent with CLIA requirements. It has not been cleared or approved by the US Food and Drug Administration. | 86003 | Vanilla, IgE | 7756-0 | VANIL | Vanilla, IgE | 7756-0
VH | Vanillylmandelic Acid and Homovanillic Acid, Random, Urine | Preferred first test for screening for catecholamine-secreting tumors in a random urine specimen when requesting both homovanillic acid and vanillylmandelic acid Supporting a diagnosis of neuroblastoma Monitoring patients with a treated neuroblastoma | Liquid Chromatography Tandem Mass Spectrometry (LC-MS/MS) | Yes | VMA and HVA, Random, U | Urine | Patient Preparation:Administration of L-dopa may falsely increase homovanillic acid and vanillylmandelic acid results; it should be discontinued 24 hours prior to specimen collection. Supplies:Urine Tubes, 10 mL (T068) Collection Container/Tube:Clean, plastic urine collection container Submission Container/Tube:Plastic, 10-mL urine tube Specimen Volume:5 mL Collection Instructions: 1. Collect a random urine specimen. 2. Adjust the urine pH to a level between 1 and 5 by adding 50% acetic acid or hydrochloric acid dropwise and checking the pH. | 2 mL | Elevated values of homovanillic acid (HVA), vanillylmandelic acid (VMA), and other catecholamine metabolites (eg, dopamine) may be suggestive of the presence of a catecholamine-secreting tumor (eg, neuroblastoma, pheochromocytoma, or other neural crest tumors).HVA and VMA levels may also be useful in monitoring patients who have been treated as a result of the above-mentioned tumors.HVA levels may also be altered in disorders of catecholaminemetabolism: monamine oxidase-A deficiency can cause decreased urinary HVA values, while a deficiency of dopamine beta-hydrolase (the enzyme that converts dopamine to norepinephrine) can cause elevated urinary HVA values. | VANILLYLMANDELIC ACID <1 year: <25.0 mg/g creatinine 1 year: <22.5 mg/g creatinine 2-4 years: <16.0 mg/g creatinine 5-9 years: <12.0 mg/g creatinine 10-14 years: <8.0 mg/g creatinine > or =15 years: <7.0 mg/g creatinine HOMOVANILIC ACID <1 year: <35.0 mg/g creatinine 1 year: <30.0 mg/g creatinine 2-4 years: <25.0 mg/g creatinine 5-9 years: <15.0 mg/g creatinine 10-14 years: <9.0 mg/g creatinine > or =15 years: <8.0 mg/g creatinine | Homovanillic acid (HVA) andvanillylmandelic acid (VMA)concentrations are elevated in more than 90% of patients with neuroblastoma; both tests should be performed. A positive test could be due to a genetic or nongenetic condition. Additional confirmatory testing is required. A normal result does not exclude the presence of a catecholamine-secreting tumor. Elevated HVA and VMA values are suggestive of a pheochromocytoma, but they are not diagnostic. | No significant cautionary statements | 1. Eisenhofer G: Monoamine-producing tumors. In: Rifai N, Chiu RWK, Young I, Burnham CD, Wittwer CT, eds. Tietz Textbook of Laboratory Medicine. 7th ed. Elsevier; 2023:765 2. Ormazabal A, Molero-Luis M, Garcia-Cazorla A, Artuch R. Biomarkers for the study of catecholamine and serotonin genetic diseases. In: Garg U, Smith LD, eds. Biomarkers in Inborn Errors of Metabolism: Clinical Aspects and Laboratory Determination. Elsevier; 2017:301-329 3. Strenger V, Kerbl R, Dornbusch HJ, et al. Diagnostic and prognostic impact of urinary catecholamines in neuroblastoma patients. Pediatr Blood Cancer. 2007;48(5):504-509 4. Barco S, Gennai I, Reggiardo G, et al. Urinary homovanillic and vanillylmandelic acid in the diagnosis of neuroblastoma: report from the Italian Cooperative Group for Neuroblastoma. Clin Biochem. 2014;47(9):848-852 5. Matthay KK, Maris JM, Schleiermacher G, et al. Neuroblastoma. Nat Rev Dis Primers. 2016;2:16078. doi:10.1038/nrdp.2016.78 | Homovanillic Acid: Homovanillic acid (HVA) is measured by solid-phase extraction (SPE) of a 1-mL aliquot of urine. A known amount of stable isotope-labeled HVA internal standard (IS) is added to each urine specimen prior to SPE. HVA and IS are eluted from the SPE column with methanol. The methanol is evaporated and the HVA and IS are redissolved in liquid chromatography tandem-mass spectrometry (LC-MS/MS) mobile phase. A portion of this prepared extract is injected onto a LC column that separates HVA and IS from the bulk of any remaining specimen matrix. The HVA and IS are measured by mass spectrometry/tandem-mass spectrometry using the selected reaction monitoring mode. HVA is quantified using the ratio to IS versus urine calibrators.(Magera MJ, Stoor A, Helgeson JK, Matern D, Rinaldo P. Determination of homovanillic acid in urine by stable isotope dilution and electrospray tandem mass spectrometry. Clin Chim Acta. 2001;306[1-2]:35-41; Eisenhofer G, Grebe S, Cheung NV. Monoamine-producing tumors. In: Rifai N, Horvath AR, Wittwer CT, eds. Tietz Textbook of Clinical Chemistry and Molecular Diagnostics. 6th ed. Elsevier; 2018:chap 63) Vanillylmandelic Acid: Vanillylmandelic acid (VMA) is measured by SPE of a 1-mL aliquot of urine. A known amount of stable isotope-labeled VMA IS is added to each urine specimen prior to SPE. VMA and IS are eluted from the SPE column with methanol. The methanol is evaporated and the VMA and IS are redissolved in LC-MS/MS mobile phase. A portion of this prepared extract is injected onto a LC column that separates VMA and IS from the bulk of any remaining specimen matrix. The VMA and IS are measured by MS/MS using the selected reaction monitoring mode. VMA is quantified using the ratio to IS versus urine calibrators.(Magera MJ, Thompson AL, Stoor AL, et al. Determination of vanillylmandelic acid in urine by stable isotope dilution and electrospray tandem mass spectrometry.Clin Chem. 2003;49:825-826; Eisenhofer G, Grebe S, Cheung NV. Monoamine-producing tumors. In: Rifai N, Horvath AR, Wittwer CT, eds. Tietz Textbook of Clinical Chemistry and Molecular Diagnostics. 6th ed. Elsevier; 2018:chap 63) | 3 to 5 days | 7 days | This test was developed and its performance characteristics determined by Mayo Clinic in a manner consistent with CLIA requirements. It has not been cleared or approved by the US Food and Drug Administration. | 83150-HVA84585-VMA | VMA and HVA, Random, U | 90250-2 | 2144 | Homovanillic Acid, VH | 11146-8
VMA | Vanillylmandelic Acid, 24 Hour, Urine | Screening children for catecholamine-secreting tumors using a 24-hour urine collection when requesting testing for vanillylmandelic acidonly Supporting a diagnosis of neuroblastoma Monitoring patients with a treated neuroblastoma | Liquid Chromatography Tandem Mass Spectrometry (LC-MS/MS) | Yes | Vanillylmandelic Acid, 24 Hr, U | Urine | Patient Preparation:Administration of L-dopa may falsely-increase vanillylmandelic acid results; it should be discontinued 24 hours prior to and during specimen collection. Supplies:Urine Tubes, 10 mL (T068) Specimen Volume:5 mL Collection Instructions: 1. Add 25 mL of 50% acetic acid as preservative at the start of collection. If specimen is refrigerated during collection, preservative may be added up to 12 hours after collection. Use 15 mL of 50% acetic acid for children younger than 5 years. This preservative is intended to achieve a pH of between approximately 1 and 5. 2. Collect a 24-hour urine specimen. 3. If necessary, adjust urine pH to a level between 1 and 5 by adding 50% acetic acid or hydrochloric acid dropwise and checking the pH. Additional Information:For multiple collections seeUrine Preservatives-Collection and Transportation for 24-Hour Urine Specimens. | 2 mL | Vanillylmandelic acid (VMA) and other catecholamine metabolites (homovanillic acid [HVA] and dopamine) are typically elevated in patients with catecholamine-secreting tumors (eg, neuroblastoma, pheochromocytoma, and other neural crest tumors). VMA and HVA levels may also be useful in monitoring patients who have been treated as a result of one of the above-mentioned tumors. | <1 year: <25.0 mg/g creatinine 1 year: <22.5 mg/g creatinine 2-4 years: <16.0 mg/g creatinine 5-9 years: <12.0 mg/g creatinine 10-14 years: <8.0 mg/g creatinine > or =15 years (adults): <8.0 mg/24 hours | Vanillylmandelic acid and/or homovanillic acid concentrations are elevated in most patients (more than 90%) with neuroblastoma; both tests should be performed. A positive test could be due to a genetic or nongenetic condition. Additional confirmatory testing is required. A normal result does not exclude the presence of a catecholamine-secreting tumor. Elevated values are suggestive of a pheochromocytoma, but they are not diagnostic. | Values are more commonly elevated during a hypertensive episode. Values may be normal in some individuals with pheochromocytoma. All patients taking Bactrim should be identified to the laboratory when vanillylmandelic acid and homovanillic acid tests are ordered due to potential interference. | 1. Eisenhofer G. Monoamine-producing tumors. In: Rifai N, Chiu RWK, Young I, Burnham CD, Wittwer CT, eds. Tietz Textbook of Laboratory Medicine. 7th ed. Elsevier; 2023: 765-765.e54 2. Hyland K. Disorders of neurotransmitter metabolism. In: Blau N, Duran M, Blaskovics ME, Gibson KM, eds. Physician's Guide to the Laboratory Diagnosis of Metabolic Diseases. Springer; 2003:107-122 3. Ormazabal A. Molero-Luis M. Garcia-Cazorla A. Artuch R. Biomarkers for the study of catecholamine and serotonin genetic diseases. In: Garg U, Smith LD, eds. Biomarkers in Inborn Errors of Metabolism: Clinical Aspects and Laboratory Determination. Elsevier; 2017:301-329 4. Strenger V, Kerbl R, Dornbusch HJ, et al. Diagnostic and prognostic impact of urinary catecholamines in neuroblastoma patients. Pediatr Blood Cancer. 2007;48(5):504-509 5. Barco S, Gennai I, Reggiardo G, et al. Urinary homovanillic and vanillylmandelic acid in the diagnosis of neuroblastoma: report from the Italian Cooperative Group for Neuroblastoma. Clin Biochem. 2014;47(9):848-852 6. Matthay KK, Maris JM, Schleiermacher G, et al. Neuroblastoma. Nat Rev Dis Primers. 2016;2:16078. doi:10.1038/nrdp.2016.78 | Vanillylmandelic acid (VMA) is measured by solid-phase extraction (SPE) of a 1-mL aliquot of urine. A known amount of stable-isotope labeled VMA internal standard (IS) is added to each urine specimen prior to SPE. VMA and IS are eluted from the SPE column with methanol. The methanol is evaporated and the VMA and IS are redissolved in liquid chromatography tandem mass spectrometry mobile phase. A portion of this prepared extract is injected onto a LC column that separates VMA and IS from the bulk of any remaining specimen matrix. The VMA and IS are measured by tandem-mass spectrometry using the selected reaction monitoring mode. VMA is quantified using the ratio to IS versus urine calibrators.(Magera MJ, Thompson AL, Stoor AL, et al. Determination of vanillylmandelic acid in urine by stable isotope dilution and electrospray tandem mass spectrometry. Clin Chem. 2003;49:825-826; Eisenhofer G, Grebe S, Cheung NV. Monoamine-producing tumors. In Rifai N, Horvath AR, Wittwer CT, eds. Tietz Textbook of Clinical Chemistry and Molecular Diagnostics. 6th ed. Elsevier; 2018:chap 63) | 3 to 5 days | 7 days | This test was developed and its performance characteristics determined by Mayo Clinic in a manner consistent with CLIA requirements. It has not been cleared or approved by the US Food and Drug Administration. | 84585 | Vanillylmandelic Acid, 24 Hr, U | 43099-1 | VL39 | Urine Volume | 3167-4
VMAR | Vanillylmandelic Acid, Random, Urine | Screening children for catecholamine-secreting tumors using a random urine collection when requesting vanillylmandelic acid only Supporting a diagnosis of neuroblastoma Monitoring patients with a treated neuroblastoma | Liquid Chromatography Tandem Mass Spectrometry (LC-MS/MS) | Yes | Vanillylmandelic Acid, Random, U | Urine | Patient Preparation:Administration of L-dopa may falsely increase vanillylmandelic acid results; it should be discontinued 24 hours prior to specimen collection. Supplies:Urine Tubes, 10 mL (T068) Collection Container/Tube:Clean, plastic urine collection container Submission Container/Tube:Plastic, 10-mL urine tube Specimen Volume:5 mL Collection Instructions: 1. Collect a random urine specimen. 2. Adjust the random urine pH to a level between 1 and 5 by adding 50% acetic acid or hydrochloric acid dropwise and checking the pH. | 2 mL | Vanillylmandelic acid (VMA) and other catecholamine metabolites (homovanillic acid [HVA] and dopamine) are typically elevated in patients with catecholamine-secreting tumors (eg, neuroblastoma, pheochromocytoma, and other neural crest tumors). VMA and HVA levels may also be useful in monitoring patients who have been treated as a result of one of the above-mentioned tumors. | <1 year: <25.0 mg/g creatinine 1 year: <22.5 mg/g creatinine 2-4 years: <16.0 mg/g creatinine 5-9 years: <12.0 mg/g creatinine 10-14 years: <8.0 mg/g creatinine > or =15 years (adults): <7.0 mg/g creatinine | Vanillylmandelic acid (VMA)and/or homovanillic acid concentrations are elevated in more than 90% of patients with neuroblastoma; both tests should be performed. A positive test could be due to a genetic or nongenetic condition. Additional confirmatory testing is required. A normal result does not exclude the presence of a catecholamine-secreting tumor. Elevated VMA values are suggestive of a pheochromocytoma, but they are not diagnostic. | Values are more commonly elevated during a hypertensive episode. Values may be normal in some individuals with a pheochromocytoma. | 1. Eisenhofer G. Monoamine-producing tumors. In: Rifai N, Chiu RWK, Young I, Burnham CD, Wittwer CT, eds. Tietz Textbook of Laboratory Medicine. 7th ed. Elsevier; 2023:765 2. Hyland K. Disorders of neurotransmitter metabolism. In: Blau N, Duran M, Blaskovics ME, Gibson KM, eds. Physician's Guide to the Laboratory Diagnosis of Metabolic Diseases. Springer; 2003:107-122 3. Ormazabal A. Molero-Luis M. Garcia-Cazorla A. Artuch R. Biomarkers for the study of catecholamine and serotonin genetic diseases. In: Garg U, Smith LD, eds. Biomarkers in Inborn Errors of Metabolism: Clinical Aspects and Laboratory Determination. Elsevier; 2017:301-329 4. Strenger V, Kerbl R, Dornbusch HJ, et al. Diagnostic and prognostic impact of urinary catecholamines in neuroblastoma patients. Pediatr Blood Cancer. 2007;48(5):504-509 5. Barco S, Gennai I, Reggiardo G, et al. Urinary homovanillic and vanillylmandelic acid in the diagnosis of neuroblastoma: report from the Italian Cooperative Group for Neuroblastoma. Clin Biochem. 2014;47(9):848-852 6. Matthay KK, Maris JM, Schleiermacher G, et al. Neuroblastoma. Nat Rev Dis Primers. 2016;2:16078. doi:10.1038/nrdp.2016.78 | Vanillylmandelic acid (VMA) is measured by solid-phase extraction (SPE) of a 1-mL aliquot of urine. A known amount of stable-isotope labeled VMA internal standard (IS) is added to each urine specimen prior to SPE. VMA and IS are eluted from the SPE column with methanol. The methanol is evaporated and the VMA and IS are redissolved in liquid chromatography tandem mass spectrometry mobile phase. A portion of this prepared extract is injected onto a LC column that separates VMA and IS from the bulk of any remaining specimen matrix. The VMA and IS are measured by tandem-mass spectrometry using the selected reaction monitoring mode. VMA is quantified using the ratio to IS versus urine calibrators.(Magera MJ, Thompson AL, Stoor AL, et al. Determination of vanillylmandelic acid in urine by stable isotope dilution and electrospray tandem mass spectrometry.Clin Chem. 2003;49:825-826; Eisenhofer G, Grebe S, Cheung NV. Monoamine-producing tumors. In: Rifai N, Horvath AR, Wittwer CT, eds. Tietz Textbook of Clinical Chemistry and Molecular Diagnostics. 6th ed. Elsevier; 2018:chap 63) | 3 to 5 days | 7 days | This test was developed and its performance characteristics determined by Mayo Clinic in a manner consistent with CLIA requirements. It has not been cleared or approved by the US Food and Drug Administration. | 84585 | Vanillylmandelic Acid, Random, U | 3124-5 | 60274 | Vanillylmandelic Acid, Random, U | 3124-5
VZV | Varicella Zoster Virus (VZV) Immunostain, Technical Component Only | Aids in the identification of varicella zoster virus infection | Immunohistochemistry (IHC) | Yes | VZV IHC, Tech Only | For the initial technical component only immunohistochemical (IHC) stain performed, the appropriate bill-only test ID will be reflexed and charged (IHTOI). For each additional technical component only IHC stain performed, an additional bill-only test ID will be reflexed and charged (IHTOA). | Supplies:Immunostain Technical Only Envelope (T693) Specimen Type:Tissue Container/Tube:Immunostains Technical Only Envelope Preferred:2 Unstained positively charged glass slide (25- x 75- x 1-mm) per test ordered; sections 4-microns thick. Acceptable:Formalin-fixed, paraffin-embedded tissue block |  | Varicella zoster virus (VZV) is a member of the herpes virus family and is the etiological agent for varicella (chicken pox) and herpes zoster (shingles). The immunostain for VZV uses a cocktail of antibodies that recognizes several glycoproteins, the nucleocapsid protein, and the immediate early protein of the virus. |  | This test does not include pathologist interpretation, only technical performance of the stain. If interpretation is required, order PATHC / Pathology Consultation for a full diagnostic evaluation or second opinion of the case. The positive and negative controls are verified as showing appropriate immunoreactivity. If a control tissue is not included on the slide, a scanned image of the relevant quality control tissue is available upon request; call 855-516-8404. Interpretation of this test should be performed in the context of the patient's clinical history and other diagnostic tests by a qualified pathologist. | Age of a cut paraffin section can affect immunoreactivity. Stability thresholds vary widely among published literature and are antigen dependent. Best practice is for paraffin sections to be cut within 6 weeks. | 1. Arvin AM: Varicella zoster virus. In: Knipe DM. Howley PM, eds. Fields Virology. Vol 2. 4th ed. Williams and Wilkins; 2001: 2731-2767 2.Gilden DH, Kleinschmidt-DeMasters BK, LaGuardia JJ, Mahalingam R, Cohrs RJ. Neurologic complications of the reactivation of varicella-zoster virus [published correction appears in N Engl J Med 2000 Apr 6;342(14):1063]. N Engl J Med. 2000;342(9):635-645. doi:10.1056/NEJM200003023420906 3. Nikkels AF, Debrus S, Sadzot-Delvaux C, et al. Comparative immunohistochemical study of herpes simplex and varicella-zoster infections. Virchows Arch A Pathol Anat Histopathol. 1993;422(2):121-126 4. Magaki S, Hojat SA, Wei B, So A, Yong WH. An introduction to the performance of immunohistochemistry. Methods Mol Biol. 2019;1897:289-298. doi:10.1007/978-1-4939-8935-5_25 | Immunohistochemistry on sections of paraffin-embedded tissue.(Unpublished Mayo method) | 1 to 3 days | Until staining is complete. | This test was developed and its performance characteristics determined by Mayo Clinic in a manner consistent with CLIA requirements. It has not been cleared or approved by the US Food and Drug Administration. | 88342-TC, Primary88341-TC, If additional IHC | VZV IHC, Tech Only | Order only;no result | 70893 | VZV IHC, Tech Only | Bill only; no result
VZPG | Varicella-Zoster Antibody, IgG, Serum | Determination of immune status of individuals to the varicella-zoster virus (VZV) Documentation of previous infection with VZV in an individual without a previous record of immunization to VZV | Multiplex Flow Immunoassay (MFI) | Yes | Varicella-Zoster Ab, IgG, S | Serum | Collection Container/Tube: Preferred:Serum gel Acceptable:Red top Submission Container/Tube:Plastic vial Specimen Volume:0.5 mL Collection Instructions: Centrifuge and aliquot serum into a plastic vial. | 0.4 mL | Varicella-zoster virus (VZV), a herpes virus, causes 2 distinct exanthematous (rash-associated) diseases: chickenpox (varicella) and herpes zoster (shingles). Chickenpox is a highly contagious, though typically benign, disease, usually contracted during childhood. Chickenpox is characterized by a dermal vesiculopustular rash that develops in successive crops approximately 10 to 21 days following exposure.(1) Although primary infection with VZV results in immunity and protection from subsequent infection, VZV remains latent within sensory dorsal root ganglia and upon reactivation, manifests as herpes zoster or shingles. During reactivation, the virus migrates along neural pathways to the skin, producing a unilateral rash, usually limited to a single dermatome. Shingles is an extremely painful condition typically occurring in older nonimmune adults or those with waning immunity to VZV and in patients with impaired cellular immunity.(2) Individuals at risk for severe complications following primary VZV infection include pregnant women, in whom the virus may spread through the placenta to the fetus, causing congenital disease in the infant. Additionally, immunosuppressed patients are at risk for developing severe VZV-related complications, which include cutaneous disseminated disease and visceral organ involvement.(2,3) Serologic screening for IgG-class antibodies to VZV aids in identifying nonimmune individuals. | Vaccinated: Positive (> or =1.1 AI) Unvaccinated: Negative (< or =0.8 AI) Reference values apply to all ages. | Positive: Antibody index (AI) value of 1.1 or higher: The reported AI value is for reference only. This is a qualitative test, and the numeric value of the AI is not indicative of the amount of antibody present. AI values above the manufacturer recommended cutoff for this assay indicate that specific antibodies were detected, suggesting prior exposure or vaccination. The presence of detectable IgG-class antibodies indicates prior exposure to the varicella-zoster virus (VZV) through infection or immunization. Individuals testing positive are considered immune to varicella-zoster. Equivocal: AI 0.9-1.0 Submit an additional specimen for testing in 10 to 14 days to demonstrate IgG seroconversion if recently vaccinated or if otherwise clinically indicated. Negative: AI of 0.8 or lower The absence of detectable IgG-class antibodies suggests no prior exposure to the VZV or the lack of a specific immune response to immunization. | IgG-class antibodies to varicella-zoster virus may be present in serum specimens from individuals who have received blood products within the past several months but have not been immunized or experienced past infection with this virus. Serum specimens drawn early during acute phase of infection may be negative for IgG-class antibodies to this virus. | 1. Yankowitz J, Grose C: Congenital infections. In: Storch GA, ed. Essentials of diagnostic virology. Churchill Livingstone; 2000:187-201 2. Gnann JW, Whitley RJ: Herpes Zoster. N Engl J Med. 2002 Aug 1;347(5):340-346 3. Cvjetkovic D, Jovanovic J, Hrnjakovic-Cvjetkovic I, et al: Reactivation of herpes zoster infection by varicella-zoster virus. Med Pregl. 1999 Mar-May;52(3):125-128 4. Whitely RJ: Chickenpox and Herpes Zoster (Varicella-Zoster virus). In Bennett JE, Dolin R, Blaser MJ, eds. Mandell, Douglas, and Bennett's Principles and Practice of Infectious Diseases. 9th ed. Elsevier; 2020: 1849-1856 | The BioPlex 2200 Varicella-Zoster Virus (VZV) IgG assay uses multiplex flow immunoassay technology. Briefly, serum samples are mixed and incubated at 37 degrees C with sample diluent and dyed beads coated with VZV antigen. After a wash cycle, antihuman IgG-antibody conjugated to phycoerythrin (PE) is added to the mixture and incubated at 37 degrees C. Excess conjugate is removed in another wash cycle, and the beads are resuspended in wash buffer. The bead mixture then passes through a detector that identifies the bead based on dye fluorescence and determines the amount of antibody captured by the antigen based on the fluorescence of the attached PE. Raw data is calculated in relative fluorescence intensity. Three additional dyed beads, an internal standard bead, a serum verification bead, and a reagent blank bead are present in each reaction mixture to verify detector response, the addition of serum to the reaction vessel and the absence of significant nonspecific binding in serum.(Package insert: BioPlex 2200 System MMRV IgG, Bio-Rad Laboratories; 02/2019) | Same day/1 to 3 days | 14 days | This test has been cleared, approved, or is exempt by the US Food and Drug Administration and is used per manufacturer's instructions. Performance characteristics were verified by Mayo Clinic in a manner consistent with CLIA requirements. | 86787 | Varicella-Zoster Ab, IgG, S | 15410-4 | DEXG4 | Varicella IgG Antibody Index | 5403-1
VZGM | Varicella-Zoster Antibody, IgM and IgG, Serum | Laboratory diagnosis of acute and recent infection with varicella-zoster virus (VZV) Determination of immune status of individuals to the VZV Documentation of previous infection with VZV in an individual without a previous record of immunization to VZV | VZM: Immunofluorescence Assay (IFA) VZPG: Multiplex Flow Immunoassay (MFI) | Yes | Varicella-Zoster Ab, IgM and IgG, S | Serum | Collection Container/Tube: Preferred:Serum gel Acceptable:Red top Submission Container/Tube:Plastic vial Specimen Volume:1 mL Collection Instructions: Centrifuge and aliquot serum into a plastic vial. | 0.6 mL | Varicella-zoster virus (VZV), a herpesvirus, causes 2 distinct exanthematous (rash-associated) diseases: chickenpox (varicella) and shingles (herpes zoster). Chickenpox is a highly contagious, though typically benign, disease, usually contracted during childhood. Chickenpox is characterized by a dermal vesiculopustular rash that develops in successive crops approximately 10 to 21 days following exposure.(1) Although primary infection with VZV results in immunity and protection from subsequent infection, VZV remains latent within sensory dorsal root ganglia and upon reactivation, manifests as herpes zoster or shingles. During reactivation, the virus migrates along neural pathways to the skin, producing a unilateral rash, usually limited to a single dermatome. Shingles is an extremely painful condition typically occurring in older nonimmune adults or those with waning immunity to VZV and in patients with impaired cellular immunity.(2) Individuals at risk for severe complications following primary VZV infection include pregnant women, in whom the virus may spread through the placenta to the fetus causing congenital disease in the infant. Additionally, immunosuppressed patients are at risk for developing severe VZV-related complications, which include cutaneous disseminated disease and visceral organ involvement.(2,3) Serologic screening for IgG-class antibodies to VZV will aid in identifying nonimmune individuals. The presence of IgM-class antibodies to VZV is suggestive of acute or recent infection however results should be correlated with clinical presentation. | IgM Negative Reference values apply to all ages. IgG Vaccinated: positive (> or =1.1 AI) Unvaccinated: negative (< or =0.8 AI) Reference values apply to all ages. | A positive IgG result coupled with a positive IgM result suggests recent infection with varicella-zoster virus (VZV). This result should not be used alone to diagnose VZV infection and should be interpreted in the context of clinical presentation. A positive IgG result coupled with a negative IgM result indicates previous vaccination to or infection with VZV. These individuals are considered to have protective immunity to reinfection. A negative IgG result coupled with a negative IgM result indicates the absence of prior exposure to VZV and nonimmunity. However, a negative result does not rule-out VZV infection. The specimen may have been drawn before the appearance of detectable antibodies. Negative results in suspected early VZV infections should be followed by testing a new serum specimen in 2 to 3 weeks. Equivocal results should be followed up with testing of a new serum specimen within 10 to 14 days. | Results from cord blood, neonates, or immunocompromised individuals should be interpreted with caution. Testing for IgM-class antibodies to varicella-zoster virus (VZV) should be limited to patients with a clinically compatible disease. The performance characteristics with individuals vaccinated with the VZV (OKA strain) have not been established. Up to one-third of individuals with primary herpes simplex virus (HSV) infections who have experienced prior VZV infection show a heterotypic antibody response to VZV antigen making a differential diagnosis between VZV and HSV difficult in the absence of clear-cut clinical findings. IgG-class antibodies to VZV may be present in serum specimens from individuals who have received blood products within the past several months but have not been immunized or experienced past infection with this virus. Serum specimens collected early during acute phase of infection or soon after vaccination may be negative for IgM- or IgG-class antibodies to this virus, respectively. | 1. Yankowitz J, Grose C: Congenital infections. In: Storch GA, ed. Essentials of diagnostic virology. Churchill Livingstone; 2000:187-201 2. Gnann JW, Whitley RJ: Herpes Zoster. N Engl J Med. 2002 Aug 1;347(5):340-346 3. Cvjetkovic D, Jovanovic J, Hrnjakovic-Cvjetkovic I, et al: Reactivation of herpes zoster infection by varicella-zoster virus. Med Pregl. 1999 Mar-May;52(3):125-128 4.Whitely RJ: Chickenpox and Herpes Zoster (Varicella-Zoster virus). In Bennett JE, Dolin R, Blaser MJ, eds. Mandell, Douglas, and Bennett's Principles and Practice of Infectious Diseases. 9th ed. Elsevier; 2020: 1849-1856 | Immunoglobulin M: The presence or absence of IgM-class antibody to varicella-zoster virus (VZV) is determined by an indirect immunofluorescence assay. Serum is incubated with VZV antigen that is adhered to a glass microscope slide. Antibodies, if present, will bind to the antigen forming stable antigen-antibody complexes. If no antibodies are present, the complexes will not be formed, and the serum components will be washed away. Fluorescein-labeled antihuman-IgM antibody is added to the reaction side and binds to IgM antibodies if present. This results in a positive reaction of bright apple-green fluorescence when viewed with a fluorescence microscope.(Package insert: Bion Varicella Zoster Antigen Substrate Slide. Bion Enterprises; 09/2019) Immunoglobulin G: The BioPlex 2200 VZV IgG assay uses multiplex flow immunoassay technology. Briefly, serum samples are mixed and incubated at 37 degrees C with sample diluent and dyed beads coated with VZV antigen. After a wash cycle, antihuman IgG antibody conjugated to phycoerythrin (PE) is added to the mixture and incubated at 37 degrees C. Excess conjugate is removed in another wash cycle, and the beads are resuspended in wash buffer. The bead mixture then passes through a detector that identifies the bead based on dye fluorescence and determines the amount of antibody captured by the antigen based on the fluorescence of the attached PE. Raw data is calculated in relative fluorescence intensity. Three additional dyed beads, an internal standard bead, a serum verification bead, and a reagent blank bead are present in each reaction mixture to verify detector response, the addition of serum to the reaction vessel and the absence of significant nonspecific binding in serum.(Package insert: BioPlex 2200 System MMRV IgG. Bio-Rad Laboratories; 02/2019) | Same day/1 to 3 days | 14 days | This test has been cleared, approved, or is exempt by the US Food and Drug Administration and is used per manufacturer's instructions. Performance characteristics were verified by Mayo Clinic in a manner consistent with CLIA requirements. | 86787-Varicella IgG86787-Varicella IgM | Varicella-Zoster Ab, IgM and IgG, S | 81234-7 | DEXG4 | Varicella IgG Antibody Index | 5403-1
VZM | Varicella-Zoster Virus (VZV) Antibody, IgM, Serum | Diagnosing acute-phase infection with varicella-zoster virus | Immunofluorescence Assay (IFA) | Yes | Varicella-Zoster Ab, IgM, S | Serum | Collection Container/Tube: Preferred:Serum gel Acceptable:Red top Submission Container/Tube:Plastic vial Specimen Volume:0.5 mL Collection Instructions: Centrifuge and aliquot serum into a plastic vial. | 0.2 mL | Varicella-zoster virus (VZV), a herpes virus, causes 2 distinct exanthematous (rash-associated) diseases: chickenpox (varicella) and herpes zoster (shingles). Chickenpox is a highly contagious, though typically benign, disease, usually contracted during childhood. Chickenpox is characterized by a dermal vesiculopustular rash that develops in successive crops approximately 10 to 21 days following exposure.(1) Although primary infection with VZV results in immunity and protection from subsequent infection, VZV remains latent within sensory dorsal root ganglia and upon reactivation, manifests as herpes zoster or shingles. During reactivation, the virus migrates along neural pathways to the skin, producing a unilateral rash, usually limited to a single dermatome. Shingles is an extremely painful condition typically occurring in older nonimmune adults or those with waning immunity to VZV and in patients with impaired cellular immunity.(2) Several populations are at risk of suffering unusually severe reactions to VZV infections. The infection in pregnant women may spread through the placenta to the fetus causing congenital disease in the infant. Immunocompromised patients in hospitals may contract severe nosocomial infections from others who have active VZV infectionsand are at risk for developing severe VZV-related complications, which include cutaneous disseminated disease and visceral organ involvement.(2,3)Therefore, serologic screening of direct healthcare providers (physicians, allied healthcare personnel) and individuals in high-risk groups is necessary to avoid uncontrolled spread of infection. While the clinical presentation of VZV infection is generally characteristic, serologic evaluation of patients with atypical and systemic infections is often required. For example, it is extremely important to serologically evaluate patients for the early detection of VZV infections in hospital settings. Nosocomial spread of VZV infection can be life-threatening to immunocompromised patients susceptible to infection. | Negative Reference values apply to all ages. | A positive IgM result indicates a recent infection with varicella-zoster virus (VZV). A negative result does not rule out the diagnosis of VZV infection.The specimen may have been drawn before the appearanceof detectable antibodies. Negative results in suspected early VZVinfection should be followed by testing a new specimen in 2 to 3 weeks. | The performance characteristics with individuals vaccinated withvaricella-zoster virus (OKAstrain) have not been established. The test must be performed on serum. The use of whole blood,plasma, or cord blood has not been established. Positive results from cord blood or neonates should be interpretedwith caution. Results from immunocompromised patients should be interpretedwith caution. | 1. Yankowitz J, Grose C: Congenital infections. In: Storch GA, ed. Essentials of diagnostic virology. Churchill Livingstone; 2000:187-201 2. Gnann JW, Whitley RJ: Herpes Zoster. N Engl J Med. 2002 Aug 1;347(5):340-346 3. Cvjetkovic D, Jovanovic J, Hrnjakovic-Cvjetkovic I, et al: Reactivation of herpes zoster infection by varicella-zoster virus. Med Pregl. 1999 Mar-May;52(3):125-128 4. Flamholc L: Neurological complications in herpes zoster. Scand J Infect Dis. 1996;100:35-40 5.Whitely RJ: Chickenpox and Herpes Zoster (Varicella-Zoster virus). In: Bennett JE, Dolin R, Blaser MJ, eds. Mandell, Douglas, and Bennett's Principles and Practice of Infectious Diseases. 9th ed. Elsevier; 2020:1849-1856 | The presence or absence of IgM-class antibody to varicella-zoster virus (VZV) is determined by an indirect immunofluorescence assay. Serum is incubated with VZV antigen that is adhered to a glass microscope slide. Antibodies, if present, will bind to the antigen forming stable antigen-antibody complexes. If no antibodies are present, the complexes will not be formed, and the serum components will be washed away. Fluorescein-labeled antihuman-IgM antibody is added to the reaction side and binds to IgM antibodies if present. This results in a positive reaction of bright apple-green fluorescence when viewed with a fluorescence microscope.(Package insert: Bion Varicella Zoster Antigen Substrate Slide. Bion Enterprises; 09/2019) | Same day/1 to 3 days | 14 days | This test has been cleared, approved, or is exempt by the US Food and Drug Administration and is used per manufacturer's instructions. Performance characteristics were verified by Mayo Clinic in a manner consistent with CLIA requirements. | 86787 | Varicella-Zoster Ab, IgM, S | 43588-3 | 80964 | Varicella-Zoster Ab, IgM, S | 43588-3
FVZGC | Varicella-Zoster Virus Antibody, IgG, CSF |  | Semi-Quantitative Chemiluminescent Immunoassay | No | VZV Antibody IgG CSF | CSF | Collect 0.5 mL CSF in sterile plastic container and ship refrigerate. | 0.3 mL |  | 134.9 IV or less: Negative - No significant level of IgG antibody to varicella-zoster virus detected. 135.0 - 164.9 IV: Equivocal - Repeat testing in 10 - 14 days may be helpful. 165.0 IV or greater: Positive - IgG antibody to varicella-zoster virus detected, which may indicate a current or past varicella-zoster infection. | The detection of antibodies to varicella-zoster in CSF may indicate central nervous system infection. However, consideration must be given to possible contamination by blood or transfer of serum antibodies across the blood-brain barrier. |  |  |  | 1 to 5 days |  | This test was developed and its performance characteristics determined by ARUP Laboratories. It has not been cleared or approved by the US Food and Drug Administration. This test was performed in a CLIA certified laboratory and is intended for clinical purposes. | 86787 | VZV Antibody IgG CSF | 58755-0 | Z4272 | VZV Antibody IgG CSF | 58755-0
VZVPV | Varicella-Zoster Virus, Molecular Detection, PCR, Varies | Rapid (qualitative) detection of varicella-zoster virus DNA in clinical specimens for laboratory diagnosis of disease due to this virus This testshould not be usedto screen asymptomatic patients. | Real-Time Polymerase Chain Reaction (PCR)/DNA Probe Hybridization | Yes | Varicella-Zoster Virus, PCR, Varies | Varies | Submit only 1 of the following specimens: Supplies:Sarstedt Aliquot Tube, 5 mL (T914) Specimen Type:Body fluid Sources:Spinal, pleural, peritoneal, ascites, pericardial, amniotic, or ocular Container/Tube:Sterile container Specimen Volume:0.5 mL Collection Instructions:Do not centrifuge. Specimen Type:Swab Sources:Miscellaneous; dermal, eye, nasal, or throat Supplies: -Culturette (BBL Culture Swab) (T092) -M4-RT (T605) Container/Tube:Multimicrobe media (M4-RT) and ESwabs Collection Instructions:Place swab back into multimicrobe media (M4-RT, M4, or M5). Specimen Type:Genital Swab Sources:Cervix, vagina, urethra, anal/rectal, or other genital sources Supplies: -Culturette (BBL Culture Swab) (T092) -M4-RT (T605) Container/Tube:Multimicrobe media (M4-RT) (T605) and ESwabs Collection Instructions:Place swab back into multimicrobe media (M4-RT, M4, or M5). Specimen Type:Respiratory Sources:Bronchial washing, bronchoalveolar lavage, nasopharyngeal aspirate or washing, sputum, or tracheal aspirate Container/Tube:Sterile container Specimen Volume:1.5 mL Specimen Type:Tissue Sources:Brain, colon, kidney, liver, lung, etc. Supplies:M4-RT (T605) Container/Tube: Preferred:Multimicrobe media (M4-RT) Acceptable:Sterile container with 1 to 2 mL of sterile saline Specimen Volume:Entire collection Collection Instructions:Submit only fresh tissue ina sterile container containing 1 mL to 2 mL of sterile saline or multimicrobe medium (M4-RT, M4, or M5) | Ocular Fluid and Spinal Fluid: 0.3 mL Body Fluid (pleural, peritoneal, ascites, and pericardial): See Specimen Required Respiratory Specimens: 1 mL Tissue: 2 x 2 mm biopsy | Varicella-zoster virus (VZV) causes both varicella (chickenpox) and herpes zoster (shingles). VZV produces a generalized vesicular rash on the dermis (chickenpox) in normal children, usually before 10 years of age. After primary infection with VZV, the virus persists in latent form and may emerge clinically (usually in adults 50 years of age and older) to cause a unilateral vesicular eruption, generally in a dermatomal distribution (shingles). | Negative Reference values apply to all ages. | Detection of varicella-zoster virus (VZV) DNA in clinical specimens supports the clinical diagnosis of infection due to this virus. VZV DNA is not detected in cerebrospinal fluid from patients without central nervous system disease caused by this virus. This LightCycler polymerase chain reaction assay does not yield positive results with other herpesvirus gene targets (herpes simplex virus, cytomegalovirus, Epstein-Barr virus). | A negative result does not exclude the possibility of varicella-zoster virus (VZV) infection. The reference range is typically "negative" for this assay. This assay is only to be used for patients with a clinical history and symptoms consistent with VZV infection and must be interpreted in the context of the clinical picture. | 1. Cinque P, Bossolasco S, Vago L, et al.Varicella-zostervirus (VZV) DNA in cerebrospinal fluid of patients infected with human immunodeficiency virus: VZV disease of the central nervous system or subclinical reactivation of VZV infection? Clin Infect Dis. 1997;25(3):634-639 2. Brown M, Scarborough M, Brink N, Manji H, Miller R.Varicella zostervirus-associated neurological disease in HIV-infected patients. Int J STD AIDS. 2001;12(2):79-83 3. Studahl M, Hagberg L, Rekabdar E, Bergstrom T. Herpesvirus DNA detection in cerebrospinal fluid: differences in clinical presentation between alpha-, beta-, and gamma-herpesviruses. Scand J Infect Dis. 2000;32(3):237-248 4. Iten A, Chatelard P, Vuadens P, et al: Impact of cerebrospinal fluid PCR on the management of HIV-infected patients withvaricella-zostervirus infection of the central nervous system. J Neurovirol. 1999;5(2):172-180 5. Sauerbrei A. Varicella-zoster virus infections - antiviral therapy and diagnosis. GMS Infect Dis. 2016;4:Doc01. doi:10.3205/id000019 6. Sauerbrei A. Diagnosis, antiviral therapy, and prophylaxis of varicella-zoster virus infections. Eur J Clin Microbiol Infect Dis. 2016;35(5):723-734. doi:10.1007/s10096-016-2605-0 | Viral nucleic acid is extracted by the MagNA Pure automated instrument (Roche Applied Science) from clinical specimens. Primers directed to target DNA (ss DNA binding proteins: gene 29) produce a 202-base pair amplicon. The LightCycler instrument amplifies and monitors by fluorescence the development of target nucleic acid sequences after the annealing step during PCR cycling. This is an automated PCR system that can rapidly detect (30-40 minutes) amplicon development though stringent air-controlled temperature cycling in capillary cuvettes. The detection of amplified products is based on the fluorescence resonance energy transfer hybridization probe with a donor fluorophore, fluorescein, on the 3' end is excited by an external light source and emits light that is absorbed by a second hybridization probe with an acceptor fluorophore, LC-Red 640, at the 5' end. The acceptor fluorophore then emits a light of a different wavelength that can be measured with a signal that is proportional to the amount of specific PCR product. Melting curve analysis is performed following PCR amplification. Starting at 45 degrees C, the temperature in the thermal chamber is slowly raised to 80 degrees C, and the fluorescence is measured at frequent intervals. Analysis of the PCR amplification and probe melting curves is accomplished through the use of LightCycler software.(Dhiman N, Wright PA, Espy MJ, Schneider SK, Smith TF, Pritt BS. Concurrent detection of herpes simplex and varicella-zoster viruses by polymerase chain reaction from the same anatomic location. Diagn Microbiol Infect Dis. 2011;70(4):538-540. doi:10.1016/j.diagmicrobio.2011.03.014; Espy MJ, Teo R, Ross TK, Scien KA, Wold AD, Smith TF. Diagnosis of varicella-zoster virus infections in the clinical laboratory by LightCycler PCR. J Clin Microbiol. 2000;38[9]:3187-3189) | Same day/1 to 4 days | 1 week | This test was developed and its performance characteristics determined by Mayo Clinic in a manner consistent with CLIA requirements. It has not been cleared or approved by the US Food and Drug Administration. | 87798 | Varicella-Zoster Virus, PCR, Varies | 94584-0 | 618332 | Varicella-Zoster Virus PCR | 94584-0
VEGF | Vascular Endothelial Growth Factor, Plasma | Evaluation of patients with suspected POEMS (polyneuropathy, organomegaly, endocrinopathy, monoclonal gammopathy, and skin changes) syndrome, particularly in differentiating from other forms of polyneuropathy and/or monoclonal plasma cell disorders | Electrochemiluminescence Immunoassay (ECLIA) | Yes | Vascular Endothelial Growth Fctr, P | Plasma EDTA | Supplies:Sarstedt Aliquot Tube, 5 mL (T914) Collection Container/Tube:Lavender-top (EDTA) Submission Container/Tube:Plastic vial Specimen Volume:0.5 mL Collection Instructions: 1. Immediately after specimen collection, place the tube on wet ice. 2. Centrifuge at 4 degrees C, 1500 xgfor 10 minutes. 3. Aliquot plasma into plastic vial. 4. Freeze specimen within 2 hours of collection. | 0.3 mL | Vascular endothelial growth factor (VEGF) is a critical modulator of angiogenesis (the growth of new blood vessels).(1) In mammals, there are 5 members of the VEGF family, each arising from different genes, with VEGF-A being the most well-studied. VEGF-A promotes angiogenesis by inducing migration of endothelial cells, promoting mitosis of endothelial cells, and upregulating matrix metalloproteinase activity.(2) VEGF-A is regulated by hypoxia, with increased expression when cells detect an environment low in oxygen. Physiologically, VEGF induces new blood vessel formation during embryonic development, after tissue injury, and in response to blocked vessels. VEGF also regulates pathological vessel formation, such as in tumor growth and metastases.(3) Angiogenesis during tumor development is complex, although it is clear that VEGF plays a key role. VEGF also regulates angiogenesis in other disease states including rheumatoid arthritis, osteoarthritis, diabetes, and age-related macular degeneration. In addition, circulating concentrations of VEGF are elevated in patients with polyneuropathy, organomegaly, endocrinopathy, monoclonal gammopathy, and skin changes (POEMS) syndrome, a monoclonal plasma cell disorder.(4) Although the pathologic role of VEGF in POEMS is unclear, it is useful as a diagnostic marker and for assessing response to therapy. In addition to the various genes in the VEGF family, VEGFA has multiple splicing variants. VEGFA 165 is the predominant isoform.(2) An internal study has demonstrated that the VEGF assay used by Mayo Clinic Laboratories is specific for the splice variant of VEGF-A 165 and does not detect other isoforms of VEGFA or other VEGF gene products. | < or =96.2 pg/mL | Elevated concentration of vascular endothelial growth factor (VEGF) may be consistent with a diagnosis of POEMS (polyneuropathy, organomegaly, endocrinopathy, monoclonal gammopathy, and skin changes) syndrome. Decreasing concentrations of VEGF over time in a patient with POEMS syndrome may be consistent with a therapeutic response. | Elevated circulating concentrations ofvascular endothelial growth factor (VEGF)may be observed in a variety of disease states, especially those associated with angiogenesis. Elevated concentrations of VEGF must be interpreted within the clinical context of the patient. Normal concentrations of VEGF do not exclude the diagnosis ofPOEMS (polyneuropathy, organomegaly, endocrinopathy, monoclonal gammopathy, and skin changes)syndrome. VEGF has limited stability. Following centrifugation, plasma must be either immediately frozen or refrigerated. Samples can only be stored at refrigerated temperatures for 24 hours, after which time samples must be frozen. Storage of plasma for any length of time at room temperature is not acceptable. The presence of bevacizumab in patient serum interferes with detection of VEGF. Caution should be taken while interpreting results of patients receiving bevacizumab therapy. | 1. Apte RS, Chen DS, Ferrara N. VEGF in signaling and disease: Beyond discovery and development. Cell. 2019;176(6):1248-1264 2. Otrock ZK, Makarem JA, Shamseddine AI. Vascular endothelial growth factor family of ligands and receptors: review. Blood Cells Mol Dis. 2007;38(3):258-268 3. Siveen KS, Prabhu K, Krishnankutty R, et al. Vascular endothelial growth factor (VEGF) signaling in tumour vascularization: Potential and challenges. Curr Vasc Pharmacol. 2017;15(4):339-351 4. Brown R, Ginsberg L. POEMS syndrome: clinical update. J Neurol. 2019;266(1):268-277 | Thevascular endothelial growth factor (VEGF)cytokine assay measures human cytokines in a 96-well spotted plate. The assay employs a sandwich immunoassay format where capture antibodies are coated on a single spot on the bottom of each well. Diluted samples, calibrators, and controls are added and to the plate. If present, VEGF will bind to the capture antibodies. After incubation, a solution containing detection antibodies conjugated with electrochemiluminescent labels is added. After a final incubation, a buffer is added that creates the appropriate chemical environment for electrochemiluminescence. The plate is then read on the QuickPlex SQ120. The machine applies a voltage that causes bound labels to emit measurable light. The QuickPlex SQ120 measures the intensity of emitted light and correlates it to a set of standards of known quantity via a 4-point logistics curve fitting method.(Unpublished Mayo method) | 2 to 8 days | 14 days | This test was developed and its performance characteristics determined by Mayo Clinic in a manner consistent with CLIA requirements. It has not been cleared or approved by the US Food and Drug Administration. | 83520 | Vascular Endothelial Growth Fctr, P | 34694-0 | 63019 | VEGF, P | 34694-0
VIP | Vasoactive Intestinal Polypeptide, Plasma | Detecting vasoactive intestinal polypeptide-producing tumors in patients with chronic diarrheal diseases | Enzyme-Linked Immunosorbent Assay (ELISA) | Yes | Vasoactive Intestinal Polypeptide,P | Plasma EDTA | Supplies:Sarstedt Aliquot Tube, 5 mL (T914) Collection Container/Tube:Lavender top (EDTA) Submission Container/Tube:Plastic vial Specimen Volume:1 mL Collection Instructions:Centrifuge and aliquot plasma into a plastic vial. Freeze immediately. | 0.55 mL | Vasoactive intestinal polypeptide (VIP) was originally isolated from porcine small intestine and was recognized by its potent vasodilator activity. This brain/gut hormone has widespread distribution and is present in neuronal cell bodies localized in the central nervous system, digestive, respiratory, and urogenital tracts, and exocrine, thyroid, and adrenal glands. VIP has a wide scope of biological actions. The main effects of VIP include relaxation of smooth muscle (bronchial and vascular dilation), stimulation of gastrointestinal water and electrolyte secretion, and release of pancreatic hormones. Vasoactive intestinal polypeptide-producing tumors are rare; most (90%) are located in the pancreas. Watery diarrhea, hypokalemia, and achlorhydria are key symptoms. | <86 pg/mL | An elevated vasoactive intestinal polypeptide (VIP) may indicate the presence of an enteropancreatic tumor causing hypersecretion of VIP. Vasoactive intestinal polypeptide-producing tumors are unlikely with a 24-hour stool volume below 700 mL. | Test results cannot be interpreted as absolute evidence for the presence or absence of malignant disease. Use vasoactive intestinal polypeptide (VIP) results in conjunction with information from the clinical evaluation of the patient and other diagnostic procedures. This test should not be used for cancer screening or cancer diagnosis. Assay sensitivity may be lower than the previous VIP radioimmunoassay. The absence of elevated VIP does not rule out the presence of malignancy. In rare cases, some individuals can develop antibodies to mouse or other animal antibodies (often referred to as human anti-mouse antibodies [HAMA] or heterophile antibodies), which may cause interference in some immunoassays. Caution should be used in interpretation of results and the laboratory should be alerted if the result does not correlate with the clinical presentation. Vasoactive intestinal polypeptide concentration determinations are method dependent. Values obtained with different assay methods or kits may differ and cannot be used interchangeably. | 1. Smith SL, Branton SA, Avino AJ, et al. Vasoactive intestinal polypeptide secreting islet cell tumors: a 15-year experience and review of the literature. Surgery. 1998;124(6):1050-1055 2. Ghaferi AA, Chojnacki KA, Long WD, Cameron JL, Yeo CJ. Pancreatic VIPomas: subject review and one institutional experience. J Gastrointest Surg. 2008;12(2):382-393 3. Eisenhofer G, Grebe S, Cheung NK, et al. Monoamine-producing tumors. In: Rifai N, Horvath AR, Wittwer CT, eds. Tietz Textbook of Clinical Chemistry and Molecular Diagnostics. 6th ed. Elsevier; 2018:1421 4. Una Cidon E. Vasoactive intestinal peptide secreting tumour: An overview. World J Gastrointest Oncol. 2022;14(4):808-819 | Vasoactive intestinal polypeptide (VIP) enzyme-linked immunosorbent assay is a two-step competitive immunoassay. VIP in the patient sample competes with a biotin-labelled antigen for a limited number of anti-VIP antibody binding sites on the microplate wells during the first incubation. After a wash step to remove unbound and excess material the samples are incubated with a streptavidin anti horseradish peroxidase conjugate to form a biotin conjugate complex. After washing, an enzyme substrate is added and incubated. Following the incubation, the reaction is stopped by addition of a stopping solution. Antibody-analyte complex is detected by absorbance measurement at 450 nm wavelength. The absorbance measured is inversely proportional to the concentration of VIP in the samples and calibrators.(Unpublished Mayo method) | 2 to 4 days | 14 days | This test was developed and its performance characteristics determined by Mayo Clinic in a manner consistent with CLIA requirements. It has not been cleared or approved by the US Food and Drug Administration. | 84586 | Vasoactive Intestinal Polypeptide,P | 3125-2 | 8150 | Vasoactive Intestinal Polypeptide,P | 3125-2
VIPI | Vasoactive Intestine Polypeptide (VIP), Technical Component Only | Aiding in the identification of islet cell tumors | Immunohistochemistry (IHC) | Yes | VIP IHC, Tech Only | For the initial technical component only immunohistochemical (IHC) stain performed, the appropriate bill-only test ID will be reflexed and charged (IHTOI). For each additional technical component only IHC stain performed, an additional bill-only test ID will be reflexed and charged (IHTOA). | Supplies:Immunostain Technical Only Envelope (T693) Specimen Type:Tissue Container/Tube:Immunostains Technical Only Envelope Preferred:2 Unstained positively charged glass slide (25- x 75- x 1-mm) per test ordered; sections 4-microns thick. Acceptable:Formalin-fixed, paraffin-embedded tissue block |  | Excessive vasoactive intestine polypeptide (VIP) production by islet cell tumors has been associated with Verner-Morrison syndrome, also known as pancreatic cholera, in which patients have massive, watery diarrhea. A subset of normal cells in the pancreatic islets express VIP (<1%). Peripheral nerves and ganglion cells also serve as a positive internal control. |  | This test does not include pathologist interpretation, only technical performance of the stain. If interpretation is required, order PATHC / Pathology Consultation for a full diagnostic evaluation or second opinion of the case. The positive and negative controls are verified as showing appropriate immunoreactivity. If a control tissue is not included on the slide, a scanned image of the relevant quality control tissue is available upon request; call 855-516-8404. Interpretation of this test should be performed in the context of the patient's clinical history and other diagnostic tests by a qualified pathologist. | Age of a cut paraffin section can affect immunoreactivity. Stability thresholds vary widely among published literature and are antigen dependent. Best practice is for paraffin sections to be cut within 6 weeks. | 1.Belei OA, Heredea ER, Boeriu E, et al. Verner-Morrison syndrome. Literature review.Rom J Morphol Embryol. 2017;58(2):371-376 2.Dimitriadis GK, Weickert MO, Randeva HS, Kaltsas G, Grossman A. Medical management of secretory syndromes related to gastroenteropancreatic neuroendocrine tumours. Endocr Relat Cancer. 2016;23(9):R423-R436. doi:10.1530/ERC-16-0200 3. Smet PJ, Moore KH, Jonavicius J. Distribution and colocalization of calcitonin gene-related peptide, tachykinins, and vasoactive intestinal peptide in normal and idiopathic unstable human urinary bladder. Lab Invest. 1997;77(1):37-49 4. Magaki S, Hojat SA, Wei B, So A, Yong WH. An introduction to the performance of immunohistochemistry. Methods Mol Biol. 2019;1897:289-298. doi:10.1007/978-1-4939-8935-5_25 | Immunohistochemistry on sections of paraffin-embedded tissue.(Unpublished Mayo method) | 1 to 3 days | Until staining is complete. | This test has been cleared, approved, or is exempt by the US Food and Drug Administration and is used per manufacturer's instructions. Performance characteristics were verified by Mayo Clinic in a manner consistent with CLIA requirements. | 88342-TC, Primary88341-TC, If additional IHC | VIP IHC, Tech Only | Order only;no result | 70892 | VIP IHC, Tech Only | Bill only; no result
VDSFQ | VDRL Titer, Spinal Fluid | Aiding in the diagnosis of neurosyphilis | Only orderable as a reflex. For more information see VDSF / VDRL, Spinal Fluid. Flocculation/Agglutination | Yes | VDRL Titer, CSF | Only orderable as a reflex. For more information seeVDSF / VDRL, Spinal Fluid. | Only orderable as a reflex. For more information see VDSF / VDRL, Spinal Fluid. Collection Container/Tube:Sterile vial Submission Container/Tube:Plastic vial Specimen Volume:0.5 mL | 0.2 mL | VDRL is a nontreponemal serologic test for syphilis that uses a cardiolipin-cholesterol-lecithin antigen to detect reaginic antibodies. The presence of neurosyphilis in untreated patients can be detected by the presence of pleocytosis, elevated protein, and a positive VDRL. | Only orderable as a reflex. For more information seeVDSF / VDRL, Spinal Fluid. Negative Reference values apply to all ages. | A positive VDRL on spinal fluid is highly specific for neurosyphilis. | VDRL testing on spinal fluid gives a high percentage of false-negative results. | 1. Miller JN: Value and limitations of nontreponemal and treponemal tests in the laboratory diagnosis of syphilis. Clin Obstet Gynecol. 1975 Mar;18(1):191-203 2. Radolf JD, Tramont EC, Salazar JC: Syphilis(Treponema pallidum). In Bennett JE, Dolin R, Blaser MJ, eds. Mandell, Douglas, and Bennett's Principles and Practice of Infectious Diseases. 9th ed. Elsevier; 2020:2865-2892 | VDRL antigen and spinal fluid are mixed on a 180 RPM rotator. The antigen, a cardiolipin-lecithin coated cholesterol particle, flocculates in the presence of reagin.(US Department of Health, Education and Welfare, National Communicable Diseases Center, Venereal Disease Program: Manual of Tests for Syphilis. Centers for Disease Control; 1969;Bennett JE, Dolin R, Blaser MJ, eds. Mandell, Douglas, and Bennett's Principles and Practice of Infectious Diseases. 9th ed. Elsevier; 2020) | 1 to 3 days | 14 days | This test has been cleared, approved, or is exempt by the US Food and Drug Administration and is used per manufacturer's instructions. Performance characteristics were verified by Mayo Clinic in a manner consistent with CLIA requirements. | 86593 | VDRL Titer, CSF | 31146-4 | 65036 | VDRL Titer, CSF | 31146-4
VDSF | VDRL, Spinal Fluid | Aiding in the diagnosis of neurosyphilis | Flocculation/Agglutination | Yes | VDRL, CSF | If this test is positive, a VDRL titer will be performed at an additional charge. | Collection Container/Tube:Sterile vial Submission Container/Tube:Plastic vial Specimen Volume:0.5 mL Collection Instructions: Submit specimen collected in vial 2, if possible. If not, note which vial from which the aliquot was obtained. | 0.2 mL | VDRL is a nontreponemal serologic test for syphilis that uses a cardiolipin-cholesterol-lecithin antigen to detect reaginic antibodies. The VDRL test performed on cerebrospinal fluid can be used to diagnose neurosyphilis in patients with a prior history of syphilis infection. The presence of neurosyphilis in untreated patients can be detected by the presence of pleocytosis, elevated protein, and a positive VDRL. | Negative Reference values apply to all ages. | A positive VDRL result on spinal fluid is highly specific for neurosyphilis. A single negative VDRL result should not be used to exclude neurosyphilis and repeat testing on a new specimen may be necessary. Positive results will be titered. | VDRL testing on spinal fluid gives a high percentage of false-negative results. | 1. Miller JN: Value and limitations of nontreponemal and treponemal tests in the laboratory diagnosis of syphilis. Clin Obstet Gynecol. 1975 Mar;18(1):191-203 2. Radolf JD, Tramont EC, Salazar JC: Syphilis(Treponema pallidum). In: Bennett JE, Dolin R, Blaser MJ, eds. Mandell, Douglas, and Bennett's Principles and Practice of Infectious Diseases. 9th ed. Elsevier; 2020:2865-2892 | VDRL antigen and spinal fluid are mixed on a 180 RPM rotator. The antigen, a cardiolipin-lecithin coated cholesterol particle, flocculates in the presence of reagin.(US Department of Health, Education and Welfare, National Communicable Diseases Center, Venereal Disease Program: Manual of Tests for Syphilis. Centers for Disease Control; 1969;Bennett JE, Dolin R, Blaser MJ, eds. Mandell, Douglas, and Bennett's Principles and Practice of Infectious Diseases. 9th ed. Elsevier; 2020) | 1 to 4 days | 14 days | This test has been cleared, approved, or is exempt by the US Food and Drug Administration and is used per manufacturer's instructions. Performance characteristics were verified by Mayo Clinic in a manner consistent with CLIA requirements. | 86592 | VDRL, CSF | 5290-2 | 9028 | VDRL, CSF | 5290-2
VEDOZ | Vedolizumab Quantitation with Antibodies, Serum | Assessing for primary or secondary loss of response to therapy with vedolizumab An aid to achieving desired serum concentrations of vedolizumab | VEDOL: Liquid Chromatography Mass Spectrometry (LC-MS/MS) VEMAB: Electrochemiluminescent Bridging Immunoassay | Yes | Vedolizumab QN with Antibodies, S | When this test is ordered, vedolizumab quantitation and testing for antibodies to vedolizumab will always be performed. | Patient Preparation: 1.For 12 hours before specimen collection do nottake multivitamins or dietary supplements containing biotin (vitamin B7), which is commonly found in hair, skin, and nail supplements and multivitamins. 2. Nivolumab (Opdivo) must be discontinued at least 4 weeks prior to testing for vedolizumab quantitation in serum. Collection Container/Tube: Preferred:Red top Acceptable:Serum gel Submission Container/Tube:Plastic vial Specimen Volume:1.5 mL Collection Instructions: 1. Draw blood immediately before next scheduled dose (trough specimen). 2. Centrifuge and aliquot serum into a plastic vial within 2 hours of collection. | 0.75 mL | Vedolizumab (Entyvio) is a humanized IgG1 kappa monoclonal antibody directed against integrin alpha-4 beta-7. Blocking the alpha-4 beta-7 integrin results in a gut-selective anti-inflammatory response.(1) The drug is US Food and Drug Administration-approved for the treatment of adult patients with moderately to severely active ulcerative colitis or Crohn disease. The main indication for therapeutic drug monitoring of vedolizumab is in the setting of primary nonresponse or loss-of-response to therapy, also called reactive monitoring.(2-10) Vedolizumab trough concentrations greater than 12 mcg/mL to 15 mcg/mL have been associated with clinical or endoscopic remission.(3,5,11) Proactive monitoring of vedolizumab concentrations has been proposed, but there is not sufficient data to support routine proactive testing at this time. Therapeutic drug monitoring of biologics is usually carried out by measuring the monoclonal antibody therapy concentration and assessing its immunogenicity or the appearance of anti-drug antibodies. Some patients on vedolizumab may develop antibodies to vedolizumab (ATV) over time. In clinical trials, approximately 4% of patients treated with vedolizumab were positive for ATV at any time and 1% or less were persistently positive. Clinically significant ATV impact drug clearance and a positive ATV is associated with lower trough concentrations of vedolizumab. | VEDOLIZUMAB QUANTITATION: Vedolizumab lower limit of quantitation=2.0 mcg/mL VEDOLIZUMAB ANTIBODIES: Antibodies to vedolizumab: <9.8 ng/mL | The limit of quantitation of the test is 2.0 mcg/mL. In a retrospective Mayo Clinic study with 171 patients (62% Crohn disease, 31% ulcerative colitis, and 7% indeterminate colitis), the median vedolizumab trough concentration was 15.3 mcg/mL.(11) Trough (immediately before next infusion) therapeutic concentrations of vedolizumab are expected to be above 15 mcg/mL. Vedolizumab concentration greater than 15 mcg/mL at trough is associated with clinical remission, endoscopic remission, or mucosal healing in inflammatory bowel disease. Clinically significant antibodies-to-vedolizumab impact drug clearance and are associated with low (< or =15 mcg/mL at trough) or undetectable vedolizumab concentration. | Patients actively undergoing therapy with both vedolizumab and nivolumab (rare scenario) should not have their therapeutic vedolizumab concentration assessed using this test. If the patient has taken nivolumab in the past, they should wait for 4 weeks after therapy with nivolumab has ended before being tested for vedolizumab quantitation using this method. The presence of high concentrations of vedolizumab might inhibit the antibodies to vedolizumab (ATV) assay yielding false-negative results. Samples containing more than 100 ng/mL biotin (vitamin B7) may interfere with ATV (in the form of depressed signal) for VEMAB / Vedolizumab Antibodies, Serum. Clinical management decisions for patients receiving vedolizumab treatment should not be based solely on quantitation of vedolizumab and assessment of ATV. Test results must be interpreted within the clinical context of the patient. | 1. Feagan BG, Rutgeerts P, Sands BE, et al. Vedolizumab as induction and maintenance therapy for ulcerative colitis. N Engl J Med. 2013;22(69)8;369:699-710 2. Williet N, Boschetti G, Fovet M, et al. Association between low trough levels of vedolizumab during induction therapy for inflammatory bowel diseases and need for additional doses within 6 months. Clin Gastroenterol Hepatol. 2017;15(11):1750-1757.e3 3. Dreesen E, Verstockt B, Bian S, et al. Evidence to support monitoring of vedolizumab trough concentrations in patients with inflammatory bowel diseases. Clin Gastroenterol Hepatol 2018;16(12):1937-1946 e8 4. Ungar B, Kopylov U, Yavzori M, et al. Association of vedolizumab level, anti-drug antibodies, and alpha4beta7 occupancy with response in patients with inflammatory bowel diseases. Clin Gastroenterol Hepatol. 2018;16(5):697-705.e7 5. Ward MG, Sparrow MP, Roblin X. Therapeutic drug monitoring of vedolizumab in inflammatory bowel disease: Current data and future directions. Therap Adv Gastroenterol. 2018;11:1756284818772786 6. Pouillon L, Rousseau H, Busby-Venner H, et al. Vedolizumab trough levels and histological healing during maintenance therapy in ulcerative colitis. J Crohns Colitis. 2019;13(8):970-975 7. Pouillon L, Vermeire S, Bossuyt P. Vedolizumab trough level monitoring in inflammatory bowel disease: A state-of-the-art overview. BMC Med. 2019;17(1):89 8. Singh S, Dulai PS, Vande Casteele N, et al. Systematic review with meta-analysis: Association between vedolizumab trough concentration and clinical outcomes in patients with inflammatory bowel diseases. Aliment Pharmacol Ther. 2019;50(8):848-857 9. Ungaro RC, Yarur A, Jossen J, et al. Higher trough vedolizumab concentrations during maintenance therapy are associated with corticosteroid-free remission in inflammatory bowel disease. J Crohns Colitis. 2019;13(8):963-969 10. Yarur AJ, Bruss A, Naik S, et al. Vedolizumab concentrations are associated with long-term endoscopic remission in patients with inflammatory bowel diseases. Dig Dis Sci. 2019;64(6):1651-1659 11. Al-Bawardy B, Ramos GP, Willrich MAV, et al. Vedolizumab drug level correlation with clinical remission, biomarker normalization, and mucosal healing in inflammatory bowel disease. Inflamm Bowel Dis. 2019;25(3):580-586 | Vedolizumab Quantitation: Vedolizumab is extracted from serum and measured by liquid chromatography (high-resolution accurate-mass, HRAM) mass spectrometry.(Cradic KW, Ladwig PM, Rivard AL, Katrangi W, Wintgens KF, Willrich MAV. Vedolizumab quantitation using high-resolution accurate mass-mass spectrometry middle-up protein subunit: Method validation. Clin Chem Lab Med. 2020;58(6):864-872) Vedolizumab Antibodies: Testing for antibodies to-vedolizumab is carried out using a laboratory-developed immunoassayon an electrochemiluminescence (Mesoscale Discovery) platform.(Unpublished Mayo method) | 5 to 8 days | 14 days | This test was developed and its performance characteristics determined by Mayo Clinic in a manner consistent with CLIA requirements. It has not been cleared or approved by the US Food and Drug Administration. | 8028082397 | Vedolizumab QN with Antibodies, S | 90794-9 | 603299 | VEMAB Interpretation | 59462-2
VEDOL | Vedolizumab Quantitation with Reflex to Antibodies, Serum | Assessing the response to therapy with vedolizumab An aid to achieving desired trough serum concentration of vedolizumab | VEDOL: Liquid Chromatography-Mass Spectrometry (LC-MS/MS) VEMAB: Electrochemiluminescent Bridging Immunoassay | Yes | Vedolizumab QN, S | Vedolizumab quantitation will be performed by liquid chromatography-mass spectrometry on all samples. When this test is ordered and vedolizumab results are 15.0 mcg/mL or less, then testing for antibodies to vedolizumab will be performed at an additional charge. | Patient Preparation: 1.For 12 hours before specimen collection, patientshould nottake multivitamins or dietary supplements (eg, hair, skin, and nail supplements) containing biotin (vitamin B7). 2. Nivolumab (Opdivo) must be discontinued at least 4 weeks prior to testing for vedolizumab quantitation in serum. Collection Container/Tube: Preferred:Red top Acceptable:Serum gel Submission Container/Tube:Plastic vial Specimen Volume:1.5 mL Collection Instructions: 1. Draw blood immediately before next scheduled dose (trough specimen). 2. Centrifuge and aliquot serum into a plastic vial within 2 hours of collection. | 0.75 mL | Vedolizumab (Entyvio) is a humanized IgG1 kappa monoclonal antibody directed against integrin alpha-4 beta-7. Blocking the alpha-4 beta-7 integrin results in a gut-selective anti-inflammatory response.(1) The drug is US Food and Drug Administration approved for the treatment of adult patients with moderately to severely active ulcerative colitis or Crohn disease. The main indication for therapeutic drug monitoring of vedolizumab is in the setting of primary nonresponse or loss-of-response to therapy, also called reactive monitoring.(2-10) Vedolizumab trough concentrations greater than 12 mcg/mL to 15 mcg/mL have been associated with clinical or endoscopic remission.(3,5,11) Proactive monitoring of vedolizumab concentrations has been proposed, but there is not sufficient data to support routine proactive testing at this time. Therapeutic drug monitoring of biologics is usually carried out by measuring the monoclonal antibody therapy concentration and assessing its immunogenicity or the appearance of anti-drug antibodies. Some patients on vedolizumab may develop antibodies to vedolizumab (ATV) over time. In clinical trials, approximately 4% of patients treated with vedolizumab were positive for ATV at any time and 1% or less were persistently positive. Clinically significant ATV impact drug clearance and a positive ATV is associated with lower trough concentrations of vedolizumab. | VEDOLIZUMAB QUANTITATION: Vedolizumab lower limit of quantitation: 2.0 mcg/mL VEDOLIZUMAB ANTIBODIES: Antibodies to vedolizumab: <9.8 ng/mL | The limit of quantitation of the test is 2.0 mcg/mL. In a retrospective Mayo Clinic study with 171 patients (62% Crohn disease, 31% ulcerative colitis, and 7% indeterminate colitis), the median vedolizumab trough concentration was 15.3 mcg/mL.(11) Trough (immediately before next infusion) therapeutic concentrations of vedolizumab are expected to be above 15 mcg/mL. Vedolizumab concentration greater than 15 mcg/mL at trough is associated with clinical remission, endoscopic remission, or mucosal healing in inflammatory bowel disease. Clinically significant antibodies-to-vedolizumab impact drug clearance and are associated with low (< or =15 mcg/mL at trough) or undetectable vedolizumab concentration. | Patients actively undergoing therapy with both vedolizumab and nivolumab (rare scenario) should not have their therapeutic vedolizumab concentration assessed using this test. If the patient has taken nivolumab in the past, they should wait for 4 weeks after therapy with nivolumab has ended before being tested for vedolizumab quantitation using this method. The presence of high concentrations of vedolizumab might inhibit theantibodies to vedolizumab (ATV) assay yielding false-negative results. In patients with concentrations of vedolizumab greater than 15.0 mcg/mL, the presence of an ATV is of little clinical significance. Samples containing more than 100 ng/mL biotin (vitamin B7) may interfere (in the form of depressed signal) with VEMAB / Vedolizumab Antibodies, Serum. Clinical management decisions for patients receiving vedolizumab treatment should not be based solely on quantitation of vedolizumab and assessment of ATV if appropriate. Test results must be interpreted within the clinical context of the patient. | 1. Feagan BG, Rutgeerts P, Sands BE, et al. Vedolizumab as induction and maintenance therapy for ulcerative colitis. N Engl J Med. 2013;369:699-710 2. Williet N, Boschetti G, Fovet M, et al. Association between low trough levels of vedolizumab during induction therapy for inflammatory bowel diseases and need for additional doses within 6 months. Clin Gastroenterol Hepatol. 2017;15(11):1750-1757.e3 3. Dreesen E, Verstockt B, Bian S, et al. Evidence to support monitoring of vedolizumab trough concentrations in patients with inflammatory bowel diseases. Clin Gastroenterol Hepatol. 2018;16(12):1937-1946 e8 4. Ungar B, Kopylov U, Yavzori M, et al. Association of vedolizumab level, anti-drug antibodies, and alpha4beta7 occupancy with response in patients with inflammatory bowel diseases. Clin Gastroenterol Hepatol. 2018;16(5):697-705.e7 5. Ward MG, Sparrow MP, Roblin X. Therapeutic drug monitoring of vedolizumab in inflammatory bowel disease: Current data and future directions. Therap Adv Gastroenterol. 2018;11:1756284818772786 6. Pouillon L, Rousseau H, Busby-Venner H, et al. Vedolizumab trough levels and histological healing during maintenance therapy in ulcerative colitis. J Crohns Colitis. 2019;13(8):970-975 7. Pouillon L, Vermeire S, Bossuyt P. Vedolizumab trough level monitoring in inflammatory bowel disease: A state-of-the-art overview. BMC Med. 2019;17(1):89 8. Singh S, Dulai PS, Vande Casteele N, et al. Systematic review with meta-analysis: Association between vedolizumab trough concentration and clinical outcomes in patients with inflammatory bowel diseases. Aliment Pharmacol Ther. 2019;50(8):848-857 9. Ungaro RC, Yarur A, Jossen J, et al. Higher trough vedolizumab concentrations during maintenance therapy are associated with corticosteroid-free remission in inflammatory bowel disease. J Crohns Colitis. 2019;13(8):963-969 10. Yarur AJ, Bruss A, Naik S, et al. Vedolizumab concentrations are associated with long-term endoscopic remission in patients with inflammatory bowel diseases. Dig Dis Sci. 2019;64(6):1651-1659 11. Al-Bawardy B, Ramos GP, Willrich MAV, et al. Vedolizumab drug level correlation with clinical remission, biomarker normalization, and mucosal healing in inflammatory bowel disease. Inflamm Bowel Dis. 2019;21;25(3):580-586 | Vedolizumab Quantitation: Vedolizumab is extracted from serum and measured by liquid chromatography (high-resolution accurate-mass, HRAM) mass spectrometry.(Cradic KW, Ladwig PM, Rivard AL, Katrangi W, Wintgens KF, Willrich MAV. Vedolizumab quantitation using high-resolution accurate mass-mass spectrometry middle-up protein subunit: Method validation. Clin Chem Lab Med. 2020;58[6]:864-872) Vedolizumab Antibodies: Testing for antibodies to vedolizumab is carried outusing a laboratory-developed immunoassay on an electrochemiluminescence (Mesoscale Discovery) platform.(Unpublished Mayo method) | 5 to 7 days | 14 days | This test was developed and its performance characteristics determined by Mayo Clinic in a manner consistent with CLIA requirements. It has not been cleared or approved by the US Food and Drug Administration. | 8028082397 (if appropriate) | Vedolizumab QN, S | 90805-3 | 602807 | Vedolizumab QN, S | 90805-3
VELV | Velvet Leaf, IgE, Serum | Establishing a diagnosis of an allergy to velvet leaf Defining the allergen responsible for eliciting signs and symptoms Identifying allergens: -Responsible for allergic response and/or anaphylactic episode -To confirm sensitization prior to beginning immunotherapy -To investigate the specificity of allergic reactions to insect venom allergens, drugs, or chemical allergens | Fluorescence Enzyme Immunoassay (FEIA) | Yes | Velvet Leaf, IgE | Serum | Collection Container/Tube: Preferred:Serum gel Acceptable:Red top Submission Container/Tube:Plastic vial Specimen Volume:0.5 mL for every 5 allergens requested Collection Instructions:Centrifuge and aliquot serum into a plastic vial. | For 1 allergen: 0.3 mL For more than 1 allergen: (0.05 mL x number of allergens) + 0.25 mL deadspace | Clinical manifestations of immediate hypersensitivity (allergic) diseases are caused by the release of proinflammatory mediators (histamine, leukotrienes, and prostaglandins) from IgE-sensitized effector cells (mast cells and basophils) when cell-bound IgE antibodies interact with an allergen. In vitro serum testing for IgE antibodies provides an indication of the immune response to allergens that may be associated with allergic disease. The allergens chosen for testing often depend upon the age of the patient, history of allergen exposure, season of the year, and clinical manifestations. In individuals predisposed to develop allergic disease, the sequence of sensitization and clinical manifestations proceed as follows: eczema and respiratory disease (rhinitis and bronchospasm) in infants and children less than 5 years due to food sensitivity (milk, egg, soy, and wheat proteins) followed by respiratory disease (rhinitis and asthma) in older children and adults due to sensitivity to inhalant allergens (dust mite, mold, and pollen inhalants). | Class,IgE kU/L,Interpretation, 0,<0.10,Negative, 0/1,0.10-0.34,Borderline/equivocal, 1,0.35-0.69,Equivocal, 2,0.70-3.49,Positive, 3,3.50-17.4,Positive, 4,17.5-49.9,Strongly positive, 5,50.0-99.9,Strongly positive, 6,> or =100,Strongly positive, | Detection of IgE antibodies in serum (class 1 or greater) indicates an increased likelihood of allergic disease as opposed to other etiologies and defines the allergens that may be responsible for eliciting signs and symptoms. The level of IgE antibodies in serum varies directly with the concentration of IgE antibodies expressed as a class score or kU/L. | Testing for IgE antibodies is not useful in patients previously treated with immunotherapy to determine if residual clinical sensitivity exists or in patients in whom the medical management does not depend upon identification of allergen specificity. Some individuals with clinically insignificant sensitivity to allergens may have measurable levels of IgE antibodies in serum, and test results must be interpreted in the clinical context. False-positive results for IgE antibodies may occur in patients with markedly elevated serum IgE (>2500 kU/L) due to nonspecific binding to allergen solid phases. | Homburger HA, Hamilton RG: Allergic diseases. In: McPherson RA, Pincus MR, eds. Henry's Clinical Diagnosis and Management by Laboratory Methods. 23rd ed. Elsevier; 2017:1057-1070 | Specific IgE from the patient's serum reacts with the allergen of interest, which is covalently coupled to an ImmunoCAP. After washing away nonspecific IgE, enzyme-labeled anti-IgE antibody is added to form a complex. After incubation, unbound anti-IgE is washed away, and the bound complex incubated with a developing agent. After stopping the reaction, the fluorescence of the eluate is measured. Fluorescence is proportional to the amount of specific IgE present in the patient's sample (ie, the higher the fluorescence value, the more IgE antibody is present).(Package insert: ImmunoCAP System Specific IgE FEIA. Phadia; Rev 06/2020) | Same day/1 to 3 days | 14 days | This test has been cleared, approved, or is exempt by the US Food and Drug Administration and is used per manufacturer's instructions. Performance characteristics were verified by Mayo Clinic in a manner consistent with CLIA requirements. | 86003 | Velvet Leaf, IgE | 6272-9 | VELV | Velvet Leaf, IgE | 6272-9
FVENE | Venison IgE |  | Enzyme Immunoassay (EIA) | Yes | Venison IgE | Serum | Specimen Type:Serum Container/Tube:Red Top Specimen Volume:0.5 mL Collection Instructions:Draw blood in a plain re-top tube(s), serum gel tube(s) is acceptable. Spin down and send 0.5 mL of serum refrigerated in a plastic vial. | 0.5 mL |  | <0.35 kU/L | Class IgE (kU/L) Comment 0 <0.35 Below Detection 1 0.35-0.69 Low Positive 2 0.70-3.49 Moderate Positive 3 3.50-17.49 Positive 4 17.50-49.99 Strong Positive 5 >49.99 Very Strong Positive | [5 empty] | This test was developed and its performance characteristics determined by Eurofins Viracor . It has not been cleared or approved by the U.S. Food and Drug Administration. | 86003 | Venison IgE | 7759-4 | Z5661 | Class | 102840-6
FBMBL | Venom Bumble Bee (Bombus terrestrus) IgE |  | ImmunoCAP FEIA | Yes | Venom Bumble Bee IgE | Serum | Specimen Type:Serum Container/Tube:Red Top Specimen Volume:0.5 mL Collection Instructions:Draw blood in a plain red-top tube(s), serum gel tube(s) is acceptable. Spin down and send 0.5 mL of serum refrigerated in a plastic vial. | 0.5 mL |  | <0.35 kU/L | Class IgE (kU/L) Comment 0 <0.10 Negative 0/1 0.10-0.34 Equivocal/Borderline 1 0.35-0.69 Low Positive 2 0.70-3.49 Moderate Positive 3 3.50-17.49 High Positive 4 5 6 17.50-49.99 50.00-99.99 >99.99 Very High Positive Very High Positive Very High Positive |  |  |  | 3 to 6 days |  | This test was developed and its performance characteristics determined by Eurofins Viracor. It has not been cleared or approved by the U.S. Food and Drug Administration. | 86003 | Venom Bumble Bee IgE | 6056-6 | Z4069 | CLASS | 102196-3
FHOBG | Venom Honey Bee IgG |  | Phadia ImmunoCAP | Yes | Honey Bee IgG | Serum | Draw blood in a plain red-top tube(s), serum gel tube(s) is acceptable. Spin down and send 0.5 mL of serum refrigerated in a plastic vial. | 0.5 mL |  | >3.5 mcg/mL Venom IgG Reference Values: 1.0 – 3.5 mcg/mL Low venom IgG indicating a significant reaction risk. 3.5 – 6.0 mcg/mL Moderate level of venom IgG that may be associated from serious sting reactions (J.Clin.Immun.6:172, 1983) > 6.0 mcg/mL Elevated venom IgG usually associated with protection from serious sting reactions (J.Clin.Immun.6:172, 1983) The interpretative guidelines have been adapted from Golden et al (JACI 1992; 90:386-393). The test method used is the Phadia ImmunoCAP IgG assay which has been recalibrated to correlate with the venom IgG assay referenced above. |  |  |  |  | 2 to 7 days |  | This test was developed and its performance characteristics determined by Viracor Eurofins. It has not been cleared or approved by the U.S. Food and Drug Administration. | 86001 | Honey Bee IgG | 49739-6 | Z3563 | Venom Honey Bee IgG | 49739-6
FWFHG | Venom W-F Hornet IgG |  | Phadia ImmunoCAP | Yes | WF Hornet IgG | Serum | Draw blood in a plain red-top tube(s), serum gel tube(s) is acceptable. Spin down and send 0.5 mL of serum refrigerated in a plastic vial. | 0.5 mL |  | >3.5 mcg/mL Venom IgG Reference Values: 1.0 – 3.5 mcg/mL Low venom IgG indicating a significant reaction risk. 3.5 – 6.0 mcg/mL Moderate level of venom IgG that may be associated from serious sting reactions (J.Clin.Immun.6:172, 1983) > 6.0 mcg/mL Elevated venom IgG usually associated with protection from serious sting reactions (J.Clin.Immun.6:172, 1983) The interpretative guidelines have been adapted from Golden et al (JACI 1992; 90:386-393). The test method used is the Phadia ImmunoCAP IgG assay which has been recalibrated to correlate with the venom IgG assay referenced above. |  |  |  |  | 2 to 7 days |  | This test was developed and its performance characteristics determined by Viracor Eurofins. It has not been cleared or approved by the U.S. Food and Drug Administration. | 86001 | WF Hornet IgG | 49745-3 | Z3564 | Venom W-F Hornet (D-maculata) IgG | 49745-3
VLCZ | Very Long Chain Acyl-CoA Dehydrogenase Deficiency, Full Gene Analysis, Varies | Confirmation of a diagnosis of very long chain acyl-CoA dehydrogenase (VLCAD) deficiency Carrier screening in cases where there is a family history of VLCAD deficiency, but an affected individual is not available for testing or disease-causing mutations have not been identified | Polymerase Chain Reaction (PCR)/DNA Sequencing Analysis | Yes | VLCAD Deficiency Full Gene Analysis | Varies | Patient Preparation:A previous bone marrow transplant from an allogenic donor will interfere with testing. Call 800-533-1710 for instructions for testing patients who have received a bone marrow transplant. Submit only 1 of the following specimens: Preferred: Specimen Type:Whole blood Container/Tube:Lavender top (EDTA) or yellow top (ACD) Specimen Volume:3 mL Collection Instructions: 1. Invert several times to mix blood. 2. Send specimen in original tube. Specimen Stability Information:Ambient (preferred)/Refrigerated Specimen Type:Blood spot Supplies:Card - Blood Spot Collection (Filter Paper) (T493) Container/Tube: Preferred:Collection card (Whatman Protein Saver 903 Paper) Acceptable:Ahlstrom 226 filter paper, or Blood Spot Collection Card (T493) Specimen Volume:2 to 5 Blood Spots on collection card (Whatman Protein Saver 903 Paper; Ahlstrom 226 filter paper; or Blood Spot Collection Card) Collection Instructions: 1. An alternative blood collection option for a patient >1 year of age is finger stick. 2. Let blood dry on the filter paper at ambient temperature in a horizontal position for 3 hours. 3. Do not expose specimen to heat or direct sunlight. 4. Do not stack wet specimens. 5. Keep specimen dry Specimen Stability Information:Ambient (preferred)/Refrigerated Additional Information: 1. For collection instructions, seeBlood Spot Collection Instructionsin Special Instructions. 2. For collection instructions in Spanish, seeBlood Spot Collection Card-Spanish Instructions(T777) in Special Instructions. 3. For collection instructions in Chinese, seeBlood Spot Collection Card-Chinese Instructions(T800) in Special Instructions. Specimen Type:Cultured fibroblasts Container/Tube:T-75 or T-25 flask Specimen Volume:1 Full T-75 or 2 full T-25 flasks Specimen Stability Information:Ambient (preferred)/Refrigerated <24 hours | Blood: 1 mL Blood Spots: 5 punches, 3-mm diameter | Very long chain acyl-CoA dehydrogenase (VLCAD) deficiency is an autosomal recessive disorder of mitochondrial fatty acid beta-oxidation. Mitochondrial beta-oxidation plays a major role in energy production and VLCAD catalyzes the first step in the breakdown of fatty acids that are 14 to 20 carbons long. VLCAD deficiency has a reported incidence of approximately 1 in 30,000 births and has a variable age of onset that is generally classified into 3 categories. Individuals with the early-onset type present with cardiomyopathy, hypotonia, and hepatomegaly in the first months of life; sudden death is also frequent. Individuals with the early-childhood onset type typically present with hypoketotic hypoglycemia and hepatomegaly without cardiomyopathy. Individuals with the late-onset type of VLCAD deficiency generally present after childhood with intermittent rhabdomyolysis and muscle dysfunction that often manifests as muscle cramps and exercise intolerance. Review of clinical features and biochemical analysis via plasma acylcarnitines, plasma fatty acid profile, urine organic acids, and fibroblast fatty acid oxidation probe studies are recommended as laboratory evaluations for VLCAD deficiency. Plasma and urine biochemical testing are not reliable for identifying all individuals with VLCAD deficiency or confirming carrier status, as biochemical findings may normalize during periods of good metabolic control. It is uncertain whether skin fibroblast analysis can identify carriers of VLCAD deficiency. The diagnosis is confirmed by molecular testing. Mutations in theACADVLgene are responsible for VLCAD deficiency. Most mutations are family specific with the exception of theV283Amutation (also reported in the literature asV243A). This mutation is estimated to account for 20% of pathogenic alleles in patients identified by newborn screening. When this test is ordered, results of biochemical assays should be included with the specimen as they are necessary for accurate interpretation of the VLCAD sequence analysis. | An interpretive report will be provided. | All detected alterations are evaluated according to American College of Medical Genetics recommendations.(1) Variants are classified based on known, predicted, or possible pathogenicity and reported with interpretive comments detailing their potential or known significance. | A small percentage of individuals who are carriers or have a diagnosis of very long chain acyl-CoA dehydrogenase (VLCAD) deficiency may have a mutation that is not identified by this method (eg, large genomic deletions, promoter mutations). The absence of a mutation, therefore, does not eliminate the possibility of positive carrier status or the diagnosis of VLCAD deficiency. For carrier testing, it is important to first document the presence of anACADVLgene mutation in an affected family member. In some cases, DNA alterations of undetermined significance may be identified. Rare polymorphisms exist that could lead to false-negative or false-positive results. If results obtained do not match the clinical findings, additional testing should be considered. Test results should be interpreted in the context of clinical findings, family history, and other laboratory data. Errors in our interpretation of results may occur if information given is inaccurate or incomplete. | 1. Richards S, Aziz N, Bale S, et al: Standards and guidelines for the interpretation of sequence variants: a joint consensus recommendation of the American College of Medical Genetics and Genomics and the Association for Molecular Pathology. Genet Med 2015 May;17(5):405-424 2. Andresen BS, Olpin S, Poorthuis BJ, et al: Clear correlation of genotype with disease phenotype in very-long-chain acyl-CoA dehydrogenase deficiency. Am J Hum Genet 1999;64:479-494 3. Liebig M, Schymik I, Mueller M, et al: Neonatal screening for very long-chain acyl-CoA dehydrogenase deficiency: enzymatic and molecular evaluation of neonates with elevated C14:1-carnitine levels. Pediatrics 2006;118:1065-1069 | Bidirectional sequence analysis is performed to test for the presence of a mutation in all coding regions and intron/exon boundaries of theACADVLgene.(Unpublished Mayo method) | 14 to 20 days | Whole blood-2 weeks (if available) Extracted DNA-3 months | This test was developed and its performance characteristics determined by Mayo Clinic in a manner consistent with CLIA requirements. It has not been cleared or approved by the US Food and Drug Administration. | 81406-ACADV (acyl-CoA dehydrogenase, very long chain) (eg, very long chain acyl-coenzyme A dehydrogenase deficiency), full gene sequence | VLCAD Deficiency Full Gene Analysis | 73735-3 | 54045 | Specimen | 31208-2
VHLE | VHL Gene, Erythrocytosis, Mutation Analysis, Varies | Diagnosis of suspectedJAK2-negative VHL-related erythrocytosis associated with lifelong sustained increased RBC mass, elevated RBC count, hemoglobin, or hematocrit | Polymerase Chain Reaction (PCR) Followed by DNA Sequence Analysis | Yes | VHL Gene Erythrocytosis Mutations | Varies | Only orderable as part of a profile. For more information see HEMP / Hereditary Erythrocytosis Mutations. This test is only available as a reflex from the HEMP / Hereditary Erythrocytosis Mutations. VHLE is not a single orderable test. | Blood: 1 mL | Erythrocytosis (ie, increased RBC mass or polycythemia) may be primary, due to an intrinsic defect of bone marrow stem cells (ie, polycythemia vera, or secondary, in response to increased serum erythropoietin levels). Secondary erythrocytosis is associated with a number of disorders including chronic lung disease, chronic increase in carbon monoxide (due to smoking), cyanotic heart disease, high-altitude living, renal cysts and tumors, hepatoma, and other Epo-secreting tumors. When these common causes of secondary erythrocytosis are excluded, a heritable cause involving hemoglobin or erythrocyte regulatory mechanisms may be suspected. Unlike polycythemia vera, hereditary erythrocytosis is not associated with the risk of clonal evolution and should present with isolated erythrocytosis that has been present since birth. A small subset of cases is associated with pheochromocytoma and paraganglioma formation. It is caused by mutations in several genes, includingVHL, and may be inherited in either an autosomal dominant or autosomal recessive manner. A family history of erythrocytosis would be expected in these cases, although it is possible for new mutations to arise in an individual. The genes coding for hemoglobin, hemoglobin-stabilization proteins (2,3 bisphosphoglycerate mutase:BPGM), the erythropoietin receptor (EPOR), and oxygen-sensing pathway enzymes (hypoxia-inducible factor:HIF/EPAS1, prolyl hydroxylase domain:PHD2/EGLN1, andVHLcan result in hereditary erythrocytosis (see Table). High-oxygen-affinity hemoglobin variants andBPGMabnormalities result in a decreased p50 result, whereas those affectingEPOR,HIF,PHD, andVHLtypically have normal p50 results. The true prevalence of hereditary erythrocytosis causing mutations is unknown. Genes Associated with Hereditary Erythrocytosis Gene Inheritance Serum Epo p50 JAK2V617F Acquired Decreased Normal JAK2exon 12 Acquired Decreased Normal EPOR Dominant Decreased to normal level Normal PHD2/EGLN1 Dominant Normal level Normal BPGM Recessive Normal level Decreased Beta Globin Dominant Normal level to increased Decreased Alpha Globin Dominant Normal level to increased Decreased HIF2A/EPAS1 Dominant Normal level to increased Normal VHL Recessive Normal to increased Normal The oxygen-sensing pathway functions through an enzyme, hypoxia-inducible factor (HIF), which regulates RBC mass. A heterodimer protein comprised of alpha and beta subunits, HIF functions as a marker of depleted oxygen concentration. When present, oxygen becomes a substrate-mediating HIF-alpha subunit degradation. In the absence of oxygen, degradation does not take place and the alpha protein component is available to dimerize with a HIF-beta subunit. The heterodimer then induces transcription of many hypoxia response genes includingEPO, VEGF, and GLUT1. HIF-alpha is regulated by von Hippel-Lindau (VHL) protein-mediated ubiquitination and proteasomal degradation, which requires prolyl hydroxylation of HIF proline residues. Mutations resulting in altered VHL proteins can lead tofamilial erythrocytosis, type 2 (ECYT2; OMIM 263400). ECYT2 is a clinically heterogeneous disorder characterized by congenital erythrocytosis with or without high serum EPO levels, venous and arterial thrombosis, and pulmonary hypertension that can manifest as early as infancy but more typically into adulthood. An increased risk for tumors associated with von Hippel-Lindau syndrome, which is also caused by mutations in theVHLgene, has not been observed. | Only orderable as part of a profile. For more information see HEMP / Hereditary Erythrocytosis Mutations. An interpretive report will be provided. | Evaluation and categorization of variants is performed using the most recent published American College of Medical Genetics recommendations as a guideline.(1) Variants are classified based on known, predicted, or possible pathogenicity and reported with interpretive comments detailing their potential or known significance. Multiple in silico evaluation tools may be used to assist in the interpretation of these results. The accuracy of predictions made by in silico evaluation tools is highly dependent upon the data available for a given gene, and predictions made by these tools may change over time. Results from in silico evaluation tools should be interpreted with caution and professional clinical judgment. | This test does not provide a serum erythropoietin (Epo) level. If Epo testing is desired, see EPO / Erythropoietin (EPO), Serum. Polycythemia vera and acquired causes of erythrocytosis should be excluded before ordering this evaluation. This test is not intended for prenatal diagnosis. This test will not detect somatic or gonadal mosaicism. Certain sequence alterations have no clinical manifestations and, in essence, are clinically benign. Correlation with all relevant clinical information is necessary to provide appropriate patient care. Some individuals who have involvement of theVHLgene may have a pathogenic variant that is not identified by the methods performed (eg, promoter variants, deep intronic variants). The absence of a variant, therefore, does not eliminate the possibility ofVHLdisease. For predictive testing of asymptomatic individuals, it is important to first document the presence of a pathogenic gene variant in an affected family member. Test results should be interpreted in context of clinical findings, family history, and other laboratory data. Misinterpretation of results may occur if the information provided is inaccurate or incomplete. In some cases, DNA variants of undetermined significance may be identified. Rarely, sequence variants in primer- or probe-binding sites can result in false-negative test results (DNA sequencing) or either false-positive or false-negative results (multiplex ligation-dependent probe amplification [MLPA]; deletion screening), due to selective allelic drop-out. False-negative or false-positive results can occur in MLPA deletion screening assays due to poor DNA quality.If results obtained do not match the clinical findings, additional testing should be considered. Unless reported or predicted to cause disease, alterations found deep in the intron or alterations that do not result in an amino acid substitution are not reported. These and common benign variants identified for this patient are available upon request. | 1. Richards S, Aziz N, Bale S, et al: Standards and guidelines for theinterpretationof sequence variants: a joint consensus recommendation of the American College of Medical Genetics and Genomics and the Association for Molecular Pathology. Genet Med 2015;17:405-423 2. Online Mendelian inheritance in Man-OMIM. Available at http://www.omim.org/entry/263400 3. Bento C, Percy M, Gardie B, et al: Genetic basis of congenital erythrocytosis: mutation update and online databases. Hum Mutat 2014;35(1):15-26 4. Pastore Y, Jedlickova K, Guan Y, et al: Mutations of von Hippel-Lindau tumor-suppressor gene and congenital polycythemia. Am J Hum Genet 2003;73(2):412-419 5. Merchant SH, Oliveira JL, Hoyer JD, et al: Molecular Diagnosis.InHematopathology. Second edition, Series editor John Goldblum. Edited by ED His. Churchill Livingstone. Hematopathology: A Volume in Foundations in Diagnostic Pathology Series. 2012 | Bidirectional sequence analysis was performed to test for the presence of sequence variants in the three coding exons and intron/exon boundaries of the VHL gene (GenBank accession number NM_000551; build GRCh37 [hg19]). | 14 to 20 days | Whole Blood: 2 weeks (if available) Extracted DNA: 3 months | This test was developed and its performance characteristics determined by Mayo Clinic in a manner consistent with CLIA requirements. It has not been cleared or approved by the US Food and Drug Administration. | 81404-VHL(von Hippel-Lindau tumor suppressor) (eg, von Hippel-Lindau familial cancer syndrome), full gene sequence | VHL Gene Erythrocytosis Mutations | 82528-1 | 37846 | Released By | 18771-6
VIBC | Vibrio Culture, Feces | Determining whetherVibriospecies may be the cause of diarrhea This test is generallynot useful forpatients that have been hospitalized for more than 3 days because the yield from these patients' specimens is very low, as is the likelihood of identifying a pathogen that has not been detected previously. | Conventional Culture | Yes | Vibrio Culture, Stool | When this test is ordered, the reflex tests may be performed and charged separately. | Patient Preparation:Medications: Do not use barium or bismuth before collection of specimen. Supplies:Culture and Sensitivity Stool Transport Vial (T058) Container/Tube:Commercially available transport system specific for recovery of enteric pathogens from fecal specimens (15 mL of non-nutritive transport medium containing phenol red as a pH indicator, either Cary-Blair or Para-Pak C and S) Specimen Volume:Representative portion of fecal specimen Collection Instructions: 1. Collect fresh feces and submit 1 gram or 5 mL in container with transport medium. 2. Place feces in preservative within 2 hours of collection. 3. Place vial in a sealed plastic bag. | 1 mL | Diarrhea may be caused by a number of agents (eg, bacteria, viruses, parasites, and chemicals), and infection with or exposure to one of these agents may result in similar symptoms. A thorough patient history covering symptoms, severity and duration of illness, age, travel history, food consumption, history of recent antibiotic use, and illnesses in the family or other contacts will help the physician determine the appropriate testing to be performed. Vibrio cholerae, the causative agent of endemic, epidemic, and pandemic cholera, results in large volumes of rice-water stools due to the production of an enterotoxin. Severe dehydration is of concern in patients without access to adequate medical care. In the United States,Vibrio parahemolyticusis the most common cause ofVibriodisease.V parahemolyticusis associated with the consumption of raw shellfish or fish and results in gastroenteritis with nausea, vomiting, abdominal cramps, low-grade fever, and chills. Usually, rehydration is the only treatment required, although in some cases, antimicrobial therapy is needed. | No growth of pathogen | The growth ofVibriospecies identifies a potential cause of diarrhea. | The yield ofVibriospecies is reduced when specimens are delayed in transit to the laboratory (>2 hours from collection for unpreserved specimen). Buffered glycerol saline is an unacceptable transport media forVibrioculture. Check your local public health requirements, which may require submission of isolates to a public health laboratory. | 1. Pillai DR. Fecal culture for aerobic pathogens of gastroenteritis. In: Leber AL, Church DL, eds. Clinical Microbiology Procedures Handbook. 4th ed. ASM Press; 2016:Section 3.8.1 2. Mandell GL, Bennett JE, Dolin R. Principles and Practice of Infectious Disease. 6th ed. Elsevier Inc; 2005:2536-2548 | The fecal specimen is inoculated onto selective media, thiosulfate-citrate-bile salts-sucrose agar (TCBS), designed to inhibit growth of normal bowel flora while allowing growth ofVibriospecies. After incubation, suspect colonies are identified using 1 or a combination of the following techniques: matrix-associated laser desorption/ionization time-of-flight (MALDI-TOF) mass spectrometry, conventional biochemical tests, carbon source utilization, and nucleic acid sequencing of the 16S ribosomal RNA (rRNA) gene.(Tarr CL, Glover WAII, Boucher Y, et al: Chapter 43: Vibrio and Related Organisms.InManual of Clinical Microbiology. 12th edition. Edited by KC Carroll, MA Pfaller. Washington DC,ASM Press, 2019, pp 775-786) | 3 to 5 days | 7 days | This test has been cleared, approved, or is exempt by the US Food and Drug Administration and is used per manufacturer's instructions. Performance characteristics were verified by Mayo Clinic in a manner consistent with CLIA requirements. | 87046-Vibrioculture, stool87077-Identification by MALDI-TOF mass spec (if appropriate)87077-Additional Identification Procedure (if appropriate)87077-Bacteria Identification (if appropriate)87153-Aerobe Ident by Sequencing (if appropriate) | Vibrio Culture, Stool | 6579-7 | VIBC | Vibrio Culture, Stool | 6579-7
VIGA | Vigabatrin (Sabril) |  | High Performance Liquid Chromatography with Fluorescence Detection (HPLC-FL) | Yes | Vigabatrin (Sabril) | Varies | Submit only 1 of the following specimens Plasma Draw blood in a green-top (sodium heparin) tube(s), plasma gel tube is not acceptable. Spin down and send 1 mL sodium heparin plasma refrigerated in a plastic vial. Serum Draw blood in a plain red-top tube(s), serum gel tube is not acceptable. Spin down and send 1 mL of serum refrigerated in a plastic vial. | 0.25 mL |  | Units:ug/mL Therapeutic and toxic ranges have not been established. Expected serum vigabatrin concentrations in patients receivingrecommended daily dosages: 20 – 160 ug/mL |  |  |  |  | 2 to 6 days |  |  | 80339 | Vigabatrin (Sabril) | 30042-6 | Z1176 | Vigabatrin (Sabril) | 30042-6
VIM | Vimentin Immunostain, Technical Component Only | Identification of cells of mesenchymal origin in normal and neoplastic tissues | Immunohistochemistry (IHC) | Yes | Vimentin IHC, Tech Only | For the initial technical component only immunohistochemical (IHC) stain performed, the appropriate bill-only test ID will be reflexed and charged (IHTOI). For each additional technical component only IHC stain performed, an additional bill-only test ID will be reflexed and charged (IHTOA). | Supplies:Immunostain Technical Only Envelope (T693) Specimen Type:Tissue Container/Tube:Immunostain Technical Only Envelope Preferred:2 Unstained positively charged glass slide (25- x 75- x 1-mm) per test ordered; sections 4-microns thick. Acceptable:Formalin-fixed, paraffin-embedded tissue block |  | Vimentin is an intermediate filament protein (57 kDa) present in cells of mesenchymal origin. A number of tumors coexpress vimentin and cytokeratin (eg, thyroid carcinomas, pleomorphic adenomas of the salivary glands, and some renal carcinomas). Coexpression of desmin and vimentin has also been reported in a number of soft tissue tumors (eg, rhabdomyosarcomas, leiomyosarcomas, and alveolar soft tissue sarcomas). |  | This test does not include pathologist interpretation, only technical performance of the stain. If interpretation is required, order PATHC / Pathology Consultation for a full diagnostic evaluation or second opinion of the case. The positive and negative controls are verified as showing appropriate immunoreactivity. If a control tissue is not included on the slide, a scanned image of the relevant quality control tissue is available upon request; call 855-516-8404. Interpretation of this test should be performed in the context of the patient's clinical history and other diagnostic tests by a qualified pathologist. | Age of a cut paraffin section can affect immunoreactivity. Stability thresholds vary widely among published literature and are antigen dependent. Best practice is for paraffin sections to be cut within 6 weeks. | 1. Azumi N, Battifora H. The distribution of vimentin and keratin in epithelial and nonepithelial neoplasms. A comprehensive immunohistochemical study on formalin-and alcohol-fixed tumors. Am J Clin Pathol. 1987;88(3):286-296 2. Carneiro SS, Scheithauer BW, Nascimento AG, Hirose T, Davis DH. Solitary fibrous tumor of the meninges: a lesion distinct from fibrous meningioma. A clinicopathologic and immunohistochemical study. Am J Clin Pathol. 1996;106(2):217-224 3. Miettinen M, Fetsch JF. Reticulohistiocytoma (solitary epithelioid histiocytoma): a clinicopathologic and immunohistochemical study of 44 cases. Am J Surg Pathol. 2006;30(4):521-528 4. Painter JT, Clayton NP, Herbert RA. Useful immunohistochemical markers of tumor differentiation. Toxicol Pathol. 2010;38(1):131-141 5.Magaki S, Hojat SA, Wei B, So A, Yong WH. An introduction to the performance of immunohistochemistry. Methods Mol Biol. 2019;1897:289-298. doi:10.1007/978-1-4939-8935-5_25 | Immunohistochemistry on sections of paraffin-embedded tissue.(Unpublished Mayo method) | 1 to 3 days | Until staining is complete. | This test has been cleared, approved, or is exempt by the US Food and Drug Administration and is used per manufacturer's instructions. Performance characteristics were verified by Mayo Clinic in a manner consistent with CLIA requirements. | 88342-TC, Primary88341-TC, If additional IHC | Vimentin IHC, Tech Only | Order only;no result | 70891 | Vimentin IHC, Tech Only | Bill only; no result
SVIR | Viral Smear, Shell Vial (Bill Only) |  | This test is for billing purposes only. This is not an orderable test. | Yes | Viral Smear, Shell Vial | Varies | This test is for billing purposes only. This is not an orderable test. |  |  | This test is for billing purposes only. This is not an orderable test. | [6 empty] | Not Applicable | 87254
VIRID | Viral Susceptibility, Defects in Intrinsic and Innate Immunity, Gene Panel, Varies | Providing a comprehensive genetic evaluation for patients with a personal or family history suggestive of an inborn error of immunity causing a hereditary form of severe viral susceptibility Establishing a diagnosis of hereditary form of viral susceptibility, allowing for appropriate management and surveillance for disease features based on the gene and/or variant involved Identifying variants within genes known to be associated with a hereditary form of viral susceptibility, allowing for predictive testing of at-risk family members | Sequence Capture and Targeted Next-Generation Sequencing (NGS) | Yes | Viral Susceptibility Gene Panel | For skin biopsy or cultured fibroblast specimens,fibroblast culture will be performed at an additional charge. If viable cells are not obtained, the client will be notified. | Patient Preparation:A previous bone marrow transplant from an allogenic donor will interfere with testing. Call 800-533-1710 for instructions for testing patients who have received a bone marrow transplant. Submit only 1 of the following specimens: Specimen Type:Whole blood Container/Tube: Preferred:Lavender top (EDTA) or yellow top (ACD) Acceptable:Any anticoagulant Specimen Volume:3 mL Collection Instructions: 1. Invert several times to mix blood. 2. Send whole blood specimen in original tube.Do not aliquot. Specimen Stability Information:Ambient (preferred) 4 days/Refrigerated Specimen Type: Skin biopsy Supplies: Fibroblast Biopsy Transport Media (T115) Container/Tube: Sterile container with any standard cell culture media (eg, minimal essential media, RPMI 1640). The solution should be supplemented with 1% penicillin and streptomycin. Specimen Volume: 4-mm punch Specimen Stability Information: Refrigerated (preferred)/Ambient Additional Information:A separate culture charge will be assessed under CULFB /Fibroblast Culture for Biochemical or Molecular Testing. An additional 3 to 4 weeks is required to culture fibroblasts before genetic testing can occur. SpecimenType: Cultured fibroblasts Container/Tube: T-25 flask SpecimenVolume: 2 Flasks CollectionInstructions: Submit confluent cultured fibroblast cells from a skin biopsy from another laboratory. Cultured cells from a prenatal specimen will not be accepted. Specimen Stability Information: Ambient (preferred)/Refrigerated (<24 hours) Additional Information:A separate culture charge will be assessed under CULFB /Fibroblast Culture for Biochemical or Molecular Testing. An additional 3 to 4 weeks is required to culture fibroblasts before genetic testing can occur. | Blood: 1 mL; Skin biopsy or cultured fibroblasts: See Specimen Required | Viral infections are common in otherwise healthy individuals, but they may also present clinically due to a primary (genetic) immunodeficiency (ie, inborn error of immunity: IEI). Alternatively, secondary immunodeficiencies may have a similar presentation but result from immunosuppressive medication or illness, such as HIV infection. IEIs may cause a susceptibility to an entire group of pathogens (bacteria, fungi, or viruses), a subset of pathogens (eg, RNA viruses), or can cause susceptibility specific to a single pathogen (eg, Epstein-Barr virus [EBV], human papillomavirus [HPV]). IEIs may also lead to a more severe presentation, including fatal infection caused by a pathogen that usually causes only a mild or non-fatal disease (eg, influenza). This panel targets IEIs that lead to susceptibility to viruses or to a subset of viruses, severe viral pneumonia, or a specific virus. Examples of infections where this gene panel is useful include EBV, skin-tropic beta-HPV, influenza, and SARS-CoV-2. IEIs that lead to systemic immune deficiencies and susceptibility to a large variety of pathogens (eg, T-cell deficiencies) are not included in this panel. EBV is the cause of infectious mononucleosis and persists asymptomatically for life in nearly all adults. It is also associated with the development of T- and B-cell lymphomas, nasopharyngeal and gastric carcinomas, and other malignancies. EBV infection in IEIs can present with fulminant infectious mononucleosis, hemophagocytosis, B-cell proliferative disease (including lymphoma), and hypogammaglobulinemia. Beta-HPVs circulate silently in the general population and cause no visible lesions in most people. Genetic susceptibility to beta-HPVs leads to warts, pityriasis-like lesions, epidermodysplasia verruciformis, and increased risk of non-melanoma skin cancers. Seasonal influenza viruses are common RNA viruses that infect the respiratory tract, causing a benign illness in most infected individuals. Influenza pneumonia or acute respiratory distress syndrome are rare, and the case fatality ratio is less than 1%. Children with severe influenza have been found to carry defects inIRF7,IRF9,STAT1,STAT2, andTLR3. Similarly, the COVID-19 pandemic has revealed that SARS-CoV-2 infection can lead to asymptomatic infection as well as fatal pneumonia. Genetic studies showed that approximately 2 to 3% of cases of severe life-threatening SARS-CoV-2 infection resulted from IEI, mainly genetic defects in the TLR3- or TLR7-dependent type 1 interferon pathway (eg,TLR3, TLR7,IFNAR1/2,STAT2, andIRF7), overlapping with that of severe pneumonia susceptibility in influenza infections. | An interpretive report will be provided. | All detected variants are evaluated according to American College of Medical Genetics and Genomics recommendations.(1) Variants are classified based on known, predicted, or possible pathogenicity and reported with interpretive comments detailing their potential or known significance. | Clinical Correlations: Test results should be interpreted in the context of clinical findings, family history, and other laboratory data. Misinterpretation of results may occur if the information provided is inaccurate or incomplete. If testing was performed because of a clinically significant family history, it is often useful to first test an affected family member. Detection of a reportable variant in an affected family member would allow for more informative testing of at-risk individuals. To discuss the availability of additional testing options or for assistance in the interpretation of these results, contact Mayo Clinic Laboratories genetic counselors at 800-533-1710. Technical Limitations: Next-generation sequencing may not detect all types of genomic variants. In rare cases, false-negative or false-positive results may occur. The depth of coverage may be variable for some target regions; assay performance below the minimum acceptable criteria or for failed regions will be noted. Given these limitations, negative results do not rule out the diagnosis of a genetic disorder. If a specific clinical disorder is suspected, evaluation by alternative methods can be considered. There may be regions of genes that cannot be effectively evaluated by sequencing or deletion and duplication analysis as a result of technical limitations of the assay, including regions of homology, high guanine-cytosine (GC) content, and repetitive sequences. Confirmation of select reportable variants will be performed by alternate methodologies based on internal laboratory criteria. This test is validated to detect 95% of deletions up to 75 base pairs (bp) and insertions up to 47 bp. Deletions-insertions (delins) of 40 or more bp, including mobile element insertions, may be less reliably detected than smaller delins. Deletion/Duplication Analysis: This analysis targets single and multi-exon deletions/duplications; however, in some instances, single exon resolution cannot be achieved due to isolated reduction in sequence coverage or inherent genomic complexity. Balanced structural rearrangements (such as translocations and inversions) may not be detected. This test is not designed to detect low levels of mosaicism or to differentiate between somatic and germline variants. If there is a possibility that any detected variant is somatic, additional testing may be necessary to clarify the significance of results. Genes may be added or removed based on updated clinical relevance. Refer to theTargeted Genes and Methodology Details for Viral Susceptibility, Defects in Intrinsic and Innate Immunity, Gene Panelfor the most up to date list of genes included in this test. For detailed information regarding gene-specific performance and technical limitations, see Method Description or contact a laboratory genetic counselor. If the patient has had an allogeneic hematopoietic stem cell transplant or a recent non-leukoreduced blood transfusion, results may be inaccurate due to the presence of donor DNA. Call Mayo Clinic Laboratories for instructions for testing patients who have received a bone marrow transplant. Reclassification of Variants: Currently, it is not standard practice for the laboratory to systematically review previously classified variants on a regular basis. The laboratory encourages health care providers to contact the laboratory at any time to learn how the classification of a particular variant may have changed over time. Due to broadening genetic knowledge, it is possible that the laboratory may discover new information of relevance to the patient. Should that occur, the laboratory may issue an amended report. Variant Evaluation: Evaluation and categorization of variants are performed using published American College of Medical Genetics and Genomics and the Association for Molecular Pathology recommendations as a guideline.(1) Other gene-specific guidelines may also be considered. Variants are classified based on known, predicted, or possible pathogenicity and reported with interpretive comments detailing their potential or known significance. Variants classified as benign or likely benign are not reported. Multiple in silico evaluation tools may be used to assist in the interpretation of these results. The accuracy of predictions made by in silico evaluation tools is highly dependent upon the data available for a given gene, and periodic updates to these tools may cause predictions to change over time. Results from in silico evaluation tools should be interpreted with caution and professional clinical judgment. Rarely, incidental or secondary findings may implicate another predisposition or presence of active disease. These findings will be carefully reviewed to determine whether they will be reported. | 1. Richards S, Aziz N, Bale S, et al; ACMG Laboratory Quality Assurance Committee: Standards and guidelines for the interpretation of sequence variants: a joint consensus recommendation of the American College of Medical Genetics and Genomics and the Association for Molecular Pathology. Genet Med. 2015 May;17(5):405-424 2. Tangye SG, Al-Herz W, Bousfiha A, et al: Human inborn errors of immunity: 2022 update on the classification from the international union of immunological societies expert committee. J Clin Immunol. 2022 Jun 24:1–35. doi: 10.1007/s10875-022-01289-3 3. Casanova JL, Abel L: Mechanisms of viral inflammation and disease in humans. Science. 2021 Nov 26;374(6571):1080-1086. doi: 10.1126/science.abj7965 4. Zhang Q, Bastard P; COVID Human Genetic Effort, Cobat A, Casanova JL: Human genetic and immunological determinants of critical COVID-19 pneumonia. Nature. 2022 Mar;603(7902):587-598. doi: 10.1038/s41586-022-04447-0 5. Fournier B, Latour S: Immunity to EBV as revealed by immunedeficiencies. Curr Opin Immunol. 2021 Oct;72:107-115. doi: 10.1016/j.coi.2021.04.003 6. Beziat V, Casanova JL, Jouanguy E: Human genetic and immunological dissection of papillomavirus-driven diseases: new insights into their pathogenesis. Curr Opin Virol. 2021 Dec;51:9-15. doi: 10.1016/j.coviro.2021.09.002 | Next-generation sequencing (NGS) and/or Sanger sequencing are performed to test for the presence of variants in coding regions and intron/exon boundaries of the genes analyzed, as well as some other regions that have known disease-causing variants. The human genome reference GRCh37/hg19 build was used for sequence read alignment. At least 99% of the bases are covered at a read depth over 30X. Sensitivity is estimated at above 99% for single nucleotide variants, above 94% for deletions/insertions (delins) less than 40 base pairs (bp), and above 95% for deletions up to 75 bp and insertions up to 47 bp. NGS and/or a polymerase chain reaction-based quantitative method is performed to test for the presence of deletions and duplications in the genes analyzed. There may be regions of genes that cannot be effectively evaluated by sequencing or deletion and duplication analysis as a result of technical limitations of the assay, including regions of homology, high guanine-cytosine (GC) content, and repetitive sequences. SeeTargeted Genes and Methodology Details for Viral Susceptibility, Defects in Intrinsic and Innate Immunity, Gene Panelfor details regarding the targeted genes analyzed for each test and specific gene regions not routinely covered.(Unpublished Mayo method) Confirmation of select reportable variants may be performed by alternate methodologies based on internal laboratory criteria. Genes analyzed:CARMIL2, CD27, CD70, CIB1, CTPS1, CXCR4, DBR1, IFIH1, IFNAR1, IFNAR2, IRF3, IRF7, IRF9, MAGT1, POLR3A, POLR3C, PRKCD, RASGRP1, SH2D1A, STAT1, STAT2, TLR3, TLR7, TLR8, TMC6, TMC8, TNFRSF9, TRAF3, UNC93B1,andXIAP | 28 to 42 days | Whole blood: 2 weeks (if available); Extracted DNA: 3 months; Cultured fibroblasts, skin biopsy: 1 month | This test was developed and its performance characteristics determined by Mayo Clinic in a manner consistent with CLIA requirements. It has not been cleared or approved by the US Food and Drug Administration. | 8144388233-Tissue culture, skin, solid tissue biopsy (if appropriate)88240-Cryopreservation (if appropriate) | Viral Susceptibility Gene Panel | 103742-3 | 619913 | Released By | 18771-6
SVISC | Viscosity, Serum | Detection of increased viscosity Monitoring patients with hyperviscosity syndrome This test isnot usefulforpatients with small concentrations of monoclonal proteins. | Capillary Measurement | Yes | Viscosity, S | Serum Red | Collection Container/Tube:Red top (serum gel/SST arenot acceptable) Submission Container/Tube:Plastic vial Specimen Volume:3 mL Collection Instructions: 1. Keep specimen at 37 degrees C (eg, 37 degrees C Thermopak, heat block) until after centrifugation. 2. Centrifuge and aliquot serum into plastic vial. | 0.75 mL | Viscosity is the property of fluids to resist flow. Hyperviscosity may be manifested by nasal bleeding, blurred vision, headaches, dizziness, nystagmus, deafness, diplopia, ataxia, paresthesias, or congestive heart failure. Funduscopic examination reveals dilation of retinal veins and flame shaped retinal hemorrhages. The most common cause of serum hyperviscosity is the presence of large concentrations of IgM monoclonal proteins, and Waldenstrom macroglobulinemia accounts for 80% to 90% of hyperviscosity cases. Hyperviscosity syndrome can also occur in multiple myeloma patients. Because the ability of a monoclonal protein to cause hyperviscosity is affected by its concentration, molecular weight, and aggregation, sera with concentrations of monoclonal IgM greater than 4 g/dL, IgA greater than 5 g/dL, or IgG greater than 6 g/dL should be tested for hyperviscosity. Serum viscosity and electrophoresis are recommended before and after plasmapheresis in order to correlate viscosity and M-spike with patient symptoms. This correlation may be useful for anticipating the need for repeat plasmapheresis. | < or =1.5 centipoises | Although viscosities greater than 1.5 centipoises (cP) are abnormal, hyperviscosity is rarely present unless the viscosity is greater than 3 cP. | Failure to follow specimen handling instructions may cause false-low results. Hyperviscosity syndrome may not be present even if the viscosity is greater than 3 centipoises. | 1. Gertz MA, Kyle RA: Hyperviscosity syndrome. J Intensive Care Med. 1995;10:128-141 2. Gertz MA: Acute hyperviscosity: syndromes and management. Blood. 2018;132(13):1379-1385 3. Kesmarky G, Kenyeres P, Rabai M, Toth K: Plasma viscosity: a forgotten variable. Clin Hemorheol Microcirc. 2008;39(1-4):243-246 4. Wood AW: Rheology of blood. In: Physiology, Biophysics, and Biomedical Engineering. CRC Press; 2012:217-233 | The Benson BV200 automated viscometer employs vacuum pressure through a capillary to measure the dynamic viscosity of serum samples. Samples at ambient temperature are aspirated by the sample probe, which is heated to 37 degrees C. Viscosity results are calculated by the instrument at both 25 degrees C and 37 degrees C temperature points. Viscosity units on board the instrument are mPa.s (milli-pascal seconds), which is the International Standard (SI) unit for viscosity. Centipoise (cP) units are named after French physicist Jean Leonard Marie Poiseuille and are used in the centimeter-gram-second (CGS) system of units. 1 mPa.s is equal to 1 cP.(Instruction manual: BV200 Automated Clinical Viscometer User Manual. Benson Viscometers; Ver. 1.5, 02/2020) | 1 to 3 days |  | This test has been modified from the manufacturer's instructions. Its performance characteristics were determined by Mayo Clinic in a manner consistent with CLIA requirements. This test has not been cleared or approved by the US Food and Drug Administration. | 85810 | Viscosity, S | 3128-6 | SVISC | Viscosity, S | 3128-6
VITAE | Vitamin A and Vitamin E, Serum | Diagnosing vitamin A deficiency and toxicity Evaluating persons with intestinal malabsorption of lipids Monitoring of Vitamin E supplementation/treatment | Liquid Chromatography Tandem Mass Spectrometry (LC-MS/MS) | Yes | Vitamin A and Vitamin E, S | Serum | Patient Preparation:Patient should fast overnight (12-14 hours); infants should have specimen collected before next feeding. Supplies:Amber Frosted Tube, 5 mL(T915) Collection Container/Tube: Preferred:Red top Acceptable:Serum gel Submission Container/Tube:Amber vial Specimen Volume:1 mL Collection Instructions: Centrifuge and aliquot serum into light protected plastic vial within 2 hours of collection. | 0.5 mL | Vitamin A: The level of vitamin A in the plasma or serum is a reflection of the quantities of vitamin A and carotene ingested and absorbed by the intestine (carotene is converted to vitamin A by intestine absorptive cells and hepatocytes). Vitamin A plays an essential role in the function of the retina (adaptation to dim light), is necessary for growth and differentiation of epithelial tissue, and is required for growth of bone, reproduction, and embryonic development. Together with certain carotenoids, vitamin A enhances immune function, reducing the consequences of some infectious diseases. Degenerative changes in eyes and skin are commonly observed in vitamin A deficiency. Poor adaptation of vision to darkness (night blindness) is an early symptom that may be followed by degenerative changes in the retina. In developing countries, vitamin A deficiency is the principal preventable cause of blindness. Severe or prolonged deficiency leads to dry eye (xerophthalmia), which can result in corneal ulcers, scarring, and blindness. Another important consequence of inadequate intake is acquired immunodeficiency disease, with an increased incidence of death related to infectious diseases. In patients with HIV, vitamin A deficiency is associated with increased disease progression and mortality. Vitamin A in excess can be toxic. In particular, chronic vitamin A intoxication is a concern in normal adults who ingest more than 15 mg per day and in children who ingest more than 6 mg per day of vitamin A over a period of several months. Manifestations are various and include dry skin, cheilosis, glossitis, vomiting, alopecia, bone demineralization and pain, hypercalcemia, lymph node enlargement, hyperlipidemia, amenorrhea, and features of pseudotumor cerebri with increased intracranial pressure and papilledema. Liver fibrosis with portal hypertension and bone demineralization may also result. Congenital malformations, like spontaneous abortions, craniofacial abnormalities, and valvular heart disease have been described in pregnant women taking vitamin A in excess. Consequently, in pregnancy, the daily dose of vitamin A should not exceed 3 mg. Vitamin E (alpha-tocopherol): Vitamin E is the generic term for two different groups of methylated phenol compounds with a chromane alcoholic core linked to poly-carbon chains (tocopherols and tocotrienols). These vitamins are all free radical scavengers, with alpha-tocopherol being the most potent one in humans, as most of the related compounds are not re-secreted by the liver, thus leading to much lower circulating concentrations. Vitamin E deficiency is very rare and mostly seen in patients with extreme malabsorption of fat and in patients with abetalipoproteinemia, a rare inborn error of metabolism. Patients with these conditions may develop peripheral neuropathy, myopathy, retinopathy, and immune deficiency. There is a large body of scientific studies that indicates positive effects on outcomes of various diseases if regular Vitamin E supplementation is provided; however, several trials have shown evidence of increasing bleeding risks at high Vitamin E doses. Therefore, tables of tolerable doses in children and adults have been established, which should not be exceeded. Deficiencies of vitamins A and E may arise from poor nutrition or from intestinal malabsorption. Persons at risk, especially children, include those with bowel disease, pancreatic disease, chronic cholestasis, celiac disease, cystic fibrosis, and intestinal lymphangiectasia. Infantile cholangiopathies that may lead to malabsorption of vitamins A and E include intrahepatic dysplasia and rubella-related embryopathy. | VITAMIN A (RETINOL) 0-6 years: 11.3-64.7 mcg/dL 7-12 years: 12.8-81.2 mcg/dL 13-17 years: 14.4-97.7 mcg/dL > or =18 years: 32.5-78.0 mcg/dL VITAMIN E (ALPHA-TOCOPHEROL) 0-17 years: 3.8-18.4 mg/L > or =18 years: 5.5-17.0 mg/L | Vitamin A: The World Health Organization recommends supplementation when vitamin A levels fall below 20.0 mcg/dL. Severe deficiency is indicated at levels less than 10.0 mcg/dL. Vitamin A values above 120.0 mcg/dL suggest hypervitaminosis A and associated toxicity. Vitamin E (alpha-tocopherol): Vitamin E concentrations within the healthy reference population range usually indicate adequate Vitamin A stores. The rare occurrence of low Vitamin A levels might correlate with potential deficiency and investigation of potential fat malabsorptions should be considered. Conversely, Vitamin E concentrations significantly above the upper healthy reference population range might indicate that Vitamin E intake exceeds the tolerable upper daily intake level(s). | Testing of nonfasting specimens or the use of vitamin supplementation can result in elevated serum vitamin concentrations. Reference values were established using specimens from individuals who were fasting. Acute ethanol ingestion may result in increased serum vitamin A levels. | 1. Ball GFM. Vitamins: Their role in the human body. Blackwell Publishing; 2004:234-255 2. Ross AC. Vitamin A and carotenoids. In: Shils ME, Shike M, Ross MC, et al, eds. Modern Nutrition in Health and Disease. 10th ed. Lippincott Williams and Wilkins; 2006:351-375 3.Traber MG. Vitamin E. In: Shils ME, Shike M, Ross AC, et al, eds. Modern Nutrition in Health and Disease.10th ed. Lippincott Williams and Wilkins; 2006:434-441 4. Roberts NB, Taylor A, Sodi R. Vitamins and trace elements. In: Rifai N, Horvath AR, Wittwer CT, eds. Tietz Textbook of Clinical Chemistry and Molecular Diagnostics. 6th ed. Elsevier; 2018:chap37 5. Sodi R. Vitamins and trace elements. In: Rifai N, Chiu RWK, Young I, Burnham C-AD, Wittwer CT, eds. Tietz Textbook of Laboratory Medicine. 7th ed. Elsevier; 2023:417-417.e104. | Deuterated vitamin A (d6-all-trans retinol) is added to serum as an internal standard. Vitamin A (all-trans retinol) and the deuterated internal standard are extracted from the specimens using on-line turbulent flow high performance liquid chromatography and analyzed by liquid chromatography tandem mass spectrometry using multiple reaction monitoring in positive mode.(Unpublished Mayo method) Deuterated vitamin E (d6-alpha-tocopherol) is added to serum as an internal standard. Vitamin E (alpha-tocopherol) and the deuterated internal standard are extracted from the specimens and analyzed by liquid chromatography tandem mass spectrometry.(Unpublished Mayo method) | 2 to 5 days | 14 days | This test was developed and its performance characteristics determined by Mayo Clinic in a manner consistent with CLIA requirements. It has not been cleared or approved by the US Food and Drug Administration. | 8444684590 | Vitamin A and Vitamin E, S | 96600-2 | 605124 | Vitamin A | 2923-1
VITA | Vitamin A, Serum | Diagnosing vitamin A deficiency and toxicity Monitoring vitamin A therapy | Liquid Chromatography-Tandem Mass Spectrometry (LC-MS/MS) | Yes | Vitamin A, S | Serum | Patient Preparation:Patient should fast overnight (12-14 hours); infants should have specimen collected before next feeding. Collection Container/Tube: Preferred:Red top Acceptable:Serum gel Submission Container/Tube:Plastic vial Specimen Volume:0.5 mL Collection Instructions:Centrifuge and aliquot serum into a plastic vial. Serum must be removed from the red blood cells within 2 hours. | 0.25 mL | The level of vitamin A in the plasma or serum is a reflection of the quantities of vitamin A and carotene (provitamin A) ingested and absorbed by the intestine (carotene is converted to vitamin A by intestinal absorptive cells and hepatocytes). Vitamin A plays an essential role in the function of the retina (adaptation to dim light), is necessary for growth and differentiation of epithelial tissue, and is required for growth of bone, reproduction, and embryonic development. Together with certain carotenoids, vitamin A enhances immune function, reducing the consequences of some infectious diseases. Degenerative changes in eyes and skin are commonly observed in vitamin A deficiency. Poor adaptation of vision to darkness (night blindness) is an early symptom that may be followed by degenerative changes in the retina. In developing countries, vitamin A deficiency is the principal preventable cause of blindness. Severe or prolonged deficiency leads to dry eye (xerophthalmia) that can result in corneal ulcers, scarring, and blindness. Another important consequence of inadequate intake is acquired immunodeficiency disease, where an increased incidence of death is associated with deficient vitamin A levels. Increased susceptibility is associated with vitamin A deficiency. In patients with HIV, vitamin A deficiency is associated with increased disease progression and mortality. Vitamin A in excess can be toxic. In particular, chronic vitamin A intoxication is a concern in normal adults who ingest more than 15 mg per day and children who ingest more than 6 mg per day of vitamin A over a period of several months. Manifestations are various and include dry skin, cheilosis, glossitis, vomiting, alopecia, bone demineralization and pain, hypercalcemia, lymph node enlargement, hyperlipidemia, amenorrhea, and features of pseudotumor cerebri with increased intracranial pressure and papilledema. Liver fibrosis with portal hypertension may also result. Congenital malformations, like spontaneous abortions, craniofacial abnormalities, and valvular heart disease have been described in pregnant women taking vitamin A in excess. Consequently, in pregnancy, the daily dose of vitamin A should not exceed 3 mg. | 0-6 years: 11.3-64.7 mcg/dL 7-12 years: 12.8-81.2 mcg/dL 13-17 years: 14.4-97.7 mcg/dL > or =18 years: 32.5-78.0 mcg/dL | The World Health Organization recommendations supplementation when vitamin A levels fall below 20.0 mcg/dL. Severe deficiency is indicated at levels less than 10.0 mcg/dL. Vitamin A values above 120.0 mcg/dL suggest hypervitaminosis A and associated toxicity. | Acute ethanol ingestion may result in increased serum vitamin A levels. Testing of nonfasting specimens or the use of vitaminsupplementation can result in elevated serum vitamin concentrations.Reference values were established using specimens from individuals who were fasting. | 1. Ball GFM. Vitamins: Their role in the human body. Blackwell Publishing; 2004:133-187 2.Ross AC. Vitamin A and carotenoids. In: Shils ME, Shike M, Ross AC, et al, eds. Modern Nutrition in Health and Disease.10th ed. Lippincott Williams and Wilkins; 2006:351-375 3. Roberts NB, Taylor A, Sodi R. Vitamins and Trace Elements. In: Rifai N, Horvath AR, Wittwer CT, eds.Tietz Textbook of Clinical Chemistry and Molecular Diagnostics. 6th ed. Elsevier; 2018:chap 37 4. Sodi R. Vitamins and trace elements. In: Rifai N, Chiu RWK, Young I, Burnham C-AD, Wittwer CT, eds. Tietz Textbook of Laboratory Medicine. 7th ed. Elsevier; 2023:417-417.e104 | Deuterated vitamin A (d6-all-trans retinol) is added to serum as an internal standard. Vitamin A (all-trans retinol) and the deuterated internal standard are extracted from the specimens using on-line turbulent flow high-performance liquid chromagraphy and analyzed by liquid chromatography-tandem mass spectrometry using multiple reaction monitoring in positive mode.(Unpublished Mayo method) | 2 to 5 days | 14 days | This test was developed and its performance characteristics determined by Mayo Clinic in a manner consistent with CLIA requirements. It has not been cleared or approved by the US Food and Drug Administration. | 84590 | Vitamin A, S | 2923-1 | 7597 | Vitamin A | 2923-1
VITAP | Vitamin A, Serum | Diagnosing vitamin A deficiency and toxicity as a part of a profile Monitoring vitamin A therapy | Only orderable as part of a profile. For more information see VITAE / Vitamin A and Vitamin E, Serum. Liquid Chromatography Tandem Mass Spectrometry (LC-MS/MS) | Yes | Vitamin A, S | Serum | Only orderable as part of a profile. For more information see VITAE / Vitamin A and Vitamin E, Serum. Patient Preparation:Patient should fast overnight (12-14 hours); infants should have specimen collected before next feeding. Supplies:Amber Frosted Tube, 5 mL(T915) Collection Container/Tube: Preferred:Red top Acceptable:Serum gel Submission Container/Tube:Amber vial Specimen Volume:0.5 mL Collection Instructions: Centrifuge and aliquot serum into light protected plastic vial within 2 hours of collection. | 0.25 mL | The level of vitamin A in the plasma or serum is a reflection of the quantities of vitamin A and carotene (provitamin A) ingested and absorbed by the intestine (carotene is converted to vitamin A by intestinal absorptive cells and hepatocytes). Vitamin A plays an essential role in the function of the retina (adaptation to dim light), is necessary for growth and differentiation of epithelial tissue, and is required for growth of bone, reproduction, and embryonic development. Together with certain carotenoids, vitamin A enhances immune function, reducing the consequences of some infectious diseases. Degenerative changes in eyes and skin are commonly observed in vitamin A deficiency. Poor adaptation of vision to darkness (night blindness) is an early symptom that may be followed by degenerative changes in the retina. In developing countries, vitamin A deficiency is the principal preventable cause of blindness. Severe or prolonged deficiency leads to dry eye (xerophthalmia) that can result in corneal ulcers, scarring, and blindness. Another important consequence of inadequate intake is acquired immunodeficiency disease, where an increased incidence of death is associated with deficient vitamin A levels. Increased susceptibility is associated with vitamin A deficiency. In patients with HIV, vitamin A deficiency is associated with increased disease progression and mortality. Vitamin A in excess can be toxic. In particular, chronic vitamin A intoxication is a concern in normal adults who ingest more than 15 mg per day and children who ingest more than 6 mg per day of vitamin A over a period of several months. Manifestations are various and include dry skin, cheilosis, glossitis, vomiting, alopecia, bone demineralization and pain, hypercalcemia, lymph node enlargement, hyperlipidemia, amenorrhea, and features of pseudotumor cerebri with increased intracranial pressure and papilledema. Liver fibrosis with portal hypertension may also result. Congenital malformations, like spontaneous abortions, craniofacial abnormalities, and valvular heart disease have been described in pregnant women taking vitamin A in excess. Consequently, in pregnancy, the daily dose of vitamin A should not exceed 3 mg. | Only orderable as part of a profile. For more information see VITAE / Vitamin A and Vitamin E, Serum. 0-6 years: 11.3-64.7 mcg/dL 7-12 years: 12.8-81.2 mcg/dL 13-17 years: 14.4-97.7 mcg/dL > or =18 years: 32.5-78.0 mcg/dL | The World Health Organization recommends supplementation when vitamin A levels fall below 20.0 mcg/dL. Severe deficiency is indicated at levels less than 10.0 mcg/dL. Vitamin A values above 120.0 mcg/dL suggest hypervitaminosis A and associated toxicity. | Testing of nonfasting specimens or the use of vitaminsupplementation can result in elevated serum vitamin concentrations.Reference values were established in patients who were fasting. Acute ethanol ingestion may result in increased serum vitamin A levels. | 1. Ball GFM. Vitamins: Their role in the human body. Blackwell Publishing; 2004:133-187 2.Ross AC. Vitamin A and carotenoids. In: Shils ME, Shike M, Ross AC, et al, eds. Modern Nutrition in Health and Disease.10th ed. Lippincott Williams and Wilkins; 2006:351-375 3. Roberts NB, Taylor A, Sodi R. Vitamins and trace elements. In: Rifai N, Horvath AR, Wittwer CT, eds. Tietz Textbook of Clinical Chemistry and Molecular Diagnostics. 6th ed. Elsevier; 2018:chap 37 4. Sodi R. Vitamins and trace elements. In: Rifai N, Chiu RWK, Young I, Burnham C-AD, Wittwer CT, eds. Tietz Textbook of Laboratory Medicine. 7th ed. Elsevier; 2023:417-417.e104 | Deuterated vitamin A (d6-all-trans retinol) is added to serum as an internal standard. Vitamin A (all-trans retinol) and the deuterated internal standard are extracted from the specimens using on-line turbulent flow high-performance liquid chromatography and analyzed by liquid chromatography tandem mass spectrometry using multiple reaction monitoring in positive mode.(Unpublished Mayo method) | 2 to 5 days | 14 days | This test was developed and its performance characteristics determined by Mayo Clinic in a manner consistent with CLIA requirements. It has not been cleared or approved by the US Food and Drug Administration. | 84590 | Vitamin A, S | 2923-1 | 605124 | Vitamin A | 2923-1
FB12 | Vitamin B12 and Folate, Serum | Investigation of macrocytic anemia Workup of deficiencies seen in megaloblastic anemias Investigation of suspected folate deficiency | B12: Immunoenzymatic Assay FOL: Competitive Binding Receptor Assay | Yes | Vitamin B12 and Folate, S | For more information, seeVitamin B12 Deficiency Evaluation. | Patient Preparation: 1. Patient should be fasting for 8 hours. 2.Do not orderon patients who have recently received methotrexate or other folic acid antagonists. Collection Container/Tube: Preferred:Red top Acceptable:Serum gel Submission Container/Tube:Plastic vial Specimen Volume:1 mL Collection Instructions:Centrifuge and aliquot serum into a plastic vial. | 0.5 mL | B12: Vitamin B12 (cobalamin) is necessary for hematopoiesis and normal neuronal function. In humans, it is obtained only from animal proteins and requires intrinsic factor (IF) for absorption. The body uses its vitamin B12 stores very economically, reabsorbing vitamin B12 from the ileum and returning it to the liver; very little is excreted. Vitamin B12 deficiency may be due to lack of IF secretion by gastric mucosa (eg, gastrectomy, gastric atrophy) or intestinal malabsorption (eg, ileal resection, small intestinal diseases). Vitamin B12 deficiency frequently causes macrocytic anemia, glossitis, peripheral neuropathy, weakness, hyperreflexia, ataxia, loss of proprioception, poor coordination, and affective behavioral changes. These manifestations may occur in any combination; many patients have the neurologic defects without macrocytic anemia. Pernicious anemia is a macrocytic anemia caused by vitamin B12 deficiency that is due to a lack of IF secretion by gastric mucosa. Serum methylmalonic acid and homocysteine levels are also elevated in vitamin B12 deficiency states. Folate: The term folate refers to all derivatives of folic acid. For practical purposes, serum folate is almost entirely in the form ofN-(5)-methyl tetrahydrofolate.(4) Approximately 20% of the folate absorbed daily is derived from dietary sources; the remainder is synthesized by intestinal microorganisms. Serum folate levels typically fall within a few days after dietary folate intake is reduced and may be low in the presence of normal tissue stores. RBC folate levels are less subject to short-term dietary changes. Significant folate deficiency is characteristically associated with macrocytosis and megaloblastic anemia. Lower than normal serum folate also has been reported in patients with neuropsychiatric disorders, in pregnant women whose fetuses have neural tube defects, and in women who have recently had spontaneous abortions.(5) Folate deficiency is most commonly due to insufficient dietary intakeand is most frequently encountered in pregnant women or in alcoholics. Other causes of low serum folate concentration include: -Excessive utilization (eg, liver disease, hemolytic disorders, and malignancies) -Rare inborn errors of metabolism (eg, dihydrofolate reductase deficiency, forminotransferase deficiency, 5,10-methylenetetra-hydrofolate reductase deficiency, and tetrahydrofolate methyltransferase deficiency) | VITAMIN B12 180-914 ng/L FOLATE > or =4.0 mcg/L <4.0 mcg/L suggests folate deficiency | B12: Concentration of vitamin B12 <180 ng/L may cause megaloblastic anemia and/or peripheral neuropathies. Vitamin B12 concentrations <150 ng/L are considered evidence of vitamin B12 deficiency. Vitamin B12 concentrations between 150 ng/L and 300 ng/L are considered borderline. Follow-up testing for antibodies to intrinsic factor (IF) (IFBA / Intrinsic Factor Blocking Antibody, Serum) is recommended to identify this potential cause of vitamin B12 malabsorption. For specimens without antibodies, follow-up testing of vitamin B12 tissue deficiency by measuring methylmalonic acid (MMA) (MMAS / Methylmalonic Acid [MMA], Quantitative, Serum) and/or homocysteine (HCYSP / Homocysteine, Total, Plasma) may be indicated if the patient is symptomatic. A normal serum concentration of vitamin B12 does not rule out tissue deficiency of vitamin B12. The most sensitive test for vitamin B12 deficiency at the cellular level is the assay for MMA. If clinical symptoms suggest deficiency, measurement of MMA and homocysteine should be considered, even if serum vitamin B12concentrations are normal. Folate: Serum folate is a relatively nonspecific test.(4) Low serum folate levels may be seen in the absence of deficiency and normal levels may be seen in patients with macrocytic anemia, dementia, neuropsychiatric disorders, and pregnancy disorders. Results <4 mcg/L are suggestive of folate deficiency. The cut-off is based on consensus and was derived from the US NHANES III data.(5) Evaluation of macrocytic anemias commonly requires measurement of the serum concentration of both vitamin B12 and folate; ideally they should be measured at the same point in time. Additional testing with homocysteine and MMA determinations may help distinguish between B12 and folate deficiency states. In folate deficiency, homocysteine levels are elevated and MMA levels are normal. In vitamin B12 deficiency, both homocysteine levels and MMA levels are elevated. For more information, seeVitamin B12 Deficiency Evaluation. | B12: Patients taking vitamin B12 supplementation may have misleading results. Many other conditions are known to cause an increase or decrease in the serum vitamin B12 concentration including: Increased Serum B12 Decreased Serum B12 Ingestion of vitamin C Pregnancy Ingestion of estrogens Aspirin Ingestion of vitamin A Anticonvulsants Hepatocellular injury Colchicine Myeloproliferative disorder Ethanol ingestion Uremia Contraceptive hormones Smoking Hemodialysis Multiple myeloma The evaluation of macrocytic anemia requires measurement of both vitamin B12 and folate levels; ideally they should be measured simultaneously. Some patients who have been exposed to animal antigens, either in the environment or as part of treatment or imaging procedure, may have circulating anti-animal antibodies present. These antibodies may interfere with the assay reagents to produce unreliable results. Folate: Patients with combined deficiency of folate and iron may not demonstrate the erythrocyte macrocytosis that is typical of folate deficiency anemia. In these patients, however, the red cell distribution width (RDW) will typically be elevated. Nonfasting specimens yield falsely elevated results. Recent folic acid administration or dietary folate intake could result in normal or elevated values and possibly mask an underlying folate deficiency. Patients taking folate may have misleading results. Folates other thanN-(5)-methyltetrahydrofolate and folic acid antagonists (such as methotrexate) may, under some circumstances, be present in serum and will also be measured by this method. Serum folate measurement is preferred over RBC folate measurement due to considerable analytic variability (coefficient of variation; CV) of assays. Both results give the same interpretation (internal Mayo study), therefore RBC folate quantitation is not recommended. Additional serum testing with homocysteine and methylmalonic acid (MMA) determinations may help distinguish between vitamin B12 and folate deficiency states. In folate deficiency, homocysteine levels are elevated and MMA levels are normal. In vitamin B12 deficiency, the analytic variability (CV) of both serum and RBC folate assays is considerable. Homocysteine and MMA levels are alternate determinates of folate deficiency. The analytic variability (CV) of both serum and RBC folate assays is considerable. Homocysteine and MMA levels are alternate determinates of folate deficiency. Some patients who have been exposed to animal antigens, either in the environment or as part of treatment or imaging procedures, may have circulating anti-animal antibodies present. These antibodies may interfere with the assay reagents to produce unreliable results. | 1. Babior BM: The megaloblastic anemias.InHematology. Fifth edition. Edited by WJ Williams,E Beutler, MA Lichtman, et al. New York, McGraw-Hill Book Company, 1995, pp 471-490 2. Shenkin A, Baines M, Fell GS, et al:InTietz Textbook of Clinical Chemistry and Molecular Diagnostics. Edited by CA Burtis, ER Ashwood, DE Bruns. St. Louis, Elsevier, Inc., 2006, pp 1100-1105 3. Klee GG: Cobalamin and folate evaluation: measurement of methylmalonic acid and homocysteine vs vitamin B12 and folate. Clin Chem 2000 August;46(8 Pt 2):1277-1283 4. Fairbanks VF, Klee GG: Biochemical aspects of hematology.InTietz Textbook of Clinical Chemistry. Edited by CA Burtis, ER Ashwood. Philadelphia, WB Saunders Company, 1999, pp 1690-1698 5. George L, Mills JL, Johansson AL, et al: Plasma folate levels and risk of spontaneous abortion. JAMA 2002 October 16;288:1867-1873 6. Benoist BD: Conclusions of a WHO Technical Consultation on folate and vitamin B12deficiencies. Food and Nutrition Bulletin 2008(volume 29, number 2) S238-S244 | B12: The instrument used is a Beckman Coulter DXI 800. The Access Vitamin B12 assay is a competitive-binding immunoenzymatic assay. A sample is added to a reaction vessel along with alkaline potassium cyanide and dithiothreitol. This treatment denatures B12 binding proteins and converts all forms of vitamin B12 to the cyanocobalamin form. After neutralization, intrinsic factor-alkaline phosphatase conjugate and paramagnetic particles coated with goat antimouse IgG:mouse monoclonal anti-intrinsic factor are added to the sample. Vitamin B12 in the sample binds to the intrinsic factor conjugate, preventing the conjugate from binding to the solid phase anti-intrinsic factor. After incubation in a reaction vessel, materials bound to the solid phase are held in a magnetic field, while unbound materials are washed away. The chemiluminescent substrate Lumi-Phos 530 is added to the vessel and light generated by the reaction is measured with a luminometer. The photon production is inversely proportional to the concentration of vitamin B12 in the sample. The amount of analyte in the sample is determined by means of a stored, multipoint calibration curve.(Beckman Coulter Assay Manual 2009, Beckman Coulter Inc,Fullerton,CA) Folate: The instrument used is a Beckman Coulter DXI 800. The Access Folate assay is a competitive-binding receptor assay. A serum sample is treated to release folate from endogenous binding proteins. After neutralization of the reaction mixture, folate-binding protein, mouse antifolate-binding protein, folic acid-alkaline phosphatase conjugate, and goat antimouse capture antibody coupled to paramagnetic particles are added to the reaction vessel. Folate in the sample competes with the folic acid-alkaline phosphatase conjugate for binding sites on a limited amount of folate-binding protein. Resulting complexes bind to the solid phase via mouse antifolate binding protein. After incubation in a reaction vessel, materials bound to the solid phase are held in a magnetic field, while unbound materials are washed away. The chemiluminescent substrate Lumi-Phos 530 is added to the vessel and light generated by the reaction is measured with a luminometer. The light production is inversely proportional to the concentration of folate in the sample. The amount of analyte in the sample is determined from a stored, multipoint calibration curve. The assay is standardized to the World Health Organization (WHO) International Standard 03/178.(Beckman Coulter Assay Manual 2011, Beckman Coulter Inc.,Fullerton,CA) | 1 to 3 days | 14 days | This test has been cleared, approved, or is exempt by the US Food and Drug Administration and is used per manufacturer's instructions. Performance characteristics were verified by Mayo Clinic in a manner consistent with CLIA requirements. | 82607-Vitamin B1282746-Folate | Vitamin B12 and Folate, S | 96805-7 | FOL | Folate, S | 2284-8
B12 | Vitamin B12 Assay, Serum | Investigation of macrocytic anemia Workup of deficiencies seen in megaloblastic anemias | Immunoenzymatic Assay | Yes | Vitamin B12 Assay, S | For more information seeVitamin B12 Deficiency Evaluation. | Patient Preparation:This test should not be performed on patients who have received a vitamin B12 injection or radiolabeled vitamin B12 injection within the previous 2 weeks. Collection Container/Tube: Preferred:Serum gel Acceptable:Red top Submission Container/Tube:Plastic vial Specimen Volume:0.6 mL Collection Instructions: 1. Serum gel tubes should be centrifuged within 2 hours of collection. 2. Red-top tubes should be centrifuged, and the serum aliquoted into a plastic vial within 2 hours of collection. | 0.5 mL | Vitamin B12 (cobalamin) is necessary for hematopoiesis and normal neuronal function. In humans, it is obtained only from animal proteins and requires intrinsic factor (IF) for absorption. The body uses its vitamin B12 stores very economically, reabsorbing vitamin B12 from the ileum and returning it to the liver; very little is excreted. Vitamin B12 deficiency may be due to lack of IF secretion by gastric mucosa (eg, gastrectomy, gastric atrophy) or intestinal malabsorption (eg, ileal resection, small intestinal diseases). Vitamin B12 deficiency frequently causes macrocytic anemia, glossitis, peripheral neuropathy, weakness, hyperreflexia, ataxia, loss of proprioception, poor coordination, and affective behavioral changes. These manifestations may occur in any combination; many patients have the neurologic defects without macrocytic anemia. Pernicious anemia is a macrocytic anemia caused by vitamin B12 deficiency that is due to a lack of IF secretion by gastric mucosa. Serum methylmalonic acid and homocysteine levels are also elevated in vitamin B12 deficiency states. | 180-914 ng/L | A serum vitamin B12 level less than 180 ng/L may cause megaloblastic anemia and peripheral neuropathies. Vitamin B12 levels less than 150 ng/L are considered evidence of vitamin B12 deficiency. Follow-up with a test for antibodies to intrinsic factor (IFBA / Intrinsic Factor Blocking Antibody, Serum) is recommended to identify this potential cause of vitamin B12 malabsorption. For specimens without antibodies and the patient is symptomatic, follow-up testing for vitamin B12 tissue deficiency may be indicated. Consider analysis of methylmalonic acid (MMAS / Methylmalonic Acid, Quantitative, Serum) and/or homocysteine (HCYSP / Homocysteine, Total, Plasma). Patients with serum vitamin B12 levels between 150 and 400 ng/L are considered borderline deficient and should be evaluated further by functional tests for vitamin B12 deficiency. Plasma homocysteine measurement (HCYSP / Homocysteine, Total, Plasma) is a good screening test where a normal level effectively excludes vitamin B12 and folate deficiency in an asymptomatic patient. However, the test is not specific, and many situations can cause an increased level. In contrast, an increased serum methylmalonic acid (MMAS / Methylmalonic Acid, Quantitative, Serum) level is more specific for cellular-level B12 deficiency and is not increased by folate deficiency. In patients being evaluated for vitamin B12 deficiency who have intrinsic factor blocking antibodies (IFBA), false elevations of vitamin B12 may occur due to IFBA interference, potentially obscuring a physiological deficiency of vitamin B12. If observed vitamin B12 concentrations are discordant with clinical presentation, measurement of methylmalonic acid (MMAS / Methylmalonic Acid, Quantitative, Serum) should be considered. For more information seeVitamin B12 Deficiency Evaluation. | Patients who have received a vitamin B12 injection or radiolabeled vitamin B12 injection within the previous 2 weeks may have high serum vitamin B12 levels, which can interfere with this assay leading to falsely elevated results. Many other conditions are known to cause an increase or decrease in the serum vitamin B12 concentration and should be considered in the interpretation of the assay results, including: Increased serum vitamin B12 Decreased serum vitamin B12 Ingestion of vitamin C Pregnancy Ingestion of estrogens Aspirin Ingestion of vitamin A Anticonvulsants Hepatocellular injury Colchicine Myeloproliferative disorder Ethanol ingestion Uremia Contraceptive hormones Smoking Hemodialysis Multiple myeloma The evaluation of macrocytic anemia requires measurement of both vitamin B12 and folate levels; ideally, they should be measured simultaneously. Some patients exposed to animal antigens, either in the environment or as part of treatment or imaging procedure, may have circulating anti-animal antibodies present. These antibodies may interfere with the assay reagents to produce unreliable results. | 1. Babior BM. The megaloblastic anemias. In: Williams WJ, Beutler E, Lichtman MA et al, eds. Hematology. 5th ed. McGraw-Hill; 1995:471-490 2. Roberts NB, Taylor A, Sodi R. Vitamins and trace elements. In: Rifai N, Horvath AR, Wittwer CT, eds. Tietz Textbook of Clinical Chemistry and Molecular Diagnostics. 6th ed. Elsevier; 2018:chap 37 3. Klee GG. Cobalamin and folate evaluation: measurement of methylmalonic acid and homocysteine vs vitamin B12 and folate. Clin Chem. 2000;46(8 Pt 2):1277-1283 4. Allen LH, Miller JW, de Groot L, et al. Biomarkers of nutrition for development (BOND): Vitamin B-12 review. J Nutr. 2018;148(suppl_4):1995S–2027S. doi:10.1093/jn/nxy201 5. Wolffenbuttel BHR, Wouters HJCM, Heiner-Fokkema MR, van der Klauw MM. The many faces of cobalamin (vitamin B12) deficiency. Mayo Clin Proc Innov Qual Outcomes. 2019;3(2):200-214. Published 2019 May 27. doi:10.1016/j.mayocpiqo.2019.03.002 6. Hannibal L, Lysne V, Bjorke-Monsen AL, et al. Biomarkers and algorithms for the diagnosis of vitamin B12 deficiency [published correction appears in Front Mol Biosci. 2017 Aug 08;4:53]. Front Mol Biosci. 2016;3:27. doi:10.3389/fmolb.2016.00027 7. Green R, Kinsella LJ. Current concepts in the diagnosis of cobalamin deficiency. Neurology. 1995;45(8):1435-1440 8. Lahner E, Annibale B. Pernicious anemia: new insights from a gastroenterological point of view. World J Gastroenterol. 2009;15(41):5121-5128 9. Bizzaro N, Antico A. Diagnosis and classification of pernicious anemia. Autoimmun Rev. 2014;13(4-5):565-568 10. Toh BH. Pathophysiology and laboratory diagnosis of pernicious anemia. Immunol Res. 2017;65(1):326-330 | The instrument used is a Beckman Coulter DXI 800. The Access Vitamin B12 assay is a competitive-binding immunoenzymatic assay. The sample is added to a reaction vessel along with alkaline potassium cyanide and dithiothreitol. This treatment denatures B12 binding proteins and converts all forms of vitamin B12 to the cyanocobalamin form. After neutralization, intrinsic factor-alkaline phosphatase conjugate and paramagnetic particles coated with goat-antimouse IgG:mouse monoclonal anti-intrinsic factor are added to the sample. Vitamin B12 in the sample binds to the intrinsic factor conjugate, preventing the conjugate from binding to the solid phase anti-intrinsic factor. After incubation in a reaction vessel, materials bound to the solid phase are held in a magnetic field, while unbound materials are washed away. A chemiluminescent substrate is added to the vessel, and the light generated by the reaction is measured with a luminometer. The light production is inversely proportional to the concentration of vitamin B12 in the sample. The amount of analyte in the sample is determined by means of a stored, multipoint calibration curve.(Package insert: Access Vitamin B12. Beckman Coulter, Inc; 04/2020) | 1 to 3 days | 2 weeks | This test has been cleared, approved, or is exempt by the US Food and Drug Administration and is used per manufacturer's instructions. Performance characteristics were verified by Mayo Clinic in a manner consistent with CLIA requirements. | 82607 | Vitamin B12 Assay, S | 2132-9 | B12 | Vitamin B12 Assay, S | 2132-9
VITB3 | Vitamin B3 and Metabolites, Plasma | Assisting in the diagnosis of suspected vitamin B3 deficiency or toxicity May be useful in determining response to therapy | Liquid Chromatography-Tandem Mass Spectrometry (LC-MS/MS) | Yes | Vitamin B3 and Metabolites, P | Plasma EDTA | Patient Preparation:Fasting 4 to 8 hours preferred Supplies:Sarstedt Aliquot Tube 5 mL (T914) Collection Container/Tube: Preferred:Lavender top (K2 EDTA) Acceptable:K3 EDTA Submission Container/Tube:Plastic vial Specimen Volume:1.5 mL Collection Instructions:Centrifuge and aliquot plasma into a plastic vial within 2 hours of collection. | 0.75 mL | Vitamin B3 is the term used for a group of closely related water-soluble pyridine derivatives, primarily derived from tryptophan. Niacin (also known as nicotinic acid) is converted to nicotinamide, which can also be synthesized directly from tryptophan. Nicotinamide serves as the precursor ofnicotinamide adenine dinucleotide (NAD) andNAD phosphate (NADP), essential coenzymes for numerous dehydrogenases. Many of these enzymes play a role in energy release from carbohydrates and fats, but numerous other pathways are also NAD/NADP dependent, ranging from intra- and inter-cell signaling, to DNA repair, to fatty acid-, cholesterol- and steroid hormone synthesis, and many other vital biochemical functions. Nicotinuric acid is a major inactive metabolite of niacin and nicotinamide. Vitamin B3 deficiency most severely impacts tissues with high energy requirements or high turnover. Thus, the skin, the gastrointestinal tract, and the brain are primarily affected, but the function of numerous other organ systems, such as bone marrow and heart, might also be impaired. Severe vitamin B3 deficiency manifests as a distinct clinical syndrome, called pellagra, which is clinically characterized by the "3Ds": dermatitis, diarrhea, and dementia; if untreated, it will result in death. The onset of deficiency symptoms is subacute or chronic. The most common cause of vitamin B3 deficiency is inadequate dietary intake of niacin or tryptophan. At-risk populations are older adults, those with limited income, and those who are malnourished or suffer from malabsorption. Malnourished individuals with severe chronic alcoholism are at particularly high risk, as high alcohol intake impairs absorption of niacin and tryptophan as well as further downstream liver metabolism to bioactive of vitamin B3 compounds. Liver disease in general is also a risk factor, as nicotinamide is derived in the liver from tryptophan. This process requires vitamins B6, B2, and iron, so deficiencies of any of these factors might also predispose the individual to vitamin B3 deficiency. Issues that impact the availability of tryptophan for vitamin B3 synthesis can also lead to deficiency. Examples include: -Hartnup disease, a hereditary disorder that reduces tryptophan absorption -Carcinoid syndrome, a gastro-entero-pancreatic neuroendocrine tumor disorder that results in serotonin overproduction, with the majority of available tryptophan being channeled into serotonin synthesis -Various drugs (eg, isoniazid, chloramphenicol, fluorouracil, mercaptopurine) In most cases, vitamin B3 supplementation should result in a cure, even if the deficiency has progressed to the state of pellagra. Vitamin B3 toxicity is much less common than deficiency. Its occurrence is essentially limited to individuals who consume vitamin B3 supplements in extremely excessive doses or to patients who are prescribed niacin for treatment of hypercholesterolemia, as the doses used in this setting are very high. Common symptoms are flushing, itching, dizziness, tachycardia, nausea and vomiting, diarrhea, and gout. Rarely liver damage or stroke has been observed. The onset of symptoms is acute or subacute. | Nicotinic Acid (Niacin) Cutoff: <5.0 ng/mL Nicotinamide: 5.0-48.0 ng/mL Nicotinuric Acid Cutoff: <5.0 ng/mL | Nicotinamide concentrations below the established reference range indicate a deficiency. Niacin or nicotinamide concentrations that exceed the upper reference range substantially suggest potential toxicity in patients with excessive supplement intake or under niacin treatment for hypercholesterinemia. | Testing of nonfasting specimens can result in elevated plasma vitamin B3 concentrations, particularly in patients with dietary supplement use or patients on niacin treatment. | 1. Delgado-Sanchez L, Godkar D, Niranjan S: Pellagra. Rekindling of an old flame. Am J Ther. 2008;15(2):173-175. doi: 110.1097/MJT.1090b1013e31815ae31309 2. EFSA Panel on Dietetic Products, Nutrition and Allergies (NDA): A Scientific opinion on dietary reference values for niacin. EFSA Journal. 2014;12(7):3759. doi: 10.2903/j.efsa.2014.3759 3. Expert Group on Vitamins and Minerals: Safe Upper Levels for Vitamins and Minerals. Food Standard Agency; 2003:1-361. Accessed April 23, 2024. Available at https://cot.food.gov.uk/sites/default/files/vitmin2003.pdf 4. Fu CS, Swendseid ME, Jacob RA, McKee RW. Biochemical markers for assessment of niacin status in young men: Levels of erythrocyte niacin coenzymes and plasma tryptophan. J Nutr. 1989;119(12):1949-1955 5. Powers HJ. Current knowledge concerning optimum nutritional status of riboflavin, niacin and pyridoxine. Proc Nutr Soc. 1999;58(2):435-440 6. Shah GM, Shah RG, Veillette H, et al.Biochemical assessment of niacin deficiency among carcinoid cancer patients. Am J Gastroenterol. 2005;100(10): 2307-2314. doi: 2310.1111/j.1572-0241.2005.00268.x 7. Sun WP, Zhai MZ, Li D, et al. Comparison of the effects of nicotinic acid and nicotinamide degradation on plasma betaine and choline levels. Clin Nutr. 2017;36(4):1136-1142 | Vitamin B3 components (nicotinic acid/niacin, nicotinamide, nicotinuric acid) are extracted from plasma specimens with internal standard and then analyzed by liquid chromatography tandem mass spectrometry.(Unpublished Mayo method) | 2 to 4 days | 2 weeks | This test was developed and its performance characteristics determined by Mayo Clinic in a manner consistent with CLIA requirements. It has not been cleared or approved by the US Food and Drug Administration. | 84591 | Vitamin B3 and Metabolites, P | 102102-1 | 609495 | Nicotinuric Acid | 72306-4
FPAB | Vitamin B5 (Pantothenic Acid) Bioassay |  | Microbiological Assay | No | Pantothenic Acid (B-5) Bioassay | Serum SST | Specimen Type: Serum Container/Tube: SST Specimen Volume: 2 mL Collection Instructions: Draw blood in SST (serum separator tube). Allow sample to clot for 30 minutes at room temperature. Spin down and send 1 mL serum frozen in an amber vial (T915)to protect from light. | 0.5 mL | Pantothenic acid, commonly known as vitamin B5, is a water-soluble vitamin. As part of acetyl CoA or an acyl carrier protein, pantothenic acid plays an essential role in metabolic pathways. It functions in the oxidation of both fatty acids and carbohydrates for energy production in the form of A TP. Vitamin B5 also participates in the synthesis of amino acids, fatty acids, ketones, cholesterol, phospholipids, and steroids. Additionally, vitamin B5 contributes to porphyrin and hemoglobin biochemistry and in adrenal function. Pantothenic acid deficiency is exceedingly rare, mostly affecting individuals who are severely malnourished. Those who lack an adequate amount of vitamin B5 may demonstrate symptoms such as paresthesias, muscle weakness, fatigue, nausea, abdominal pains and susceptibility to infection. | AdultReferenceRange >10 Years37-147 ug/L PediatricReferenceRange < or =1 Year3.45 to 825 ug/L >1 year to 10 Years3.45 to 229.2 ug/L |  |  |  |  | 4 to 18 days |  | The performance characteristics of the listed assay was validated by BioAgilytix Diagnostics. The US FDA has not approved or cleared this test. The results of this assay can be used for clinical diagnosis without FDA approval. BioAgilytix Diagnostics is a CLIA certified,CAP accredited laboratory for performing high complexity assays such as this one. | 84591 | Pantothenic Acid (B-5) Bioassay | 2722-7 | FPAB | Pantothenic Acid (B-5) Bioassay | 2722-7
B6PRO | Vitamin B6 Profile (Pyridoxal 5-Phosphate and Pyridoxic Acid), Plasma | Determining vitamin B6 status, including in persons who present with progressive nerve compression disorders, such as carpal tunnel and tarsal tunnel syndromes Determining the overall success of a vitamin B6 supplementation program Diagnosis and evaluation of hypophosphatasia | Liquid Chromatography Tandem Mass Spectrometry (LC-MS/MS) | Yes | Vitamin B6 Profile (PLP and PA), P | Plasma Heparin | Patient Preparation: 1. Patient should fast overnight (12-14 hours); infants-should have specimen collected before next feeding. Water can be taken as needed. 2. For 24 hours before specimen collection,patient must not take multivitamins or vitamin supplements. Supplies:Amber Frosted Tube, 5 mL(T915) Collection Container/Tube:Green top (sodium or lithium heparin) or plasma gel separator (PST) Submission Container/Tube:Amber vial Specimen Volume:1 mL Collection Instructions: 1. Centrifuge at 4 degrees C within 2 hours of collection. 2. Aliquot all plasma into amber vial and freeze immediately. | 0.75 mL | Vitamin B6 is a complex of 6 vitamers: pyridoxal, pyridoxol, pyridoxamine, and their 5'-phosphate esters. Due to its role as a cofactor in many enzymatic reactions, pyridoxal 5-phosphate (PLP) has been determined to be the biologically active form of vitamin B6. Vitamin B6 deficiency is a potential cause of burning mouth syndrome and a possible potentiating factor for carpal tunnel and tarsal tunnel syndromes. Persons who present with chronic, progressive nerve compression disorders may be deficient in vitamin B6 and should be evaluated. Vitamin B6 deficiency is associated with symptoms of scaling of the skin, severe gingivitis, irritability, weakness, depression, dizziness, peripheral neuropathy, and seizures. In the pediatric population, deficiencies have been characterized by diarrhea, anemia, and seizures. Markedly elevated PLP in conjunction with low levels of pyridoxic acid are observed in cases of hypophosphatasia, a disorder characterized by low levels of alkaline phosphatase and a range of skeletal abnormalities. | PYRIDOXAL 5-PHOSPHATE 5-50 mcg/L PYRIDOXIC ACID 3-30 mcg/L | Levels for fasting individuals falling in the range of 3 to 30 mcg/L for pyridoxic acid (PA) and 5 to 50 mcg/L for pyridoxal 5-phosphate (PLP) are indicative of adequate nutrition. The following are interpretative guidelines based on PLP and PA results: If PLP is >100 mcg/L and PA is < or =30 mcg/L: -The increased PLP is suggestive of hypophosphatasia. Consider analysis of serum alkaline phosphatase isoenzymes (ALKI / Alkaline Phosphatase, Total and Isoenzymes, Serum) and urinary phosphoethanolamine (AAPD / Amino Acids, Quantitative, Random, Urine) If PLP is >100 mcg/L and PA is 31 to 100 mcg/L or PLP is 81 to 100 mcg/L and PA is < or =30 mcg/L: -The increased PLP is likely related to dietary supplementation; however, a mild expression of hypophosphatasia cannot be excluded. Consider analysis of serum alkaline phosphatase isoenzymes (ALKI / Alkaline Phosphatase, Total and Isoenzymes, Serum) and urinary phosphoethanolamine (AAPD / Amino Acids, Quantitative, Random, Urine). If PLP is 51 to 80 mcg/L or PLP is 81 to 100 mcg/L and PA is >30 mcg/L or PLP is >100 mcg/L and PA is >100 mcg/L: -The elevated PLP is likely due to dietary supplementation. | Reference ranges were established using healthy fasting volunteers who abstained from vitamin supplementation for 24 hours prior to specimen collection.Vitamin supplementation and nonfasting may result in elevated plasma vitamin concentrations. | 1. Kimura M, Kanehira K, Yokoi K. Highly sensitive and simple liquid chromatographic determination in plasma of B6 vitamins, especially pyridoxal 5'-phosphate. J Chromatogr A. 1996;722(1-2):296-301. doi:10.1016/0021-9673(95)00354-1 2. Ball GFM, ed: Vitamins: Their Role in the Human Body. Blackwell Publishing; 2004:310-325 3. Mackey AD, Davis SR, Gregory JF III: Vitamin B6. In: Shils ME, Shike M, Ross AC, et al. eds. Modern Nutrition in Health and Disease. 10th ed. Lippincott Williams and Wilkins; 2006:452-461 4. Roberts NB. Taylor A. Sodi R: Vitamins and trace elements. In: Rifai N, Horvath AR, Wittwer CT, eds. Tietz Textbook of Clinical Chemistry and Molecular Diagnostics. 6th ed. Elsevier; 2018:639-718 | The stable isotope pyridoxal 5-phosphate-d2 and/or pyridoxic acid-d2 is added to plasma as an internal standard. Meta-phosphoric acid solution is then added to precipitate the proteins. Following sedimentation of the proteins, an aliquot of the clarified supernatant fluid is subjected to separation of pyridoxal 5-phosphate, pyridoxic acid, and internal standards from other plasma components by reverse-phase high-performance liquid chromatography with quantitation by tandem mass spectrometry.(Unpublished Mayo method) | 3 to 7 days | 2 weeks | This test was developed and its performance characteristics determined by Mayo Clinic in a manner consistent with CLIA requirements. It has not been cleared or approved by the US Food and Drug Administration. | 8254284207 | Vitamin B6 Profile (PLP and PA), P | 95266-3 | 4047 | Pyridoxal 5-Phosphate (PLP), P | 30552-4
FBIOT | Vitamin B7, H (Biotin) |  | Microbiological Assay | Yes | Biotin (Vitamin B7) | Serum | Specimen Type: Serum Collection Container/Tube: Red Top or SST Submission Container/Tube:Plastic vial Specimen Volume: 2 mL Collection Instructions: 1. Draw blood in a plain red-top tube(s) or serum gel tube(s). 2. Centrifuge and send 2 mL serum frozen in amber vial (T915)to protect from light. | 1 mL | Biotin, vitamin B7, or vitamin H, is a water-soluble vitamin. The vitamin plays a role in the transferring of carbon dioxide in the metabolism of fat, carbohydrate and protein by functioning as an enzyme cofactor. It is involved in multiple biochemical reactions including niacin metabolism, amino acid degradation, and the formation of purine, which is an integral part of nucleic acids. It interacts with histone by the action of biotinyl-transferase. Sometimes the vitamin is used in weight reduction programs. It may be prescribed as a supplement for diabetic patients due to its role in carbohydrate metabolism. Biotin is commonly found in vitamin B complex and many food sources, such as milk, yeast, egg yolk, cereal, and mushrooms. The reference daily intake [RDI of 101.9(c) (8) (IV)] for vitamin B7 is 300 micrograms. Deficiency in the vitamin may result in seborrheic dermatitis, alopecia, myalgia, hyperesthesia, and conjunctivitis. Disorders of biotin metabolism can be acquired or congenital. Biotinidase and holocarboxylase synthethase deficiency are the two better known forms of disorders. The lack of biotin-dependent pyruvate carboxylase, propionyl-CoA carboxylase, methylcrotonyl-CoA carboxylase, and acetyl-CoA carboxylase can lead to the life-threatening disorder of multiple carboxylase deficiency. Treatment involves a daily dose of approximately 10 mg biotin/day. Irreversible mental or neurological abnormalities may result from delayed clinical intervention. | Pediatric Normal <12 yrs: 100.0-2460.2 pg/mL Adults Normal >or=12 yrs: 221.0-3004.0 pg/mL |  |  |  | The Biological Assay employed to quantify the level of biotin in sera usesLactobacillus plantarumas a biotin-dependent microorganism that requires Biotin for growth. The assay consists of a sterile 96-well microplate. The assay is set by placing standard curve volumes, assay media, control serum and test samples in a sterile 96-well plate and adding a set volume of diluted bacterial culture. This culture is placed in last to allow for equal growth and distribution. The bioassay is placed in 37 degrees celsius(+/- 3 degrees celsius), humidified, 5% (+/-1%) CO2 incubator and allowed to incubate 24 to 36 hours. The plate is read for percent Transmission. This method measures the ability of light to pass through the bacterial culture inversely measuring bacterial growth by biotin utilization. | 4 to 12 days |  | The performance characteristics of the listed assay was validated by BioAgilytix Diagnostics. The US FDA has not approved or cleared this test. The results of this assay can be used for clinical diagnosis without FDA approval. BioAgilytix Diagnostics is a CLIA certified, CAP accredited laboratory for performing high complexity assays such as this one. | 84591 | Biotin (Vitamin B7) | 1980-2 | Z2042 | Biotin (Vitamin B7) | 1980-2
VITE | Vitamin E, Serum | Monitoring of Vitamin E supplementation/treatment Potentially detecting Vitamin E overdoses | Liquid Chromatography Tandem Mass Spectrometry (LC-MS/MS) | Yes | Vitamin E, S | Serum | Patient Preparation:Patient should fast overnight (12-14 hours); infants should have specimen collected before next feeding. Supplies:Amber Frosted Tube, 5 mL (T915) Collection Container/Tube: Preferred:Red top Acceptable:Serum gel Submission Container/Tube:Amber vial Specimen Volume:0.5 mL Collection Instructions: Centrifuge and aliquot serum into light protected plastic vial within 2 hours of collection. | 0.25 mL | Vitamin E is the generic term for two different groups of methylated phenol compounds with a chromane alcoholic core linked to poly-carbon chains (tocopherols and tocotrienols). These vitamins are all free radical scavengers, with a-Tocopherol being the most potent one in humans, as most of the related compounds are not re-secreted by the liver, thus leading to much lower circulating concentrations. Vitamin E deficiency is very rare and mostly seen in patients with extreme malabsorption of fat and in patients with abetalipoproteinemia, a rare inborn error of metabolism. Patients with these conditions may develop peripheral neuropathy, myopathy, retinopathy, and immune deficiency. There is a large body of scientific studies that indicates positive effects on outcomes of various diseases if regular Vitamin E supplementation is provided; however, several trials have shown evidence of increasing bleeding risks at high Vitamin E doses. Therefore, tables of tolerable doses in children and adults have been established, which should not be exceeded. | 0-17 years: 3.8-18.4 mg/L > or =18 years: 5.5-17.0 mg/L | Vitamin E concentrations within the healthy reference population range usually indicate adequate Vitamin A stores. The rare occurrence of low Vitamin A levels might correlate with potential deficiency and investigation of potential fat malabsorptions should be considered. Conversely, Vitamin E concentrations significantly above the upper healthy reference population range might indicate that Vitamin E intake exceeds the tolerable upper daily intake level(s). | Testing of nonfasting specimens or the use of vitaminsupplementation can result in elevated serum vitamin concentrations.Reference values were establishedusing specimens from individualswho were fasting. | 1. Ball GFM. Vitamins: Their role in the human body. Oxford, Blackwell Publishing. 2004:234-255 2.Traber MG. Vitamin E. In: Shils ME, Shike M, Ross AC, et al, eds. Modern Nutrition in Health and Disease.10th ed. Lippincott Williams and Wilkins; 2006:434-441 3. Roberts NB, Taylor A, Sodi R. Vitamins and trace elements. In: Rifai N, Horvath AR, Wittwer CT, eds. Tietz Textbook of Clinical Chemistry and Molecular Diagnostics. 6th ed. Elsevier; 2018:chap37 4. Sodi R. Vitamins and trace elements. In: Rifai N, Chiu RWK, Young I, Burnham C-AD, Wittwer CT, eds. Tietz Textbook of Laboratory Medicine. 7th ed. Elsevier; 2023:417-417.e104 | Deuterated vitamin E (d6-alpha-tocopherol) is added to serum as an internal standard. Vitamin E (alpha-tocopherol) and the deuterated internal standard are extracted from the specimens and analyzed by liquid chromatography-tandem mass spectrometry.(Unpublished Mayo method) | 3 to 5 days | 14 days | This test was developed and its performance characteristics determined by Mayo Clinic in a manner consistent with CLIA requirements. It has not been cleared or approved by the US Food and Drug Administration. | 84446 | Vitamin E, S | 1823-4 | 2350 | A-Tocopherol, Vitamin E | 1823-4
VITK1 | Vitamin K1, Serum | Assessing circulating vitamin K1 concentration | Liquid Chromatography Tandem Mass Spectrometry (LC-MS/MS) | Yes | Vitamin K1, S | Serum | Patient Preparation:Fasting overnight (12-14 hours) (infants-collect prior to next feeding). Supplies:Sarstedt Aliquot Tube 5 mL (T914) Collection Container/Tube: Preferred:Red top Acceptable:Serum gel Submission Container/Tube:Plastic vial Specimen Volume:2 mL Collection Instructions:Within 2 hours of collection, centrifuge and aliquot serum into a plastic vial. | 0.75 mL | Vitamin K1, or phylloquinone, is part of a group of similar fat-soluble vitamins in which the 2-methyl-1,4-naphthoquinone ring is common. Phylloquinone is found in high amounts in leafy green vegetables and some fruits (avocado, kiwi). It is a required cofactor involved in the gamma-carboxylation of glutamate residues of several proteins. Most notably, the inactive forms of the coagulation factors prothrombin (factor II), factors VII, IX, and X, and proteins S and C are converted to their active forms by the transformation of glutamate residues to gamma-carboxyglutamic acid (Gla). Other proteins such as those involved in bone metabolism, cell growth, and apoptosis also undergo this Gla transformation. Measurement of vitamin K1 (phylloquinone) in fasting serum is a strong indicator of dietary intake and status. | <18 years: Not established > or =18 years: 0.10-2.20 ng/mL | Low vitamin K1 concentrations in the serum are indicative of insufficiency and poor vitamin K1 status. | Testing of nonfasting specimens or the use of vitamin K1 supplementation can result in elevated serum vitamin K1 concentrations. | 1. Office of Dietary Supplements: Vitamin K Fact Sheet for Health Professionals. National Institutes of Health; Updated March 29, 2021. Accessed April 23, 2024. Available at https://ods.od.nih.gov/factsheets/vitaminK-HealthProfessional/ 2. Lippi G, Franchini M. Vitamin K in neonates: Facts and myths. Blood Transfus. 2011;9(1):4-9. doi:10.2450/2010.0034-10 3. Greer FR. Vitamin K the basics-What's new? Early Hum Dev. 2010;86 Suppl 1:43-7. doi:10.1016/j.earlhumdev.2010.01.015 | Deuterated stable isotope (vitamin K1-d7) is added to a serum sample as an internal standard. Protein is precipitated from the mixture by the addition of ethanol. Vitamin K1 and internal standard are extracted from the resulting supernatant by solid-phase extraction. Vitamin K1 and internal standard are then separated utilizing high-throughput liquid chromatography with analysis on a tandem mass spectrometer equipped with a heated nebulizer ion source using multiple-reaction monitoring.(Unpublished Mayo method) | 2 to 5 days | 14 days | This test was developed and its performance characteristics determined by Mayo Clinic in a manner consistent with CLIA requirements. It has not been cleared or approved by the US Food and Drug Administration. | 84597 | Vitamin K1, S | 9622-2 | 62167 | Vitamin K1, S | 9622-2
VLTB | Volatile Screen, Blood | Detection and quantitation of acetone, methanol, isopropanol, and ethanol in whole blood Quantification of the concentration of ethanol in blood that correlates with the degree of intoxication Evaluation of toxicity to the measured volatile substances This test isnotintended for usein employment-related testing. | Headspace Gas Chromatography Flame Ionization Detector (HSGC-FID) | Yes | Volatile Scrn, B | This test includes analysis of methanol, ethanol, isopropanol, and acetone. | Container/Tube: Preferred:Gray top (potassium oxalate/sodium fluoride) Acceptable:Lavendar top (EDTA) or green top (sodium heparin) Specimen Volume:2 mL Collection Instructions:Do not use alcohol to clean arm.Use alternatives such as Betadine to cleanse arm before collecting any specimen for volatile testing. | 0.5 mL or amount to fill 1 tube | Volatile substances in blood include ethanol, methanol, isopropanol, and acetone. Acetone is generally elevated in metabolic conditions such as diabetic ketoacidosis. Methanol and isopropanol are highly toxic and result from exogenous ingestion. Ethanol is one of the most widely abused legal substances in the United States. It is the active agent in beer, wine, vodka, whiskey, rum, and other liquors. Ethanol acts on cerebral function as a depressant similar to general anesthetics. This depression causes most of the typical symptoms, such as impaired thought, clouded judgment, and changed behavior. As the level of alcohol increases, the degree of impairment progressively increases. In most jurisdictions in the United States, the per se blood level for being under the influence of alcohol (ethanol) for purposes of driving a motor vehicle is 80 mg/dL (0.08%). | Methanol: Not detected (Positive results are quantitated.) Toxic concentration: > or =10 mg/dL Ethanol: Not detected (Positive results are quantitated.) Toxic concentration: > or =400 mg/dL Isopropanol: Not detected (Positive results are quantitated.) Toxic concentration: > or =10 mg/dL Acetone: Not detected (Positive results are quantitated.) Toxic concentration: > or =10 mg/dL | Methanol: The presence of methanol indicates exposure that may result in intoxication, central nervous system (CNS) depression, and metabolic acidosis. Ingestion of methanol can be fatal if patients do not receive immediate medical treatment. Ethanol: The presence of ethanol indicates exposure that may result in intoxication, CNS depression, and metabolic acidosis. Isopropanol: The presence of isopropanol indicates exposure that may result in intoxication and CNS depression. Ingestion of isopropanol can be fatal if patients do not receive immediate medical treatment. Acetone: The presence of acetone may indicate exposure to acetone; it is also a metabolite of isopropanol and may be detected during ketoacidosis. | This test doesnot detectethylene glycol. | 1.Langman LJ, Bechtel LK, Holstege CP. Clinical toxicology. In:Rifai N, Chiu RWK, Young I, Burnham CD, Wittwer CT, eds.Tietz Textbook of Laboratory Medicine. 7th ed. Elsevier; 2023:chap 43 2. Mayfield J, Mihic SJ. Ethanol. In: Brunton LL, Knollmann BC. Goodman and Gilman's: The Pharmacological Basis of Therapeutics. 13th ed. McGraw-Hill Education; 2022:chap 27 3. Olson KR, Anderson IB, Benowitz NL, et al. Specific Poisons and Drugs: Diagnosis and Treatment. In: Poisoning and Drug Overdose. 8th ed. McGraw-Hill; 2022:section II | Samples are analyzed and quantified by headspace gas chromatography with flame ionization detection.(Baselt RC. Disposition of Toxic Drugs and Chemicals in Man, 10th ed, Biomedical Publications; 2014:2211) | 1 to 2 days | 2 weeks | This test was developed and its performance characteristics determined by Mayo Clinic in a manner consistent with CLIA requirements. It has not been cleared or approved by the US Food and Drug Administration. | 80320G0480 (if appropriate) | Volatile Scrn, B | 41266-8 | 34377 | Chain of Custody | 77202-0
VLTBX | Volatile Screen, Chain of Custody, Blood | Detection and quantitation of acetone, methanol, isopropanol, and ethanol in whole blood Quantification of the concentration of ethanol in blood that correlates with the degree of intoxication Evaluation of toxicity to the measured volatile substances This test isnot intended for usein employment-related testing. Providing chain-of-custody for when the results of testing could be used in a court of law. Its purpose is to protect the rights of the individual contributing the specimen by demonstrating that it was always under the control of personnel involved with testing the specimen; this control implies that the opportunity for specimen tampering would be limited. | Headspace Gas Chromatography Flame Ionization Detector (HSGC-FID) | Yes | Volatile Screen, CoC, B | This test includes analysis of methanol, ethanol, isopropanol, and acetone. | Supplies:Chain-of-Custody Kit (T282) Container/Tube:Chain-of-Custody Kit containing the specimen container seals and documentation required. Preferred:Gray top (potassium oxalate/sodium fluoride) Acceptable:Lavender top (EDTA) or green top (sodium heparin) Specimen Volume:2 mL Collection Instructions: 1.Do not use alcohol to clean arm.Use alternative such as Betadine to cleanse arm before collecting any specimen for volatile testing. 2. Specimen must be sent in original tube. Collect specimen, seal, and submit with the associated documentation to satisfy the legal requirements for chain of custody testing. | 0.5 mL or amount to fill 1 tube | Volatile substances in the blood include ethanol, methanol, isopropanol, and acetone. Acetone is generally elevated in metabolic conditions such as diabetic ketoacidosis. Methanol and isopropanol are highly toxic and result from exogenous ingestion. Ethanol is one of the most widely abused legal substances in the United States. It is the active agent in beer, wine, vodka, whiskey, rum, and other liquors. Ethanol acts on cerebral function as a depressant similar to general anesthetics. This depression causes most of the typical symptoms such as impaired thought, clouded judgment, and changed behavior. As the level of alcohol increases, the degree of impairment progressively increases. In most jurisdictions in the United States, the per se blood level for being under the influence of alcohol (ethanol) for purposes of driving a motor vehicle is 80 mg/dL (0.08%). Chain of custody is required whenever the results of testing could be used in a court of law. Chain of custody is a record of the disposition of a specimen to document the individuals that collected it, handled it, and performed the analysis. When a specimen is submitted in this manner, analysis will be performed in such a way that it will withstand regular court scrutiny. | Methanol: Not detected (Positive results are quantitated.) Toxic concentration: > or =10 mg/dL Ethanol: Not detected (Positive results are quantitated.) Toxic concentration: > or =400 mg/dL Isopropanol: Not detected (Positive results are quantitated.) Toxic concentration: > or =10 mg/dL Acetone: Not detected (Positive results are quantitated.) Toxic concentration: > or =10 mg/dL | Methanol: The presence of methanol indicates exposure that may result in intoxication, central nervous system (CNS) depression, and metabolic acidosis. Ingestion of methanol can be fatal if patients do not receive immediate medical treatment. Ethanol: The presence of ethanol indicates exposure that may result in intoxication, CNS depression, and metabolic acidosis. Isopropanol: The presence of isopropanol indicates exposure that may result in intoxication and CNS depression. Ingestion of isopropanol can be fatal if patients do not receive immediate medical treatment. Acetone: The presence of acetone may indicate exposure to acetone; it is also a metabolite of isopropanol and may be detected during ketoacidosis. | This test does not detect ethylene glycol. | 1.Langman LJ, Bechtel LK, Holstege CP. Clinical toxicology. In:Rifai N, Chiu RWK, Young I, Burnham CD, Wittwer CT, eds.Tietz Textbook of Laboratory Medicine. 7th ed. Elsevier; 2023:chap 43 2. Mayfield J, Mihic SJ. Ethanol. In: Brunton LL, Knollmann BC. Goodman and Gilman's: The Pharmacological Basis of Therapeutics. 13th ed. McGraw-Hill Education; 2022:chap 27 3. Olson KR, Anderson IB, Benowitz NL, et al. Specific Poisons and Drugs: Diagnosis and Treatment. In: Poisoning and Drug Overdose. 8th ed. McGraw-Hill; 2022:section II | Samples are analyzed and quantified by headspace gas chromatography with flame ionization detection.(Baselt RC. Disposition of Toxic Drugs and Chemicals in Man. 10th ed. Biomedical Publications; 2014:2211) | 1 to 2 days | 2 weeks | This test was developed and its performance characteristics determined by Mayo Clinic in a manner consistent with CLIA requirements. It has not been cleared or approved by the US Food and Drug Administration. | 80320G0480 (if appropriate) | Volatile Screen, CoC, B | 41266-8 | 36246 | Chain of Custody | 77202-0
VLTUX | Volatile Screen, Chain of Custody, Random, Urine | Detecting the presence of acetone, methanol, isopropanol, or ethanol in urine with subsequent quantitation Providingchain of custody for when the results of testing could be used in a court of law. Its purpose is to protect the rights of the individual contributing the specimen by demonstrating that it was always under the control of personnel involved with testing the specimen; this control implies that the opportunity for specimen tampering would be limited. | Headspace Gas Chromatography Flame Ionization Detector (HSGC-FID) | Yes | Volatile Screen, CoC, U | This test includes analysis of methanol, ethanol, isopropanol, and acetone. | Supplies:Chain-of-Custody Kit (T282) Container/Tube:Chain-of-Custody Kit containing the specimen containers, seals, and documentation required. Specimen Volume:10 mL Collection Instructions:Collect a random urine specimen using the container provided, seal, and submit with the associated documentation to satisfy the legal requirements for chain of custody testing. | 1 mL | Urine provides a medium for easy screening formethanol, ethanol, isopropanol, and acetone. Chain of custody is required whenever the results of testing could be used in a court of law. Chain of custody is a record of the disposition of a specimen to document the individuals that collected it, handled it, and performed the analysis. When a specimen is submitted in this manner, analysis will be performed in such a way that it will withstand regular court scrutiny. | Methanol Not detected (Positive results are quantitated.) Cutoff concentration: 10 mg/dL Toxic concentration: > or =10 mg/dL Ethanol Not detected (Positive results are quantitated.) Cutoff concentration: 10 mg/dL Isopropanol Not detected (Positive results are quantitated.) Cutoff concentration: 10 mg/dL Toxic concentration: > or =10 mg/dL Acetone Not detected (Positive results are quantitated.) Cutoff concentration: 10 mg/dL Toxic concentration: > or =10 mg/dL | Methanol: The presence of methanol indicates exposure that may result in intoxication, central nervous system (CNS) depression, and metabolic acidosis. Ingestion of methanol can be fatal if patients do not receive immediate medical treatment. Ethanol: The presence of ethanol indicates exposure that may result in intoxication, CNS depression, and metabolic acidosis. Isopropanol: The presence of isopropanol indicates exposure that may result in intoxication and CNS depression. Ingestion of isopropanol can be fatal if patients do not receive immediate medical treatment. Acetone: The presence of acetone may indicate exposure to acetone; it is also a metabolite of isopropanol and may be detected during ketoacidosis. | Quantitation of acetone, methanol, isopropanol, or ethanol in urine correlates poorly with degree of intoxication. | 1.Langman LJ, Bechtel LK, Holstege CP. Clinical toxicology. In: Rifai N, Chiu RWK, Young I, Burnham CD, Wittwer CT, eds. Tietz Textbook of Laboratory Medicine. 7th ed. Elsevier; 2023;chap 43 2.Mayfield J, Mihic SJ. Ethanol. In: Brunton LL, Knollmann BC, eds. Goodman and Gilman's: The Pharmacological Basis of Therapeutics. 13th ed. McGraw-Hill Education; 2012:chap 27 3.Olson KR, Anderson IB, Benowitz NL, et al. Specific Poisons and Drugs: Diagnosis and Treatment. In: Poisoning and Drug Overdose. 8th ed. McGraw-Hill; 2022:section II | Samples are analyzed and quantified by headspace gas chromatography with flame ionization detection.(Baselt RC. Disposition of Toxic Drugs and Chemicals in Man. 10th ed. Biomedical Publications; 2014:2211) | 1 to 2 days | 2 weeks | This test was developed and its performance characteristics determined by Mayo Clinic in a manner consistent with CLIA requirements. It has not been cleared or approved by the US Food and Drug Administration. | 80320G0480 (if appropriate) | Volatile Screen, CoC, U | 24350-1 | 36252 | Chain of Custody | 77202-0
VLTU | Volatile Screen, Random, Urine | Detecting the presence of acetone, methanol, isopropanol,or ethanol in urine with subsequent quantitation | Headspace Gas Chromatography with Flame Ionization Detector (HSGC-FID) | Yes | Volatile Scrn, U | Urine | Supplies:Urine Tubes, 10 mL (T068) Container/Tube:Plastic, 10-mL urine tube Specimen Volume:10 mL Collection Instructions: 1. Collect a random urine specimen. 2. No preservative is required. | 1 mL | Urine provides a medium for easy screening formethanol, ethanol, isopropanol, and acetone. | Methanol: Not detected (Positive results are quantitated.) Cutoff concentration: 10 mg/dL Toxic concentration: > or =10 mg/dL Ethanol: Not detected (Positive results are quantitated.) Cutoff concentration: 10 mg/dL Isopropanol: Not detected (Positive results are quantitated.) Cutoff concentration: 10 mg/dL Toxic concentration: > or =10 mg/dL Acetone: Not detected (Positive results are quantitated.) Cutoff concentration: 10 mg/dL Toxic concentration: > or =10 mg/dL | Methanol: The presence of methanol indicates exposure that may result in intoxication, central nervous system (CNS) depression, and metabolic acidosis. Ingestion of methanol can be fatal if patients do not receive immediate medical treatment. Ethanol: The presence of ethanol indicates exposure that may result in intoxication, CNS depression, and metabolic acidosis. Isopropanol: The presence of isopropanol indicates exposure that may result in intoxication and CNS depression. Ingestion of isopropanol can be fatal if patients do not receive immediate medical treatment. Acetone: The presence of acetone may indicate exposure to acetone; it is also a metabolite of isopropanol and may be detected during ketoacidosis. | Quantitation of acetone, methanol, isopropanol, or ethanol in urine correlates poorly with degree of intoxication. | 1.Langman LJ, Bechtel LK, Holstege CP. Clinical toxicology. In:Rifai N, Chiu RWK, Young I, Burnham CD, Wittwer CT, eds.Tietz Textbook of Laboratory Medicine. 7th ed. Elsevier; 2023:chap 43 2. Mayfield J, Mihic SJ. Ethanol. In: Brunton LL, Knollmann BC. Goodman and Gilman's: The Pharmacological Basis of Therapeutics. 13th ed. McGraw-Hill Education; 2022:chap 27 3. Olson KR, Anderson IB, Benowitz NL, et al. Specific Poisons and Drugs: Diagnosis and Treatment. In: Poisoning and Drug Overdose. 8th ed. McGraw-Hill; 2022:section II | Samples are analyzed and quantified by headspace gas chromatography with flame ionization detection.(Baselt RC. Disposition of Toxic Drugs and Chemicals in Man. 10th ed. Biomedical Publications; 2014:2211) | 1 to 2 days | 2 weeks | This test was developed and its performance characteristics determined by Mayo Clinic in a manner consistent with CLIA requirements. It has not been cleared or approved by the US Food and Drug Administration. | 80320G0480 (if appropriate) | Volatile Scrn, U | 24350-1 | 34378 | Chain of Custody | 77202-0
VLTS | Volatile Screen, Serum | Detection and quantitation of acetone, methanol, isopropanol, andethanol in serum Quantification of the concentration of ethanol in serumcorrelates with degree of intoxication Evaluation of toxicity to the measured volatile substances | Headspace Gas Chromatography Flame Ionization Detector (HSGC-FID) | Yes | Volatile Scrn, S | This test includes analysis for methanol, ethanol, isopropanol, and acetone. | Collection Container/Tube: Preferred:Serum gel Acceptable:Red top Submission Container/Tube:Plastic vial for serum collected in red-top tubes only. Specimen Volume:Full tube Collection Instructions: 1. Do not use alcohol to clean arm.Use alternative such as Betadine to cleanse arm before collecting any specimen for volatile testing. 2. Avoid exposure of specimen to atmosphere. 3.Centrifuge serum gel tubes with 2 hours of collection butdo not aliquot. 4.Centrifuge red-top tubesand aliquot serum in plastic vial within 2 hours of collection. | 0.5 mL | Volatile substances in the blood include ethanol, methanol, isopropanol, and acetone. Methanol and isopropanol are highly toxic; toxicity results from ingestion (exogenous). Acetone is generally elevated in metabolic conditions such as diabetic ketoacidosis (endogenous). It also is a metabolite of isopropanol. Ethanol is one of the most widely abused legal substances in the United States. It is the active agent in beer, wine, vodka, whiskey, rum, and other liquors. Ethanol acts on cerebral function as a depressant similar to general anesthetics. This depression causes most of the typical symptoms such as impaired thought, clouded judgment, and changed behavior. As the level of alcohol increases, the degree of impairment progressively increases. On average, the serum or plasma concentration of the alcohols is 1.2-fold higher than blood concentration. For example, the serum or plasma would contain approximately 0.10 g/dL of ethanol in a blood specimen that contains 0.08 g/dL ethanol. Due to potential variations in the serum to whole blood ratio, serum should not be used in a medico-legal context. However, in the context of medical/clinical assessment, serum or plasma may be submitted for analysis. | Methanol: Not detected (Positive results are quantitated.) Toxic concentration: > or =10 mg/dL Ethanol: Not detected (Positive results are quantitated.) Toxic concentration: > or =400 mg/dL Isopropanol: Not detected (Positive results are quantitated.) Toxic concentration: > or =10 mg/dL Acetone: Not detected (Positive results are quantitated.) Toxic concentration: > or =10 mg/dL | Methanol: The presence of methanol indicates exposure that may result in intoxication, central nervous system (CNS) depression, and metabolic acidosis. Ingestion of methanol can be fatal if patients do not receive immediate medical treatment. Ethanol: The presence of ethanol indicates exposure that may result in intoxication, CNS depression, and metabolic acidosis. Isopropanol: The presence of isopropanol indicates exposure that may result in intoxication and CNS depression. Ingestion of isopropanol can be fatal if patients do not receive immediate medical treatment. Acetone: The presence of acetone may indicate exposure to acetone; it is also a metabolite of isopropanol and may be detected during ketoacidosis. | No significant cautionary statements | 1.Langman LJ, Bechtel LK, Holstege CP. Clinical toxicology. In:Rifai N, Chiu RWK, Young I, Burnham CD, Wittwer CT, eds.Tietz Textbook of Laboratory Medicine. 7th ed. Elsevier; 2023:chap 43 2. Mayfield J, Mihic SJ. Ethanol. In: Brunton LL, Knollmann BC. Goodman and Gilman's: The Pharmacological Basis of Therapeutics. 13th ed. McGraw-Hill Education; 2022:chap 27 3. Olson KR, Anderson IB, Benowitz NL, et al. Specific Poisons and Drugs: Diagnosis and Treatment. In: Poisoning and Drug Overdose. 8th ed. McGraw-Hill; 2022:section II | Samples are analyzed and quantified by headspace gas chromatography with flame ionization detection.(Baselt RC. Disposition of Toxic Drugs and Chemicals in Man. 10th ed. Biomedical Publications; 2014:2211) | 1 to 2 days | 2 weeks | This test was developed and its performance characteristics determined by Mayo Clinic in a manner consistent with CLIA requirements. It has not been cleared or approved by the US Food and Drug Administration. | 80320G0480 (if appropriate) | Volatile Scrn, S | 50025-6 | 34376 | Chain of Custody | 77202-0
VHLZZ | Von Hippel Lindau Syndrome, VHL, Full Gene Analysis, Varies | Evaluating patients with a personal or family history suggestive of Von Hippel-Lindau (VHL) syndrome Establishing a diagnosis of a VHL allowing for targeted cancer surveillance based on associated risks Identifying genetic variants associated with increased risk for VHL syndrome allowing for predictive testing of at-risk family members | Sequence Capture and Targeted Next-Generation Sequencing (NGS) followed by Polymerase Chain Reaction (PCR) and Sanger Sequencing | Yes | VHL Full Gene Analysis | Varies | Patient Preparation:A previous bone marrow transplant from an allogenic donor will interfere with testing. Call 800-533-1710 for instructions for testing patients who have received a bone marrow transplant. Specimen Type:Whole blood Container/Tube: Preferred:Lavender top (EDTA) or yellow top (ACD) Acceptable:Any anticoagulant Specimen Volume:3 mL Collection Instructions: 1. Invert several times to mix blood. 2. Send whole blood specimen in original tube.Do notaliquot. Specimen Stability Information:Ambient (preferred) 4 days/Refrigerated | 1 mL | Germline variants in theVHLgene are associated with Von Hippel-Lindau (VHL) syndrome, a rare autosomal dominant hereditary cancer syndrome.(1,2) VHL syndrome is characterized by an increased risk of developing a variety of cancerous and non-cancerous tumors and lesions, including hemangioblastomas of the brain or spinal cord, retinal angiomas, renal, pancreatic and epididymal cysts, pheochromocytomas, pancreatic neuroendocrine tumors, endolymphatic cell tumors, and clear cell renal cell carcinoma.(3) While considered a highly penetrant condition, approximately 20% of VHL syndrome cases are due to new (de novo) disease-causing variants, which, in some cases, result in disease mosaicism.(4) Research has suggested certain combinations of VHL tumors cluster in VHL families, and this may be driven by the type of VHL gene variant present in the family.(4) This observation has led to a phenotype-based classification of VHL syndrome. However, these patterns are not entirely specific and should not necessarily be used for diagnostic or therapeutic purposes. The National Comprehensive Cancer Network provides recommendations regarding the medical management of individuals with VHL syndrome. Of note, germline variants in theVHLgene are also associated with autosomal recessive hereditary erythrocytosis or polycythemia. Cases of VHL cancer syndrome and erythrocytosis are largely mutually exclusive, although there is some overlap. For information regarding genetic testing for patients suspected to have hereditary erythrocytosis or polycythemia, see HEMP / Hereditary Erythrocytosis Mutations, Whole Blood. | An interpretive report will be provided. | All detected variants are evaluated according to American College of Medical Genetics and Genomics recommendations.(5) Variants are classified based on known, predicted, or possible pathogenicity and reported with interpretive comments detailing their potential or known significance. | Clinical Correlations:Test results should be interpreted in the context of clinical findings, family history, and other laboratory data. Misinterpretation of results may occur if the information provided is inaccurate or incomplete. If testing was performed because of a clinically significant family history, it is often useful to first test an affected family member. Detection of a reportable variant in an affected family member would allow for more informative testing of at-risk individuals. To discuss the availability of additional testing options or for assistance in the interpretation of these results, contact the Mayo Clinic Laboratories genetic counselors at 800-533-1710. Technical Limitations:Next-generation sequencing may not detect all types of genomic variants. In rare cases, false-negative or false-positive results may occur. The depth of coverage may be variable for some target regions; assay performance below the minimum acceptable criteria or for failed regions will be noted. Given these limitations, negative results do not rule out the diagnosis of a genetic disorder. If a specific clinical disorder is suspected, evaluation by alternative methods can be considered. There may be regions of genes that cannot be effectively evaluated by sequencing or deletion and duplication analysis as a result of technical limitations of the assay, including regions of homology, high guanine-cytosine (GC) content, and repetitive sequences. Confirmation of select reportable variants will be performed by alternate methodologies based on internal laboratory criteria. This test is validated to detect 95% of deletions up to 75 base pairs (bp) and insertions up to 47 bp. Deletions-insertions (delins) of 40 or more bp, including mobile element insertions, may be less reliably detected than smaller delins.. Deletion/Duplication Analysis: This analysis targets single and multi-exon deletions/duplications; however, in some instances single exon resolution cannot be achieved due to isolated reduction in sequence coverage or inherent genomic complexity. Balanced structural rearrangements (such as translocations and inversions) may not be detected. This test is not designed to detect low levels of mosaicism or differentiate between somatic and germline variants. If there is a possibility that any detected variant is somatic, additional testing may be necessary to clarify the significance of results. For detailed information regarding gene specific performance and technical limitations, see Method Description or contact a laboratory genetic counselor. If the patient has had an allogeneic hematopoietic stem cell transplant or a recent blood transfusion, results may be inaccurate due to the presence of donor DNA. Call Mayo Clinic Laboratories for instructions for testing patients who have received a bone marrow transplant. Reclassification of Variants:Currently, it is not standard practice for the laboratory to systematically review previously classified variants on a regular basis. The laboratory encourages healthcare providers to contact the laboratory at any time to learn how the classification of a particular variant may have changed over time. Variant Evaluation:Evaluation and categorization of variants is performed using published American College of Medical Genetics and Genomics and the Association for Molecular Pathology recommendations as a guideline.(5) Other gene-specific guidelines may also be considered. Variants are classified based on known, predicted, or possible pathogenicity and reported with interpretive comments detailing their potential or known significance. Variants classified as benign or likely benign are not reported. Multiple in silico evaluation tools may be used to assist in the interpretation of these results. The accuracy of predictions made by in silico evaluation tools is highly dependent upon the data available for a given gene, and periodic updates to these tools may cause predictions to change over time. Results from in silico evaluation tools should be interpreted with caution and professional clinical judgment. | 1. OMIM: 193300. Von Hippel-Lindau Syndrome; VHLS. Johns Hopkins University; 1986. Updated June 4, 2020. Accessed November 9, 2022. Available at https://omim.org/entry/193300 2. Beroud C, Collod-Beroud G, Boileau C, Soussi T, Junien C: UMD-VHL mutations database. The Universal Mutation Database (UMD); Updated 04/06/2021. Accessed July 7, 2021. Available at www.umd.be 3. van Leeuwaarde RS, Ahmad S, Links TP, Giles RH: Von Hippel-Lindau syndrome. In: Adam MP, Everman DB, Mirzaa GM et al, eds. GeneReviews. [Internet]. University of Washington, Seattle; 2000. Updated September 6, 2018. Accessed November 9, 2022. Available at: www.ncbi.nlm.nih.gov/books/NBK1463/ 4. Lonser RR, Glenn GM, McClellan W, et al: von Hippel-Lindau disease. Lancet. 2003 Jun 14;361(9374):2059-2067 5. Richards S, Aziz N, Bale S, et al: Standards and guidelines for the interpretation of sequence variants: a joint consensus recommendation of the American College of Medical Genetics and Genomics and the Association for Molecular Pathology. Genet Med. 2015 May;17(5):405-424 | Next-generation sequencing (NGS) and/or Sanger sequencing are performed to test for the presence of variants in coding regions and intron/exon boundaries of theVHLgene, as well as some other regions that have known disease-causing variants. The human genome reference GRCh37/hg19 build was used for sequence read alignment. At least 99% of the bases are covered at a read depth over 30X. Sensitivity is estimated at above 99% for single nucleotide variants, above 94% for deletion-insertions (delins) less than 40 base pairs (bp), above 95% for deletions up to 75 bp and insertions up to 47 bp. NGS and/or a polymerase chain reaction-based quantitative method is performed to test for the presence of deletions and duplications in theVHLgene. There may be regions of genes that cannot be effectively evaluated by sequencing or deletion and duplication analysis as a result of technical limitations of the assay, including regions of homology, high guanine-cytosine (GC) content, and repetitive sequences.(Unpublished Mayo method) The reference transcript forVHLgene is NM_000551.3. Reference transcript numbers may be updated due to transcript re-versioning. Always refer to the final patient report for gene transcript information referenced at the time of testing. Confirmation of select reportable variants may be performed by alternate methodologies based on internal laboratory criteria. | 21 to 28 days | Whole Blood: 2 weeks (if available); Extracted DNA: 3 months | This test was developed and its performance characteristics determined by Mayo Clinic in a manner consistent with CLIA requirements. It has not been cleared or approved by the US Food and Drug Administration. | 81404 | VHL Full Gene Analysis | 82533-1 | 614886 | Released By | 18771-6
VWD8B | von Willebrand Disease 2N (Subtype Normandy), Plasma | Diagnosing von Willebrand disease (VWD) type 2N Evaluating patients diagnosed with mild-to-moderate hemophilia A with an autosomal inheritance pattern Evaluating hemophilia A patients with a shortened survival of infused factor VIII (FVIII) (not caused by a specific FVIII inhibitor) Evaluating female patients with low FVIII activity and no prior family history of hemophilia A Evaluating patients with Type 1 or Types 2A, 2B, or 2M VWD with FVIII activity discordantly lower than the von Willebrand factor antigen level | Enzyme-Linked Immunosorbent Assay (ELISA) | Yes | VWD 2N (Normandy), P | Plasma Na Cit | Specimen Type:Platelet-poor plasma Collection Container/Tube:Light-blue top (3.2% sodium citrate) Submission Container/Tube:Plastic vial Specimen Volume:1 mL Collection Instructions: 1. For complete instructions, seeCoagulation Guidelines for Specimen Handling and Processing 2. Centrifuge, transfer all plasma into a vial, and centrifuge plasma again. 3. Aliquot plasmainto a separate tube leaving 0.25 mL in the bottom of the centrifuged vial. 4. Freeze plasma immediately (no longer than 4 hours after collection) at -20 degrees C or, ideally, less than or equal to -40 degrees C. Additional Information: 1. Double-centrifuged specimen is critical for accurate results as platelet contamination may cause spurious results. 2. Each coagulation assay requested should have its own vial. | 0.5 mL | von Willebrand disease (VWD) is a bleeding disorder due to quantitative or qualitative defects in von Willebrand factor (VWF), which results from disease-causing alterations in theVWFgene. VWD constitutes 1 of the 2 most common bleeding disorders. Most subtypes of VWD are inherited as autosomal dominant traits, although autosomal recessive variants occur. In hemostasis, there are 2 essential roles for VWF. The first is its ability to promote platelet adhesion to damaged vessel walls, and the second is to function as a carrier protein for Factor VIII (FVIII). Thus, noncovalent binding of FVIII to VWF is necessary for normal survival of FVIII in the blood circulation. In patients with severe VWD, the circulating half-life of endogenous or infused FVIII is shorter than expected. Disease-causing alterations within the FVIII binding domain of VWF may result in an isolated 'deficiency' of FVIII associated with a clinically mild to moderate bleeding disorder that may be misdiagnosed as Hemophilia A (HA). Abnormal binding of FVIII to VWF can be detected with a binding assay. Since its initial description in patients from the Normandy region of France, more recent studies suggest that VWD type 2N or Normandy (VWD2N) has been associated with a more severe phenotype among patients who are homozygous for pathogenic alterations within the FVIII binding domain of VWF. In an international survey, FVIII binding defect was detected in 58 out of 1198 (4.8%) patients with mild HA. Other studies confirm these findings and reveal that 1.5% to 16.6% of patients with VWD Type 1 have the FVIII binding defect. The diagnosis of VWD2N has 2 main implications: -Genetic counseling differs considerably from that for X-linked recessive HA since the inheritance of VWD2N is autosomal recessive. -Optimal treatment or prophylaxis of bleeding requires factor replacement therapy with products containing functional VWF. | 68-106% Pediatric reference ranges have not been established for this assay but likely achieve adult reference range by 18 years of age. | A reduced capacity of a patient's von Willebrand factor (VWF) to bind to recombinant factor VIII (FVIII) is consistent with von Willebrand disease (VWD) type 2N (Normandy). A mild to moderate decrease of the VWF to factor VIII (FVIII) binding ratio suggests the presence of a VWD Type 2N due to heterozygous variants in the FVIII binding domain of VWF. If clinically indicated, DNA sequence analysis of the FVIII binding domain of VWF may provide useful information. Results do not exclude other variants of congenital VWD, eg, type 1, 2A, 2B, or 2M or congenital hemophilia A. Clinical correlation should be made between patient and family bleeding history and results of VWF antigen, factor VIII and VWF activity assays. | The presence of antirabbit antibodies in certain subjects may lead to aberrant results. A von Willebrand Factor (VWF) antigen level greater than or equal to 15% is necessary for a good interpretation of VWF tofactor VIII binding ratioresults. | 1. Veyradier A, Caron C, Ternisien C, et al: Validation of the first commercial ELISA for type 2N von Willebrand's disease diagnosis. Haemophilia. 2011 Nov;17(6):944-951. doi: 10.1111/j.1365-2516.2011.02499.x 2. Sadler JE: A revised classification of von Willebrand disease. For the Subcommittee on von Willebrand Factor of the Scientific and Standardization Committee of the International Society on Thrombosis and Haemostasis.Thromb Haemost. 1994 Apr;71(4):520-525 3. Mazurier C, Gaucher C, Jorieux S, et al: Evidence for a von Willebrand factor defect in factor VIII binding in three members of a family previously misdiagnosed as heamophilia A carriers: consequences for therapy and genetic counselling. Br J Haematol 1990 Nov;76(3):372-379. doi: 10.1111/j.1365-2141.1990.tb06371.x 4. Schneppenheim R, Budde U, Krey S, et al: Results of a screening for von Willebrand disease type 2N in patients with suspected haemophilia A or von Willebrand disease type 1. Thromb Haemost. 1996 Oct;76(4):598-602 5. Seidizadeh O, Peyvandi F, Mannucci PM: Von Willebrand disease type 2N: an update. J Thromb Haemost. 2021 Apr;19(4):909-916. doi: 10.1111/jth.15247 | The von Willebrand factor (VWF):factor VIII (FVIII) B assay utilizes enzyme linked immunosorbent assay technology. A diluted plasma sample adjusted to 10 IU dL of VWF:antigen is incubated with a rabbit antihuman VWF F(ab')2, which is coated on the internal walls of the microplate wells. The factor VIII of the tested plasma dissociated during the incubation is washed away. Recombinant FVIII (FVIIIr) is then added, which binds to VWF. Next, mouse monoclonal antihuman FVIII antibody coupled with peroxidase binds to the remaining free antigenic determinants of the bound FVIIIr. Bound FVIIIr is quantified using a peroxidase-conjugated mouse antihuman FVIII monoclonal antibody. The intensity of the color is directly proportional with the concentration of VWF:FVIIIB initially present in the plasma sample.(Package insert: Asserachrom VWF:FVIIIB. Diagnostica Stago; 03/2014) | 1 to 31 days | 7 days | This test was developed and its performance characteristics determined by Mayo Clinic in a manner consistent with CLIA requirements. It has not been cleared or approved by the US Food and Drug Administration. | 85246 | VWD 2N (Normandy), P | 90919-2 | 607337 | VWF:FVIIIB Interpretation | 48595-3
AVWPQ | von Willebrand Disease Profile Interpretation | Interpretation of testing performed as part of a profile for detection of deficiency or abnormality of von Willebrand factor (VWF) and related deficiency of factor VIII coagulant activity Interpretation of testing performed as part of a profile for subtyping von Willebrand disease (VWD) as type 1 (most common), type 2 variants (less common), or type 3 (rare) This test isnot usefulfor detection of hemophilia carriers. This test isnot usefulfor differentiating type 2A versus 2B VWD or platelet-type VWD (pseudo-VWD). | Only orderable as a reflex. For more information see AVWPR / von Willebrand Disease Profile, Plasma. Medical Interpretation | Yes | von Willebrand Disease Interp | Plasma Na Cit |  |  | von Willebrand factor (VWF) is synthesized by the endothelial cell and megakaryocyte and is present in these cells, as well as in platelets, subendothelial tissue, and plasma. VWF serves as an adhesive protein important in adhering platelets to subendothelial tissue at the site of vascular injury and for adhering platelets to each other (aggregation). Platelet adhesion and aggregation are essential to form a mechanical hemostatic "plug" and as the focus for interaction of clotting factors and phospholipid required for the formation of the fibrin platelet clot. VWF also stabilizes plasma factor VIII by binding it and protecting it from proteolysis and serves as a carrier protein for that clotting factor. VWF circulates in the blood in 2 distinct compartments. Plasma VWF mainly reflects VWF synthesis and release from vascular endothelial cells. Platelet VWF (about 10% of the blood VWF) reflects VWF synthesis by bone marrow megakaryocytes with storage primarily in the alpha granules of circulating platelets. Plasma VWF circulates normally in multimeric forms with molecular weights ranging from 500,000 to as much as 20,000,000. The high-molecular-weight (HMW) forms of VWF are the most effective components for interaction with platelets. This primary activity of plasma VWF is measured in the laboratory with the VWF activity assay, whereas VWF antigen testing measures the amount of VWF protein, and factor VIII coagulant activity indirectly reflects VWF interaction with factor VIII. VWF multimer analysis visualizes the distribution of VWF multimers and is useful as a reflexive test for subtyping von Willebrand disease (VWD). Levels of factor VIII, VWF antigen, and VWF activity may vary greatly within each individual over time and also with blood type (normal type "O" individuals may have VWF lower than normals of other blood groups). VWF levels (and factor VIII) can be elevated in liver disease, pregnancy, estrogen therapy, inflammation, and after exercise (acute-phase reactant). VWF levels in hemophilia are normal. VWF antigen measurement assesses the mass of plasma VWF protein, but does not reflect VWF functions or platelet VWF. The function of VWF (mediating platelet-platelet or platelet-vessel interaction) is most commonly assessed by measurement of plasma VWF activity. VWD is the most common inherited bleeding disorder, affecting up to 1% of the population. It can also occur as an acquired bleeding disorder. Bleeding symptoms in all types of VWD are primarily mucosal, including epistaxis, menorrhagia, gastrointestinal bleeding, and ease of bruising, but surgical or posttraumatic bleeding can also occur. Subtypes of inherited VWD are: Type 1 VWD: VWF plasma levels (antigen and activity) typically are both concordantly reduced in type 1 VWD. Because of this reduction, the level of coagulation factor VIII is often secondarily reduced also. Type 1 VWD is the most common VWD variation, representing 70% to 80% of clinical VWD. It is typically inherited in autosomal dominance fashion, although recessively inherited VWD also occurs (eg, type 3 VWD). Clinical severity ranges from mild or minimal to a moderately severe bleeding diathesis, and tends to correlate most closely with VWF activity. Severe type 1 disease is also called type 3 VWD, but the distinction between the 2 may sometimes be difficult. Type 2 VWD: Type 2 VWD variants represent 20% to 30% of clinical VWD, typically autosomal dominant in inheritance. There are 4 subtypes of type 2 VWD: 2A, 2B, 2M, and 2N. Abnormal plasma HMW VWF function and multimeric structure with decreased or absent HMW multimers are characteristic of types 2A and 2B, but are normal in type 2M or 2N. VWF activity is decreased in types 2A, 2B, and 2M, and typically is discordantly lower than VWF antigen. Type 2N (Normandy) has substantially decreased factor VIII coagulant activity (typically 5%-30% of mean normal), with normal VWF antigen and activity and normal VWF multimers with clinical manifestation as autosomally inherited mild hemophilia (in contrast to classical X chromosome-linked hemophilia A). Type 2A is the most common of the 4. Type 2B manifests thrombocytopenia, either persistent or transient, and is distinguished from type 2A by abnormally heightened aggregation response of patient platelets and plasma to low dose ristocetin stimulation. Type 2M typically demonstrates hypofunctional VWF with decreased VWF activity discordantly lower than VWF antigen not due to loss of HMW multimers. One variant of type 2M, Vicenza variant VWD, has ultralarge VWF multimers in plasma. Type 3 VWD: VWF is absent or markedly decreased in type 3 VWD (VWF antigen and activity either undetectably low or below 5% to 10% of mean normal, with secondary decrease of factor VIII coagulant activity (5%-30%). VWF multimers may be undetectable or, if present, have a normal distribution. Platelet VWF may also be absent. Acquired VWD: VWD can also occur on an acquired basis by a variety of mechanisms not well understood. Disorders associated with acquired VWD include certain myeloproliferative or lymphoproliferative disorders, plasma cell dyscrasias including monoclonal gammopathy of undetermined significance, autoimmune disorders (eg, rheumatoid arthritis, systemic lupus erythematosus), and a variety of other diseases. In some cases, no associated disorder is detected. Laboratory testing currently cannot distinguish between congenital and acquired VWD; clinical correlation is required. | Only orderable as part of a profile. For more information see AVWPR / von Willebrand Disease Profile, Plasma. An interpretive report will be provided. | An interpretive report will be provided when testing is complete, noting presence or absence of von Willebrand Disease. | Testing should be performed prior to and in the absence of recent transfusion or von Willebrand factor (VWF) replacement therapy, (eg, Humate P or DDAVP[desmopressin]). If the patient has received any such therapy, this information should be provided. von Willebrand disease (VWD) patients receiving Humate P therapy may have a VWF activity level 10% to 20% lower than the VWF ristocetin cofactor activity level. Low normal levels of VWF antigen or activity do not exclude possible diagnosis of VWD (repeat testing may be indicated). Use of estrogens may result in a mild increase in VWF levels, thus, masking a diagnosis of mild VWD. Borderline low or slightly decreased levels of VWF antigen or activity may be observed in clinically normal individuals of blood group "O." This test is not useful for differentiating type 2A versus 2B VWD or platelet-type VWD (pseudo-VWD). This differentiation requires ristocetin-induced platelet aggregation testing, which must be performed using freshly obtained patient platelets and plasma. Clinical correlation is required for differentiating acquired from congenital (hereditary) forms of VWD. Repeat testing may be helpful for confirming or evaluating low or borderline low levels of VWF (antigen and activity), especially when there is strong suspicion of VWD. The milder forms of the disease, especially type 1 VWD, can be difficult to diagnose or exclude, reflecting the variability of baseline VWF levels. In addition to demonstration of persistently decreased levels of VWF, clinical correlation is required for diagnosis of all VWD subtypes, especially mild type 1 VWD. | 1. Federici AB, Mannucci PM. Advances in the genetics andtreatment of von Willebrand disease. Curr Opin Pediatr. 2002;14(1):23-33 2. Budde U, Schneppenheim R. von Willebrand factor and vonWillebrand disease. Rev Clin Exp Hematol. 2001;5(4):335-368 3. Kumar S, Pruthi RK, Nichols WL. Acquired von Willebrand disease.Mayo Clin Proc 2002;77(2):181-187 4. Favaloro EJ and Lippi G. eds. Hemostasis and Thrombosis, Methods and Protocols. Humana Press 2017 | A coagulation expert (clinician or hematopathologist) reviews the laboratory data and an interpretive report is issued. | 7 to 12 days |  | Not Applicable | 85390-26 Special Coagulation Interpretation | von Willebrand Disease Interp | 48595-3 | 603186 | von Willebrand Disease Interp | 48595-3
AVWPI | von Willebrand Disease Profile Technical Interpretation | Technical interpretation of the von Willebrand factor profile test Detection of deficiency or abnormality of von Willebrand factor and related deficiency of factor VIII coagulant activity Subtyping von Willebrand disease (VWD) as type 1 (most common), type 2 variants (less common), or type 3 (rare) This test isnot usefulfor detection of hemophilia carriers. This test isnot usefulfor differentiating type 2A versus 2B VWD or platelet-type VWD (pseudo-VWD). | Only orderable as part of a profile. For more information see AVWPR / von Willebrand Disease Profile, Plasma. Technical Interpretation | Yes | von Willebrand Disease Tech Interp | Plasma Na Cit | Only orderable as part of a profile. For more information see AVWPR / von Willebrand Disease Profile, Plasma. | 1 mL | von Willebrand factor (VWF) is synthesized by the endothelial cell and megakaryocyte and is present in these cells, as well as in platelets, subendothelial tissue, and plasma. VWF serves as an adhesive protein important in adhering platelets to subendothelial tissue at the site of vascular injury and for adhering platelets to each other (aggregation). Platelet adhesion and aggregation are essential to form a mechanical hemostatic "plug" and as the focus for interaction of clotting factors and phospholipid required for the formation of the fibrin platelet clot. VWF also stabilizes plasma factor VIII by binding it and protecting it from proteolysis and serves as a carrier protein for that clotting factor. VWF circulates in the blood in 2 distinct compartments. Plasma VWF mainly reflects VWF synthesis and release from vascular endothelial cells. Platelet VWF (about 10% of the blood VWF) reflects VWF synthesis by bone marrow megakaryocytes with storage primarily in the alpha granules of circulating platelets. Plasma VWF circulates normally in multimeric forms with molecular weights ranging from 500,000 to as much as 20,000,000. The high-molecular-weight (HMW) forms of VWF are the most effective components for interaction with platelets. This primary activity of plasma VWF is measured in the laboratory with the VWF activity assay, whereas VWF antigen testing measures the amount of VWF protein, and factor VIII coagulant activity indirectly reflects VWF interaction with factor VIII. VWF multimer analysis visualizes the distribution of VWF multimers and is useful as a reflexive test for subtyping von Willebrand disease (VWD). Levels of factor VIII, VWF antigen, and VWF activity may vary greatly within an individual over time and also with blood type (normal blood type O individuals may have VWF lower than normals of other blood groups). VWF levels (and factor VIII) can be elevated in liver disease, pregnancy, estrogen therapy, inflammation, and after exercise (acute-phase reactant). VWF levels in hemophilia are normal. VWF antigen measurement assesses the mass of plasma VWF protein but does not reflect VWF functions or platelet VWF. The function of VWF (mediating platelet-platelet or platelet-vessel interaction) is most commonly assessed by measurement of plasma VWF activity. VWD is the most common inherited bleeding disorder, affecting up to 1% of the population. It can also occur as an acquired bleeding disorder. Bleeding symptoms in all types of VWD are primarily mucosal, including epistaxis, menorrhagia, gastrointestinal bleeding, and ease of bruising, but surgical or posttraumatic bleeding can also occur. Subtypes of inherited VWD are: Type 1 VWD: VWF plasma levels (antigen and activity) typically are concordantly reduced in type 1 VWD. Because of this reduction, the level of coagulation factor VIII is often secondarily reduced. Type 1 VWD is the most common VWD variation, representing 70% to 80% of clinical VWD. It is typically inherited in autosomal dominance fashion, although recessively inherited VWD also occurs (eg, type 3 VWD). Clinical severity ranges from mild or minimal to a moderately severe bleeding diathesis and tends to correlate most closely with VWF activity. Severe type 1 disease is also called type 3 VWD, but the distinction between the two may sometimes be difficult. Type 2 VWD: Type 2 VWD variants represent 20% to 30% of clinical VWD, typically autosomal dominant in inheritance. There are 4 subtypes of type 2 VWD: 2A, 2B, 2M, and 2N. Abnormal plasma HMW VWF function and multimeric structure with decreased or absent HMW multimers are characteristic of types 2A and 2B but are normal in type 2M or 2N. VWF activity is decreased in types 2A, 2B, and 2M and typically is discordantly lower than VWF antigen. Type 2N (Normandy) has substantially decreased factor VIII coagulant activity (usually 5%-30% of mean normal), with normal VWF antigen and activity and normal VWF multimers with clinical manifestation as autosomally inherited mild hemophilia (in contrast to classical X chromosome-linked hemophilia A). Type 2A is the most common of the 4. Type 2B manifests thrombocytopenia, either persistent or transient, and is distinguished from type 2A by abnormally heightened aggregation response of patient platelets and plasma to low dose ristocetin stimulation. Type 2M typically demonstrates hypofunctional VWF with decreased VWF activity discordantly lower than VWF antigen not due to loss of HMW multimers. One variant of type 2M, Vicenza variant VWD, has ultralarge VWF multimers in plasma. Type 3 VWD: VWF is absent or markedly decreased in type 3 VWD (VWF antigen and activity either undetectably low or below 5% to 10% of mean normal), with secondary decrease of factor VIII coagulant activity (5%-30%). VWF multimers may be undetectable or, if present, have a normal distribution. Platelet VWF may also be absent. Acquired VWD: VWD can also occur on an acquired basis by a variety of mechanisms not well understood. Disorders associated with acquired VWD include certain myeloproliferative or lymphoproliferative disorders, plasma cell dyscrasias including monoclonal gammopathy of undetermined significance, autoimmune disorders (eg, rheumatoid arthritis, systemic lupus erythematosus), and a variety of other diseases. In some cases, no associated disorder is detected. Laboratory testing currently cannot distinguish between congenital and acquired VWD; clinical correlation is required. | Only orderable as part of a profile. For more information see AVWPR / von Willebrand Disease Profile, Plasma. An interpretive report will be provided. | If the factor VIII, von Willebrand factor (VWF) antigen, VWF activity and VWF activity:VWF antigen ratio results are normal, an interpretive comment will be provided noting no evidence of von Willebrand disease. | Testing should be performed prior to and in the absence of recent transfusion or von Willebrand factor (VWF) replacement therapy (eg, Humate P or DDAVP[desmopressin]). If the patient has received any such therapy, this information should be provided. von Willebrand disease (VWD) patients receiving Humate P therapy may have a VWF activity level 10% to 20% lower than the VWF ristocetin cofactor activity level. Low normal levels of VWF antigen or activity do not exclude possible diagnosis of VWD (repeat testing may be indicated). Use of estrogens may result in a mild increase in VWF levels, thus masking a diagnosis of mild VWD. Borderline low or slightly decreased levels of VWF antigen or activity may be observed in clinically normal individuals of blood group O. This test is not useful for differentiating type 2A versus 2B VWD or platelet-type VWD (pseudo-VWD). This differentiation requires ristocetin-induced platelet aggregation testing, which must be performed using freshly obtained patient platelets and plasma. Clinical correlation is required for differentiating acquired from congenital (hereditary) forms of VWD. Repeat testing may be helpful for confirming or evaluating low or borderline low levels of VWF (antigen and activity), especially when there is strong suspicion of VWD. The milder forms of the disease, especially type 1 VWD, can be difficult to diagnose or exclude, reflecting the variability of baseline VWF levels. In addition to demonstration of persistently decreased levels of VWF, clinical correlation is required for diagnosis of all VWD subtypes, especially mild type 1 VWD. | 1. Federici AB, Mannucci PM. Advances in the genetics andtreatment of von Willebrand disease. Curr Opin Pediatr. 2002;14(1):23-33 2. Budde U, Schneppenheim R. von Willebrand factor and vonWillebrand disease. Rev Clin Exp Hematol. 2001;5(4):335-368 3. Kumar S, Pruthi RK, Nichols WL. Acquired von Willebrand disease.Mayo Clin Proc. 2002;77(2):181-187 4. Favaloro EJ, Gosselin RC. eds. Hemostasis and Thrombosis Methods and Protocols. 2nd ed. Humana Press; 2023 | If the factor VIII, von Willebrand factor (VWF) antigen, VWF activity and VWF activity:VWF antigen ratio results are normal, a computer-generated interpretive comment will be provided indicating no evidence of von Willebrand disease. | 7 to 12 days |  | Not Applicable | 85390 | von Willebrand Disease Tech Interp | 48595-3 | AVWPI | von Willebrand Disease Tech Interp | 48595-3
AVWPR | von Willebrand Disease Profile, Plasma | Detection of deficiency or abnormality of von Willebrand factor (VWF) and related deficiency of factor VIII coagulant activity Subtyping von Willebrand disease (VWD) as type 1 (most common), type 2 variants (less common), or type 3 (rare) This test isnot useful fordetection of hemophilia carriers. | AVWPI: Technical Interpretation F8A, F8A, 8BETH: Optical Clot-Based RIST: Ristocetin-Induced Agglutination VWAG, VWACT: Latex Immunoassay (LIA) VWFMP: Agarose Gel Electrophoresis/Infrared Dye-Labeled Antibody Detection | Yes | von Willebrand Disease Prof | Initial testing includes coagulation factor VIII activity assay, von Willebrand factor (VWF) antigen, VWF activity and interpretation. | Specimen Type:Platelet-poor plasma Patient Preparation: 1.Patient should not be receiving anticoagulant treatment (eg, warfarin, heparin). Treatment with heparin causes false-positive results of in vitro coagulation testing for lupus anticoagulant. Coumadin (warfarin) treatment may impair ability to detect the more subtle varieties of lupus-like anticoagulants. 2.Patient should also not be receiving fibrinolytic agents (streptokinase, urokinase, tissue plasminogen activator[ tPA]). 3. It is best to perform this study pretransfusion if possible. If patient has been recently transfused, wait at least 48 hours after transfusion to collect the specimen. Collection Container/Tube:Light-blue top (3.2% sodium citrate) Submission Container/Tube:Plastic vials Specimen Volume:3 mL in 3 plastic vials, each containing 1 mL Collection Instructions: 1. Specimen must be collected prior to factor replacement therapy. 2. For complete instructions, seeCoagulation Guidelines for Specimen Handling and Processing. 3. Centrifuge, transfer all plasma into a plastic vial, and centrifuge plasma again. 4. Aliquot plasma (1-2 mL per aliquot) into 3 separate plastic vials, leaving 0.25 mL in the bottom of centrifuged vial. 5. Freeze plasma immediately (no longer than 4 hours after collection) at -20 degrees C or, ideally, -40 degrees C or below. Additional Information: 1. Double-centrifuged specimen is critical for accurate results as platelet contamination may cause spurious results. 2. Each coagulation assay requested should have its own vial. | 2 Plastic vials, each containing 1 mL | von Willebrand factor (VWF) is synthesized by the endothelial cell and megakaryocyte and is present in these cells, as well as in platelets, subendothelial tissue, and plasma. VWF serves as an adhesive protein important in adhering platelets to subendothelial tissue at the site of vascular injury and for adhering platelets to each other (aggregation). Platelet adhesion and aggregation are essential to form a mechanical hemostatic "plug" and as the focus for interaction of clotting factors and phospholipid required for the formation of the fibrin platelet clot. VWF also stabilizes plasma factor VIII by binding it and protecting it from proteolysis and serves as a carrier protein for that clotting factor. VWF circulates in the blood in 2 distinct compartments. Plasma VWF mainly reflects VWF synthesis and release from vascular endothelial cells. Platelet VWF (about 10% of the blood VWF) reflects VWF synthesis by bone marrow megakaryocytes with storage primarily in the alpha granules of circulating platelets. Plasma VWF circulates normally in multimeric forms with molecular weights ranging from 500,000 to as much as 20,000,000. The high-molecular-weight (HMW) forms of VWF are the most effective components for interaction with platelets. This primary activity of plasma VWF is measured in the laboratory with the VWF activity assay, whereas VWF antigen testing measures the amount of VWF protein, and factor VIII coagulant activity indirectly reflects VWF interaction with factor VIII. VWF multimer analysis visualizes the distribution of VWF multimers and is useful as a reflexive test for subtyping von Willebrand disease (VWD). Levels of factor VIII, VWF antigen, and VWF activity may vary greatly within an individual over time and also with blood type (normal blood type O individuals may have VWF lower than normal individuals of other blood groups). VWF levels (and factor VIII) can be elevated in liver disease, pregnancy, estrogen therapy, inflammation, and after exercise (acute-phase reactant). VWF levels in hemophilia are normal. VWF antigen measurement assesses the mass of plasma VWF protein but does not reflect VWF functions or platelet VWF. The function of VWF (mediating platelet-platelet or platelet-vessel interaction) is most commonly assessed by measurement of plasma VWF activity. VWD is the most common inherited bleeding disorder, affecting up to 1% of the population. It can also occur as an acquired bleeding disorder. Bleeding symptoms in all types of VWD are primarily mucosal, including epistaxis, menorrhagia, gastrointestinal bleeding, and ease of bruising, but surgical or posttraumatic bleeding can also occur. Subtypes of inherited VWD are: Type 1 VWD: VWF plasma levels (antigen and activity) typically are concordantly reduced in type 1 VWD. Because of this reduction, the level of coagulation factor VIII is often secondarily reduced. Type 1 VWD is the most common VWD variation, representing 70% to 80% of clinical VWD. It is typically inherited in autosomal dominance fashion, although recessively inherited VWD also occurs (eg, type 3 VWD). Clinical severity ranges from mild or minimal to a moderately severe bleeding diathesis and tends to correlate most closely with VWF activity. Severe type 1 disease is also called type 3 VWD, but the distinction between the two may sometimes be difficult. Type 2 VWD: Type 2 VWD variants represent 20% to 30% of clinical VWD, typically autosomal dominant in inheritance. There are 4 subtypes of type 2 VWD: 2A, 2B, 2M, and 2N. Abnormal plasma HMW VWF function and multimeric structure with decreased or absent HMW multimers are characteristic of types 2A and 2B but are normal in type 2M or 2N. VWF activity is decreased in types 2A, 2B, and 2M and typically is discordantly lower than VWF antigen. Type 2N (Normandy) has substantially decreased factor VIII coagulant activity (usually 5%-30% of mean normal), with normal VWF antigen and activity and normal VWF multimers with clinical manifestation as autosomally inherited mild hemophilia (in contrast to classical X chromosome-linked hemophilia A). Type 2A is the most common of the 4. Type 2B manifests thrombocytopenia, either persistent or transient, and is distinguished from type 2A by abnormally heightened aggregation response of patient platelets and plasma to low dose ristocetin stimulation. Type 2M typically demonstrates hypofunctional VWF with decreased VWF activity discordantly lower than VWF antigen not due to loss of HMW multimers. One variant of type 2M, Vicenza variant VWD, has ultralarge VWF multimers in plasma. Type 3 VWD: VWF is absent or markedly decreased in type 3 VWD (VWF antigen and activity either undetectably low or below 5% to 10% of mean normal, with secondary decrease of factor VIII coagulant activity (5%-30%). VWF multimers may be undetectable or, if present, have a normal distribution. Platelet VWF may also be absent. Acquired VWD: VWD can also occur on an acquired basis by a variety of mechanisms not well understood. Disorders associated with acquired VWD include certain myeloproliferative or lymphoproliferative disorders, plasma cell dyscrasias including monoclonal gammopathy of undetermined significance, autoimmune disorders (eg, rheumatoid arthritis, systemic lupus erythematosus), and a variety of other diseases. In some cases, no associated disorder is detected. Laboratory testing currently cannot distinguish between congenital and acquired VWD; clinical correlation is required. | An interpretive report will be provided. | An interpretive report will be provided when testing is complete. | Testing should be performed prior to and in the absence of recent transfusion or von Willebrand factor (VWF) replacement therapy (eg, Humate P or DDAVP: desmopressin). If the patient has received any such therapy, this information should be provided. von Willebrand disease (VWD) patients receiving Humate P therapy may have a VWF activity level 10% to 20% lower than the VWF ristocetin cofactor activity level. Low normal levels of VWF antigen or activity do not exclude possible diagnosis of VWD (repeat testing may be indicated). Use of estrogens may result in a mild increase in VWF levels, thus masking a diagnosis of mild VWD. Borderline low or slightly decreased levels of VWF antigen or activity may be observed in clinically normal individuals of blood group O. This test is not useful for differentiating type 2A versus 2B VWD or platelet-type VWD (pseudo-VWD). This differentiation requires ristocetin-induced platelet aggregation testing, which must be performed using freshly obtained patient platelets and plasma. Clinical correlation is required for differentiating acquired from congenital (hereditary) forms of VWD. Repeat testing may be helpful for confirming or evaluating low or borderline low levels of VWF (antigen and activity), especially when there is strong suspicion of VWD. The milder forms of the disease, especially type 1 VWD, can be difficult to diagnose or exclude, reflecting the variability of baseline VWF levels. In addition to demonstration of persistently decreased levels of VWF, clinical correlation is required for diagnosis of all VWD subtypes, especially mild type 1 VWD. | 1. Federici AB, Mannucci PM. Advances in the genetics andtreatment of von Willebrand disease. Curr Opin Pediatr. 2002;14(1):23-33 2. Budde U, Schneppenheim R. von Willebrand factor and vonWillebrand disease. Rev Clin Exp Hematol. 2001;5(4):335-368 3. Kumar S, Pruthi RK, Nichols WL. Acquired von Willebrand disease.Mayo Clin Proc. 2002;77(2):181-187 4. Favaloro EJ, Gosselin RC. eds. Hemostasis and Thrombosis Methods and Protocols. 2nd ed. Humana Press; 2023 | von Willebrand Factor Antigen This assay is performed using the HemosIL von Willebrand Factor Antigen kit on the Instrumentation Laboratory ACL TOP. This is a latex immunoassay method using microlatex particlescoated with specific rabbit-polyclonal antibody directed against von Willebrand factor (VWF). In thepresence of VWF antigen, antibody-coated latex particles agglutinateto form aggregates of diameters greater than the wavelength of thelight passing through the sample and more light is absorbed as aggregation increases. The increase in absorption is proportional to theconcentration of VWF antigen present in the sample.(Package insert: HemosIL von Willebrand Factor Antigen, Instrumentation Laboratory, R11 05/2018) von Willebrand Factor Activity This is a latex particle-enhanced immunoassay to quantifyVWFactivity in plasma. The activity of VWF is determined by measuring the increase of turbidity produced by the agglutination of the latex reagent. A specific anti-VWF monoclonal antibody adsorbed onto the latex reagent, directed against the platelet-binding site of VWF (glycoprotein Ib receptor), reacts with the VWF of patient plasma. The degree of agglutination is directly proportional to the activity of VWF in the sample and is determined by measuring the decrease of transmitted light caused by the aggregates.(Package insert: HemosIL von Willebrand Factor Activity, Instrumentation Laboratory,R7 05/2018) Factor VIII Activity The factor VIII assay is performed on the Instrumentation Laboratory ACL TOP using the activated partial thromboplastin time (APTT) method and a factor-deficient substrate. Patient plasma is combined and incubated with a factor VIII-deficient substrate (normal plasma depleted of factor VIII by immunoadsorption) and an APTT reagent. After a specified incubation time, calcium is added to trigger the coagulation process in the mixture. Then the time to clot formation is measured optically at a wavelength of 671 nm.(Owen CA Jr, Bowie EJW, Thompson JH Jr. Diagnosis of Bleeding Disorders. 2nd ed. Little, Brown and Company; 1975; Cielsa B. Defects of plasma clotting factors. In: Hematology in Practice. 3rd ed. FA Davis; 2019:chap 17) | 2 to 12 days | 7 days | See Individual Test IDs | 85240-Coagulation factor VIII assay85246-von Willebrand factor antigen85397-von Willebrand factor activity85245-von Willebrand factor ristocetin cofactor activity (if appropriate)85247-von Willebrand factor multimer (if appropriate)85335-Bethesda titer (if appropriate)85335-Coagulation factor VIII inhibitor screen (if appropriate)85390-26-Special coagulation interpretation (if appropriate) | von Willebrand Disease Prof | 48593-8 | VWACT | von Willebrand Factor Activity, P | 68324-3
GNVWD | von Willebrand Disease, VWF and GP1BA Genes, Next-Generation Sequencing, Varies | Evaluating von Willebrand disease and platelet-type von Willebrand disease in patients with a personal or family history suggestive of von Willebrand disease Confirming von Willebrand disease or platelet-type von Willebrand disease diagnoses with the identification of a known or suspected disease-causing alteration in theVWForGP1BAgenes, respectively Determining the disease-causing alterations within theVWForGP1BAgenes to delineate the underlying molecular defect in a patient with a laboratory diagnosis of von Willebrand disease or platelet-type von Willebrand disease, respectively Subtyping von Willebrand disease as type 1 (most common), type 2 variants (less common), or type 3 (rare), as well as distinguishing von Willebrand disease from platelet-type von Willebrand disease Identifying the causative alteration for genetic counseling purposes Prognosis and risk assessment based on the genotype-phenotype correlations Carrier testing for close family members of an individual with a von Willebrand disease or platelet-type von Willebrand disease diagnosis | Sequence Capture and Targeted Next-Generation Sequencing (NGS) followed by Polymerase Chain Reaction (PCR) and Sanger Sequencing | Yes | VWF and GP1BA Genes, Full Gene NGS | The laboratory workup for von Willebrand disease is complex and requires initial coagulation screening (including a complete blood cell count, platelet count, partial thromboplastin time, prothrombin time, and fibrinogen or thrombin time) should be performed prior to any consideration of genetic testing. | Patient Preparation:A previous bone marrow transplant from an allogenic donor will interfere with testing. For instructions for testing patients who have received a bone marrow transplant, call 800-533-1710. Submit only 1 of the following specimens: Specimen Type:Whole blood Container/Tube: Preferred:Lavender top (EDTA) Acceptable:Yellow top (ACD) Specimen Volume:3 mL Collection Instructions: 1. Invert several times to mix blood. 2. Send whole blood specimen in original tube.Do not aliquot. Specimen Stability Information:Ambient (preferred) 4 days/Refrigerated Prenatal Specimens Due to its complexity, consultation with the laboratory is required for all prenatal testing;call 800-533-1710 to speak to a genetic counselor. Specimen Type:Amniotic fluid Container/Tube:Amniotic fluid container Specimen Volume:20 mL Specimen Stability Information:Refrigerated (preferred)/Ambient Additional information: 1.A separate culture charge will be assessed underCULAF / Culture for Genetic Testing, Amniotic Fluid. 2.All prenatal specimens must be accompanied by a maternal blood specimen;order MATCC / Maternal Cell Contamination, Molecular Analysis, Varies on the maternal specimen. Specimen Type:Chorionic villi Container/Tube:15-mL tube containing 15 mL of transport media Specimen Volume:20 mg Specimen Stability Information:Refrigerated Additional Information: 1.A separate culture charge will be assessed underCULFB / Fibroblast Culture for Biochemical or Molecular Testing. 2.All prenatal specimens must be accompanied by a maternal blood specimen;order MATCC / Maternal Cell Contamination, Molecular Analysis, Varies on the maternal specimen. Acceptable: Specimen Type:Confluent cultured cells Container/Tube:T-25 flask Specimen Volume:2 Flasks Collection Instructions:Submit confluent cultured cells from another laboratory. Specimen Stability Information:Ambient (preferred)/Refrigerated Additional Information: All prenatal specimens must be accompanied by a maternal blood specimen;order MATCC / Maternal Cell Contamination, Molecular Analysis, Varies on the maternal specimen. | Blood: 1 mL; Amniotic fluid: 10 mL; Other specimen types: see Specimen Required | von Willebrand disease (VWD) is the most common inherited bleeding disorder, affecting approximately 1% of the population. VWD is a bleeding diathesis that usually involves mucous membranes and skin sites. It is typically of mild to moderate severity, although life-threatening bleeding in the central nervous system or gastrointestinal tract can occur. The most common presenting symptoms in individuals affected by VWD include epistaxis, menorrhagia, bleeding after dental extraction, postoperative bleeding, ecchymoses, bleeding from minor cuts or abrasions, gingival bleeding, and hemarthrosis.(1) While VWD occurs with equal frequency among men and women, symptoms in women are more obvious because of increased bleeding during menstrual periods, pregnancy, and after childbirth. VWD is a result of defects in the concentration, structure, or function of von Willebrand factor (VWF), leading to decreased factor VIII (FVIII) in circulation and/or impaired platelet adhesion and aggregation at the site of vascular injury. TheVWFgene encodes for VWF, a protein that protects blood clotting FVIII from degradation in circulation and promotes platelet adhesion and aggregation at the site of vascular injury. In circulation, VWF assembles into linear strings called multimers, the size of which is biologically important; larger multimers being more reactive than smaller multimers. Levels of factor VIII, VWF antigen, and VWF activity may vary greatly within each individual over time and also with blood type (normal type "O" individuals may have VWF lower than normal individuals of other blood groups). VWF levels (and factor VIII) can be elevated in liver disease, pregnancy, estrogen therapy, inflammation, and after exercise (acute-phase reactant). VWF levels in hemophilia are normal. This panel evaluates 2 genes associated with von Willebrand disease and platelet-type von Willebrand disease. Discrimination between these 2 heritable disorders, specifically concerning types 2A and 2B VWD and platelet-type VWD, using genetic analysis can help guide treatment. Genetic testing can also be used to assist in discriminating between type 2N VWD and hemophilia A. Subtyping of VWD using genetic analysis is important for prognosis and in guiding treatment, as well as determining inheritance pattern and risks for family members.(1,2) The risk for developing bleeding associated with these disorders and subtypes varies. TheVWFandGP1BAgenes have established bleeding risk and expert group guidelines.(1-4) It is recommended that genetic testing be offered to all patients where it may assist in diagnosis and management of von Willebrand disease.(1) Genetic testing is integral to the conclusive diagnosis of platelet-type von Willebrand disease.(5) | An interpretive report will be provided. | All detected variants are evaluated according to American College of Medical Genetics and Genomics recommendations.(6) Variants are classified based on known, predicted, or possible pathogenicity and reported with interpretive comments detailing their potential or known significance. | Clinical Correlations: Test results should be interpreted in the context of clinical findings, family history, and other laboratory data. Misinterpretation of results may occur if the information provided is inaccurate or incomplete. If testing was performed because of a clinically significant family history, it is often useful to first test an affected family member. Detection of a reportable variant in an affected family member would allow for more informative testing of at-risk individuals. To discuss the availability of additional testing options or for assistance in the interpretation of these results, contact the Mayo Clinic Laboratories genetic counselors at 800-533-1710. Technical Limitations: Next-generation sequencing may not detect all types of genomic variants. In rare cases, false-negative or false-positive results may occur. The depth of coverage may be variable for some target regions; assay performance below the minimum acceptable criteria or for failed regions will be noted. Given these limitations, negative results do not rule out the diagnosis of a genetic disorder. If a specific clinical disorder is suspected, evaluation by alternative methods can be considered. There may be regions of genes that cannot be effectively evaluated by sequencing or deletion and duplication analysis as a result of technical limitations of the assay, including regions of homology, high guanine-cytosine (GC) content, and repetitive sequences. Confirmation of select reportable variants will be performed by alternate methodologies based on internal laboratory criteria. This test is validated to detect 95% of deletions up to 75 base pairs (bp) and insertions up to 47 bp. Deletions-insertions (delins) of 40 or more bp, including mobile element insertions, may be less reliably detected than smaller delins. Deletion/Duplication Analysis: This analysis targets single and multi-exon deletions/duplications; however, in some instances, single exon resolution cannot be achieved due to isolated reduction in sequence coverage or inherent genomic complexity. Balanced structural rearrangements (such as translocations and inversions) may not be detected. This test is not designed to detect low levels of mosaicism or to differentiate between somatic and germline variants. If there is a possibility that any detected variant is somatic, additional testing may be necessary to clarify the significance of results. For detailed information regarding gene specific performance and technical limitations, see Method Description or contact a laboratory genetic counselor. If the patient has had an allogeneic hematopoietic stem cell transplant or a recent blood transfusion, results may be inaccurate due to the presence of donor DNA. Call Mayo Clinic Laboratories for instructions for testing patients who have received a bone marrow transplant. Reclassification of Variants: Currently, it is not standard practice for the laboratory to systematically review previously classified variants on a regular basis. The laboratory encourages healthcare providers to contact the laboratory at any time to learn how the classification of a particular variant may have changed over time. Due to broadening genetic knowledge, it is possible that the laboratory may discover new information of relevance to the patient. Should that occur, the laboratory may issue an amended report. Variant Evaluation: Evaluation and categorization of variants are performed using published American College of Medical Genetics and Genomics and the Association for Molecular Pathology recommendations as a guideline.(9) Other gene-specific guidelines may also be considered. Variants are classified based on known, predicted, or possible pathogenicity and reported with interpretive comments detailing their potential or known significance. Variants classified as benign or likely benign are not reported. Multiple in silico evaluation tools may be used to assist in the interpretation of these results. The accuracy of predictions made by in silico evaluation tools is highly dependent upon the data available for a given gene, and periodic updates to these tools may cause predictions to change over time. Results from in silico evaluation tools should be interpreted with caution and professional clinical judgment. Rarely, incidental or secondary findings may implicate another predisposition or presence of active disease. These findings will be carefully reviewed to determine whether they will be reported. | 1. Laffan MA, Lester W, O’Donnell JS, et al: The diagnosis and management of von Willebrand disease: a United Kingdom Haemophilia Centre Doctors Organization guideline approved by the British Committee for Standards in Haematology. Brit J Haematol. 2014 Nov;167(4):453-465 2. James PD, Connell NT, Ameer B, et al: ASH ISTH NHF WFH 2021 guidelines on the diagnosis of von Willebrand disease. Blood Adv. 2021 Jan 12;5(1):280-300 3. International Society on Thrombosis and Haemostasis: Bleeding Thrombotic and Platelet Disorder TIER1 genes. ISTH; 2018. Updated July 2022. Accessed October 6, 2022. Available at: www.isth.org/page/GinTh_GeneLists 4. Megy K, Downes K, Simeoni I, et al: Curated disease-causing genes for bleeding, thrombotic, and platelet disorders: Communication from the SSC of the ISTH. J Thromb Haemost. 2019 Aug;17(8):1253-1260 5. Othman M, Gresele P: Guidance on the diagnosis and management of platelet-type von Willebrand disease: A communication from the Platelet Physiology Subcommittee of the ISTH. J Thromb Haemost. 2020 Aug;18(8):1855-1858 6. Richards S, Aziz N, Bale S, et al; ACMG Laboratory Quality Assurance Committee: Standards and guidelines for the interpretation of sequence variants: a joint consensus recommendation of the American College of Medical Genetics and Genomics and the Association for Molecular Pathology. Genet Med. 2015 May;17(5):405-424 | Next-generation sequencing (NGS) and/or Sanger sequencing is performed to test for the presence of variants in coding regions and intron/exon boundaries of theVWFandGP1BAgenes, as well as some other regions that have known disease-causing variants. The human genome reference GRCh37/hg19 build was used for sequence read alignment. At least 99% of the bases are covered at a read depth over 30X. Sensitivity is estimated at above 99% for single nucleotide variants, above 94% for deletions-insertions (delins) less than 40 base pairs (bp), above 95% for deletions up to 75 bp, and insertions up to 47 bp. NGS and/or a polymerase chain reaction-based quantitative method is performed to test for the presence of deletions and duplications in theVWFandGP1BAgenes. There may be regions of theVWFandGP1BAgenes that cannot be effectively evaluated by sequencing or deletion and duplication analysis as a result of technical limitations of the assay, including regions of homology, high guanine-cytosine (GC) content, and repetitive sequences.(Unpublished Mayo method) The reference transcript forVWFis NM_000552.4 andGP1BAis NM_000173.7. Reference transcript numbers may be updated due to transcript re-versioning. Always refer to the final patient report for gene transcript information referenced at the time of testing. Confirmation of select reportable variants may be performed by alternate methodologies based on internal laboratory criteria. | 28 to 42 days | Whole blood: 2 weeks (if available); Extracted DNA: 3 months; Amniotic fluid, cultured amniocytes, chorionic villi, cultured chorionic villi: 1 month | This test was developed and its performance characteristics determined by Mayo Clinic in a manner consistent with CLIA requirements. It has not been cleared or approved by the US Food and Drug Administration. | 814088147981479 (if appropriate for government payers)88233-Tissue culture, skin, solid tissue biopsy (if appropriate)88240-Cryopreservation (if appropriate)88235-Amniotic fluid culture (if appropriate)81265-Maternal cell contamination (if appropriate) | VWF and GP1BA Genes, Full Gene NGS | 105337-0 | 619214 | Released By | 18771-6
VWACT | von Willebrand Factor Activity, Plasma | Diagnosis of vonWillebrand disease (VWD)and differentiation of VWD subtypes or differentiation of VWD from hemophilia A Monitoring therapeutic efficacy of treatment with DDAVP (desmopressin) or VWF concentrates in patients with VWD | Latex Immunoassay | Yes | von Willebrand Factor Activity, P | If von Willebrand factor activity is less than 55%, then the von Willebrand factor ristocetin cofactor activity assay will be performed at an additional charge. | Specimen Type:Platelet-poor plasma Collection Container/Tube:Light-blue top (3.2% sodium citrate) Submission Container/Tube:Plastic vial (polypropylene preferred) Specimen Volume:2 mL in 2 vials each containing 1 mL Collection Instructions: 1. Specimen must be collected prior to factor replacement therapy. 2. For complete instructions, seeCoagulation Guidelines for Specimen Handling and Processing. 3. Centrifuge, transfer all plasma into a polypropylene vial, and centrifuge plasma again. 4. Aliquot plasma (1-2 mL per aliquot) into 2 separate polypropylene vials leaving 0.25 mL in the bottom of centrifuged vial. 5. Freeze plasma immediately (no longer than 4 hours after collection) at -20 degrees C or, ideally, < or =-40 degrees C. 6. Send specimens in the same shipping container. Additional Information: 1. Double-centrifuged specimen is critical for accurate results as platelet contamination may cause spurious results. 2. Each coagulation assay requested should have its own vial. | 0.5 mL | von Willebrand factor (VWF) is a multimeric adhesive glycoprotein that is important for platelet-platelet and platelet-vessel hemostatic interactions. In addition, plasma VWF serves as a carrier protein for coagulation factor VIII, stabilizing its procoagulant activity. VWF circulates in the blood in 2 distinct compartments; plasma VWF mainly reflects VWF synthesis and release from vascular endothelial cells and platelet VWF (about 10% of the blood VWF) reflects VWF synthesis by bone marrow megakaryocytes with storage primarily in the alpha granules of circulating platelets. VWF antigen measurement assesses the mass of plasma VWF protein but does not reflect VWF functions or platelet VWF. The major function of VWF (mediating platelet-platelet or platelet-vessel interaction) is most commonly assessed by measurement of plasma ristocetin cofactor activity. Patients with congenital severe type 3 von Willebrand disease (VWD) have markedly decreased or immeasurably low VWF antigen in the plasma (and in the platelets), and plasma VWF activity is very low or nondetectable. Patients with types 2A and 2B variants of VWD (with abnormal plasma VWF function and multimeric structure) may have normal or decreased plasma VWF antigen but typically have decreased plasma VWF activity and decreased higher molecular weight VWF multimers in the plasma. Patients with type 2M or type 2N VWD have normal levels of antigen, but either decreased VWF activity not caused by absence of higher molecular weight VWF multimers (type 2M VWD) or decreased factor VIII coagulant activity (type 2N VWD). Patients with type 1 VWD (with decreased but normally functioning plasma VWF) have concordantly decreased plasma VWF antigen and activity. Patients with acquired von Willebrand syndrome may have either normal or decreased plasma VWF antigen and decreased VWF activity. Note:VWF activity measurement is most effective when it is combined with measurement of von Willebrand factor: VWF antigen and factor VIII coagulant activity, preferably as a panel of tests with reflexive testing and interpretive reporting (eg, AVWPR / von Willebrand Disease Profile, Plasma). | 55-200% Normal, full-term newborn infants may have mildly increased levels which reach adult levels by 90 days postnatal. Healthy, premature infants (30-36 weeks gestation) may have increased levels that reach adult levels by 180 days. Note:Individuals of blood group "O" may have lower plasma von Willebrand factor (VWF) activity than those of other ABO blood groups, such that apparently normal individuals of blood group "O" may have plasma VWF activity as low as 40% to 50%, whereas the lower limit of the reference range for individuals of other blood groups may be 60% to 70%. | von Willebrand factor (VWF)activity is reduced in parallel with VWFantigen invon Willebrand disease (VWD), except in types 2A, 2B, and 2M, and some cases ofacquired von Willebrand syndrome (AVWS)in which the VWF activityis disproportionately decreased relative to the level of VWF antigen. The VWF activity may be decreased in congenitalVWD or AVWS that may be associated with are variety of disorders including monoclonal gammopathies, lymphoproliferative disorders, autoimmune disorders, hypothyroidism, severe aortic stenosis, left ventricular assist device, and arteriovenous malformation. The VWF activity may be increased in associationwith pregnancy or estrogen use (including oral contraceptives), acute (acute-phase reactant) or chronic inflammation, exercise or stress, liver disease, vasculitis, and thrombotic thrombocytopenic purpura/hemolytic uremic syndrome (TTP/HUS). Such increasesin VWF activity may obscure the laboratory diagnosis of mild VWD. | Measurement of von Willebrand factor (VWF) activity alone has limited diagnostic value. The diagnosis of von Willebrand disease requires a combination of clinical and laboratory information. VWF activity assay results generally must be used together with assays of VWF antigen and factor VIII coagulant activity for optimum clinical utility and diagnostic efficiency. Results may be affected by: -Unfractionated heparin >4.0 U/mL;may cause an overestimation of the test result -Hemoglobin >70 mg/dL;may cause the result to be underestimated -Bilirubin >4.2 mg/dL;may cause the result to be underestimated -Triglycerides >1020 mg/dL;may cause the result to be underestimated -Rheumatoid factor >200 IU/mL;may cause an overestimation of the test result Specimens from patients who have received preparation of mouse monoclonal antibody for diagnosis or therapy may contain human antimouse antibody (HAMA). The presence of HAMA may cause an overestimation of results in immunoassays that utilize mouse monoclonal antibodies. This assay contains a blocking agent against HAMA to minimize this interference. | 1. Montgomery RR. Structure and function of von Willebrand factor. In: Colman RW, Hirsh J, Marder VJ, et al, eds. Hemostasis and Thrombosis: Basic Principles and Clinical Practice. 4th ed. Lippincott Williams and Wilkins; 2001:249-274 2. Sadler JE, Lillicrap DL. von Willebrand disease: diagnosis, classification, and treatment. In: Marder VJ, Aird WC, Bennett JS, Schulman S, White II GC, eds. Hemostasis and Thrombosis: Basic Principles and Clinical Practice. 6th ed. Lippincott Williams and Wilkins; 2013:670-683 3. Favaloro EJ and Lippi G. eds. Hemostasis and Thrombosis, Methods and Protocols. 1st ed. Humana Press; 2017 4. Salem RO, Van Cott EM. A new automated screening assay for the diagnosis of von Willebrand Disease. Am J Clin Pathol. 2007;127(5):730-735 5. Favaloro EJ, Lippi G, eds. Hemostasis and Thrombosis: Methods and Protocols. Humana Press; 2017. | This is a latex particle-enhanced immunoassay to quantify von Willebrand factor (VWF) activity in plasma. The activity of VWF is determined by measuring the increase of turbidity produced by the agglutination of the latex reagent. A specific anti-VWF monoclonal antibody adsorbed onto the latex reagent, directed against the platelet-binding site of VWF (glycoprotein Ib receptor), reacts with the VWF of patient plasma. The degree of agglutination is directly proportional to the activity of VWF in the sample and is determined by measuring the decrease of transmitted light caused by the aggregates.(Package insert: HemosIL von Willebrand Factor Activity. Instrumentation Laboratory Company; 12/2020) | 1 to 3 days | 7 days | This test has been modified from the manufacturer's instructions. Its performance characteristics were determined by Mayo Clinic in a manner consistent with CLIA requirements. This test has not been cleared or approved by the US Food and Drug Administration. | 85397 | von Willebrand Factor Activity, P | 68324-3 | VWACT | von Willebrand Factor Activity, P | 68324-3
VWAG | von Willebrand Factor Antigen, Plasma | Diagnosis of von Willebrand disease (VWD) and differentiation of VWD subtype (in conjunction with von Willebrand factor ristocetin cofactor activity and factor VIII coagulant activity) Differentiation of VWD from hemophilia A (in conjunction with factor VIII coagulant assay) Monitoring therapeutic efficacy of treatment with DDAVP (desmopressin) or von Willebrand factor concentrates in patients with VWD | Latex Immunoassay (LIA) | Yes | von Willebrand Factor Ag, P | Plasma Na Cit | Specimen Type:Platelet-poor plasma Collection Container/Tube:Light-blue top (3.2% sodium citrate) Submission Container/Tube:Plastic vial Specimen Volume:1 mL Collection Instructions: 1. For complete instructions, seeCoagulation Guidelines for Specimen Handling and Processing. 2. Centrifuge, transfer all plasma into a plastic vial, and centrifuge plasma again. 3. Aliquot plasma into a plastic vial, leaving 0.25 mL in the bottom of centrifuged vial. 4. Freeze plasma immediately (no longer than 4 hours after collection) at -20 degrees C or, ideally, less than or equal to -40 degrees C. Additional Information: 1. Double-centrifuged specimen is critical for accurate results as platelet contamination may cause spurious results. 2. Each coagulation assay requested should have its own vial. | 0.5 mL | von Willebrand factor (VWF) is a multimeric adhesive glycoprotein that is important for platelet-platelet and platelet-vessel hemostatic interactions. In addition, plasma VWF serves as a carrier protein for coagulation factor VIII, stabilizing its procoagulant activity. VWF circulates in the blood in 2 distinct compartments; plasma VWF mainly reflects VWF synthesis and release from vascular endothelial cells and platelet VWF (about 10% of the blood VWF) reflects VWF synthesis by bone marrow megakaryocytes with storage primarily in the alpha granules of circulating platelets. VWF antigen measurement assesses the mass of plasma VWF protein but does not reflect VWF functions or platelet VWF. The major function of VWF (mediating platelet-platelet or platelet-vessel interaction) is most commonly assessed by measurement of plasma ristocetin cofactor activity. Decreased VWF antigen may be seen in: -Congenital von Willebrand disease -Acquired von Willebrand disease that may be associated with monoclonal gammopathies, lymphoproliferative disorders, autoimmune disorders, and hypothyroidism Increased VWF antigen may be seen in association with: -Pregnancy and/or estrogen use -Inflammation (acute-phase reactant) -Exercise or stress -Liver disease -Vasculitis -Thrombotic thrombocytopenic purpura/hemolytic uremic syndrome Note:VWF antigen measurement is most effective when it is combined with measurement of VWF ristocetin cofactor activity and factor VIII coagulant activity, preferably as a panel of tests with reflexive testing and interpretive reporting. Within this context, VWF antigen measurement can be useful for: -Diagnosis of von Willebrand disease (VWD) and differentiation of VWD subtype -Differentiation of VWD from hemophilia A (in conjunction with factor VIII coagulant assay) | 55-200% Note:Individuals of blood group "O" may have lower plasma von Willebrand factor (VWF) antigen than those of other ABO blood groups, such that apparently normal individuals of blood group "O" may have plasma VWF antigen as low as 40% to 50%, whereas the lower limit of the reference range for individuals of other blood groups may be 60% to 70%. Children: Neonates, infants, and children have normal or mildly increased plasma VWF antigen, with respect to the adult reference range. | Patients with congenital severe type III von Willebrand disease (VWD) have a markedly decreased or undetectable level ofvon Willebrand factor (VWF) antigen in the plasma (and in the platelets), in addition to a plasma ristocetin cofactor activity that is either very low or not detectable. Patients with types IIA and IIB variants of VWF (with abnormal plasma VWF function and multimeric structure) may have normal or decreased plasma VWF antigen. However, they typically have decreased plasma ristocetincofactor activity, along with decreased higher molecular-weight VWF multimersin the plasma. Patients with types IIM or IIN VWD have normal levels of VWF antigen. In spite of this, they either have decreased vWF ristocetin cofactor activity, not caused byabsence of higher molecular weight vWF multimers (type IIM VWD),or decreased factor VIII coagulant activity (type IIN VWD) Patients with type I VWD (with decreased but normally functioning plasma VWF) have concordantly decreased plasma VWF antigen and ristocetin cofactor activity. Patients with acquired VWD may have either normal or decreased plasma VWF antigen. | Lipemic specimens may lead to an underestimation of the von Willebrand factor (VWF) level. The presence of rheumatoid factor may lead to an overestimation of the VWF level. VWF is an acute-phase reactant and may be elevated above baseline in association with a variety of conditions including inflammation, stress, exercise, liverdisease, pregnancy, or estrogen therapy. Baseline VWF levelsalso increase with aging. These conditions may obscure diagnosisof the milder forms ofvon Willebrand disease(VWD). Repeat testing may be indicated. Low normal levels of VWF antigen do not exclude possible diagnosis of VWD. Borderline low or slightly decreased levels of VWF antigen may be observed in clinically normal individuals of blood group "O." | 1. Sadler JE, Lillicrap DL. von Willebrand disease: Diagnosis, classification, and treatment. In: Marder VJ, Aird WC, Bennett JS, Schulman S, White II GC, eds. Hemostasis and Thrombosis: Basic Principles and Clinical Practice. 6th ed. Lippincott Williams and Wilkins; 2013:670-683 2. Favaloro EJ and Lippi G eds. Hemostasis and Thrombosis, Methods and Protocols. 1st ed. Humana Press; 2017 3. Triplett DA. Laboratory diagnosis of von Willebrand's disease. Mayo Clin Proc. 1991;66(12):832-840 4. Favaloro EJ, Lippi G, eds. Hemostasis and Thrombosis: Methods and Protocols. Humana Press; 2017 | This assay is performed using the HemosIL von Willebrand Factor Antigen kit on the Instrumentation Laboratory ACL TOP. This is a latex immunoassay method using microlatex particles coated with specific rabbit-polyclonal antibody directed against von Willebrand factor (VWF). In the presence of VWF antigen, antibody-coated latex particles agglutinate to form aggregates of diameters greater than the wavelength of the light passing through the sample and more light is absorbed as aggregation increases. The increase in absorption is proportional to the concentration of VWF antigen present in the sample.(Veyradier A, Fressinaud E, Sigaud M, et al. A new automated method for von Willebrand factor antigen measurement using latex particles. Thromb Haemost. 1999;81:320-321) | 1 to 3 days | 7 days | This test has been modified from the manufacturer's instructions. Its performance characteristics were determined by Mayo Clinic in a manner consistent with CLIA requirements. This test has not been cleared or approved by the US Food and Drug Administration. | 85246 | von Willebrand Factor Ag, P | 27816-8 | VWAG | von Willebrand Factor Ag, P | 27816-8
VWFMP | von Willebrand Factor Multimer Analysis, Plasma | As a reflex component of several coagulation consultation unit codes, when indicated When results of complementary laboratory tests are abnormally low or discordant (eg, F8A / Coagulation Factor VIII Activity Assay, Plasma; VWACT / von Willebrand Factor Activity, Plasma; and VWAG / von Willebrand Factor Antigen, Plasma) To subtype von Willebrand disease (VWD) (primarily identify variants of type 2 VWD) As an aid in determining appropriate treatment | Only orderable as part of a coagulation reflex. For more information see: ALUPP / Lupus Anticoagulant Profile, Plasma ALBLD / Bleeding Diathesis Profile, Limited, Plasma ACBL / Bleeding Diathesis Profile, Comprehensive, Plasma AVWPR / von Willebrand Disease Profile, Plasma Agarose Gel Electrophoresis | Yes | von Willebrand Factor Multimer, P | Plasma Na Cit | Only orderable as part of a coagulation reflex. For more information see: ALUPP / Lupus Anticoagulant Profile, Plasma ALBLD / Bleeding Diathesis Profile, Limited, Plasma AVWPR / von Willebrand Disease Profile, Plasma For more information seeCoagulation Guidelines for Specimen Handling and Processing. |  | von Willebrand factor (VWF) is a large multimeric plasma glycoprotein that has essential roles in primary hemostasis. Wild-type VWF molecules are series of multimers varying in size from dimers to multimers over 40 subunits (>10-million Daltons). The largest multimers provide multiple binding sites that can interact with both platelet receptors and subendothelial matrix sites of injury and are the most hemostatically active form of VWF. The biological functions of VWF are as follows: 1. VWF is a ligand and mediates platelet adhesion to the subendothelial collagen at the site of vessel wall injury by binding to the platelet receptor glycoprotein (GP)-Ib, V, IX complex and subendothelial collagen. 2. VWF binds and stabilizes procoagulant factor VIII in the circulation. 3. Under conditions of high shear, VWF also mediates platelet-platelet cohesion by binding to the platelet receptor GP-IIb/IIIa (integrin alpha IIb beta3) von Willebrand disease (VWD) is the most common hereditary bleeding disorder that is caused by quantitative or qualitative VWF defect. VWD manifests clinically as easy bruising, mucocutaneous bleeding (eg, epistaxis, menorrhagia), and bleeding after trauma or surgery. VWD has been classified into 3 major types: -Type 1, typically an autosomal dominant disease, is the most common, accounting for approximately 70% of VWD patients. It represents a quantitative deficiency of VWF of variable severity. -Type 2, which is usually an autosomal dominant disease, is characterized by several qualitative abnormalities of VWF. Four subtypes have been identified: 2A, 2B, 2M, and 2N. -Type 3, an autosomal recessive disorder, leads to severe disease with virtually undetectable levels of VWF, as well as very low levels of factor VIII. Acquired von Willebrand syndrome (AVWS) is associated with a number of different disease states and is caused by several different pathophysiological mechanisms, including antibody formation, proteolysis, binding to tumor cells with increased clearance, and decreased synthesis. AVWS is most frequently described in patients with dysproteinemias (including monoclonal gammopathy of undetermined significance [MGUS], multiple myeloma, and macroglobulinemia), lymphoproliferative disorders, myeloproliferative disorders (eg, essential thrombocythemia), autoimmune diseases (eg, systemic lupus erythematosus), high-shear stress cardiovascular conditions such as severe aortic stenosis, gastrointestinal angiodysplasia, and hypothyroidism. | Only orderable as part of a coagulation reflex. For more information see: ALUPP / Lupus Anticoagulant Profile, Plasma ALBLD / Bleeding Diathesis Profile, Limited, Plasma AVWPR / von Willebrand Disease Profile, Plasma An interpretive report will be provided. | The plasma von Willebrand factor (VWF) multimer analysis is a qualitative visual assessment of the size spectrum and the banding pattern of vWF multimers. This test is used to identify variants of type 2 von Willebrand disease (VWD) that have fewer of the largest multimers, have unusually large multimers, or have qualitatively abnormal "bands" that indicate an abnormal vWF structure. | Von Willebrand factor (vWF) multimer analysis is not useful if: The following tests are normal: -F8A / Coagulation Factor VIII Activity Assay, Plasma -RIST / Ristocetin Cofactor, Plasma -VWACT / von Willebrand Factor Activity, Plasma -VWAG / von Willebrand Factor Antigen, Plasma Or when: -The vWF ristocetin cofactor:vWF antigen ratio is greater than or equal to0.7 -The vWF activity:vWF antigen ratio is greater than or equal to 0.8 | 1. Budde U, Schneppenheim R. von Willebrand Factor and von Willebrand Disease. Rev Clin Exp Hematol. 2001;5(4):335-368 2. Ruggeri ZM. Structure and function of von Willebrand Factor: Relationship to von Willebrand's disease. Mayo Clinic Proc. 1991;66(8):847-861 3. Sadler JE. A revised classification of von Willebrand Disease. Thromb Haemost. 1994;71(4):520-525 4. Laffan M, Brown SA, Collins PW, et al. The diagnosis of von Willebrand disease: a guideline from the UK Haemophilia Centre Doctors Organization. Haemophilia. 2004;10(3):199-217 5. Mannucci PM. Treatment of von Willebrand's Disease. N Engl J Med 2004;351(7):683-694 6. Pruthi RK, Daniels TM, Heit JA, et al. Plasma von Willebrand factor multimer quantitative analysis by in-gel immunostaining and infrared fluorescent imaging. Thrombo Res. 2010;126(6):543-549 7. Favaloro EJ and Lippi G. eds. Hemostasis and Thrombosis, Methods and Protocols. Humana Press 2017 | Platelet-poor plasma proteins are denatured using heat and an anionic detergent, sodium dodecyl sulfate. The sample is then electrophoresed through a discontinuous agarose gel on a cooled horizontal electrophoresis unit overnight to separate the von Willebrand factor(VWF) multimers by size. The gel is fixed in acid and isopropanol, washed in water, and incubated with dilute rabbit antihuman VWF.After washing away unbound antibody, the gel is incubated with dilute goat antirabbit IgG antibody tagged with an infrared dye. Excess secondary antibody is washed away, and the gel is scanned using an infrared imaging system. The digitized imageof the electrophoretic distribution of the VWF multimers isinterpreted by a coagulation consultant and a written report is provided.(Ruggeri ZM, Zimmerman TS: Variant von Willebrand's disease. Characterization of two subtypes by analysis of multimeric composition of FVIII/vWF in plasma andplatelets. J Clin Invest 1980;65:1318-1325; Favaloro EJ and Lippi G. eds. Hemostasis and Thrombosis, Methods and Protocols. Humana Press 2017) | 7 to 14 days | 21 days | This test was developed and its performance characteristics determined by Mayo Clinic in a manner consistent with CLIA requirements. It has not been cleared or approved by the US Food and Drug Administration. | 85247 | von Willebrand Factor Multimer, P | 32217-2 | 604412 | VWF Multimer Interpretation | 48595-3
VWFMS | von Willebrand Factor Multimer Analysis, Plasma | Resolving discrepancies when results of complementary laboratory tests (eg, F8A / Coagulation Factor VIII Activity Assay, Plasma; VWACT / von Willebrand Factor Activity, Plasma; and VWAG / von Willebrand Factor Antigen, Plasma) are abnormally low or discordant Subtyping von Willebrand disease (VWD) (primarily identify variants of type 2 VWD) Aiding in determining appropriate treatment Identifying variants of type 2 VWD that have fewer of the largest multimers, have unusually large multimers, or have qualitatively abnormal "bands" that indicate an abnormalvon Willebrand factorstructure | Agarose Gel Electrophoresis/Infrared Dye-Labeled Antibody Detection | Yes | von Willebrand Factor Multimer, P | Plasma Na Cit | Specimen Type:Platelet-poor plasma Patient Preparation: 1.Fasting is preferred. 2. Specimen should be collected prior to coagulation factor replacement therapy. Collection Container/Tube:Light-blue top (3.2% sodium citrate) Submission Container/Tube:Plastic vial Specimen Volume:1 mL Collection Instructions: 1. For complete instructions, seeCoagulation Guidelines for Specimen Handling and Processing. 2. Centrifuge, transfer all plasma into a plastic vial, and centrifuge plasma again. 3. Aliquot plasma into a plastic vial leaving 0.25 mL in the bottom of centrifuged vial. 4. Freeze plasma immediately (no longer than 4 hours after collection) at -20 degrees C or, ideally, -40 degrees C or below. Additional Information: 1. Double-centrifuged specimen is critical for accurate results as platelet contamination may cause spurious results. 2. Each coagulation assay requested should have its own vial. | 0.5 mL | von Willebrand factor (VWF) is a large multimeric plasma glycoprotein that has essential roles in primary hemostasis. Wild-type VWF molecules are series of multimers varying in size from dimers to multimers over 40 subunits (>10 million Da). The largest multimers provide multiple binding sites that can interact with both platelet receptors and subendothelial matrix sites of injury and are the most hemostatically active form of VWF. The biological functions of VWF are as follows: 1. VWF is a ligand and mediates platelet adhesion to the subendothelial collagen at the site of vessel wall injury by binding to the platelet receptor glycoprotein (GP)-Ib, V, IX complex, and subendothelial collagen 2. VWF binds and stabilizes procoagulant factor VIII in the circulation 3. Under conditions of high shear, VWF also mediates platelet-platelet cohesion by binding to the platelet receptor GP-IIb/IIIa (integrin alpha IIb beta3) von Willebrand disease (VWD) is the most common hereditary bleeding disorder that is caused by quantitative or qualitative VWF defect. VWD manifests clinically as easy bruising, mucocutaneous bleeding (eg, epistaxis, menorrhagia), and bleeding after trauma or surgery. VWD has been classified into 3 major types: -Type 1, typically an autosomal dominant disease, is the most common, accounting for approximately 70% of VWD patients. It represents a quantitative deficiency of VWF of variable severity. -Type 2, which is usually an autosomal dominant disease, is characterized by several qualitative abnormalities of VWF. Four subtypes have been identified: 2A, 2B, 2M, and 2N. -Type 3, an autosomal recessive disorder, leads to severe disease with virtually undetectable levels of VWF, as well as very low levels of factor VIII. Acquired von Willebrand syndrome (AVWS) is associated with a number of different disease states and is caused by several different pathophysiological mechanisms, including antibody formation, proteolysis, binding to tumor cells with increased clearance, and decreased synthesis. AVWS is most frequently described in patients with dysproteinemias (including monoclonal gammopathy of undetermined significance, multiple myeloma, and macroglobulinemia), lymphoproliferative disorders, myeloproliferative disorders (eg, essential thrombocythemia), autoimmune diseases (eg, systemic lupus erythematosus), high-shear stress cardiovascular conditions such as severe aortic stenosis, gastrointestinal angiodysplasia, and hypothyroidism. | An interpretive report will be provided. | The plasma von Willebrand factor (VWF) multimer analysis is a qualitative visual assessment of the size spectrum and the banding pattern of VWF multimers. | Von Willebrand factor (VWF) multimer analysis is not useful if the following tests are normal: -F8A / Coagulation Factor VIII Activity Assay, Plasma -RIST / Ristocetin Cofactor, Plasma -VWACT / von Willebrand Factor Activity, Plasma -VWAG / von Willebrand Factor Antigen, Plasma Or when: -The VWF ristocetin cofactor:vWF antigen ratio is greater than or equal to 0.7 -The vWF activity:vWF antigen ratio is greater than or equal to 0.8 | 1. Budde U, Schneppenheim R. von Willebrand Factor and von Willebrand Disease. Rev Clin Exp Hematol. 2001 Dec;5.(4):335-368 2. Ruggeri ZM. Structure and function of von Willebrand factor: Relationship to von Willebrand's disease. Mayo Clinic Proc. 1991;66(8):847-861 3. Sadler JE. A revised classification of von Willebrand disease. Thromb Haemost. 1994;71:520-525 4. Laffan M, Brown SA, Collins PW, et al. The diagnosis of von Willebrand disease: a guideline from the UK Haemophilia Centre Doctors Organization. Haemophilia. 2004;10(3):199-217 5. Mannucci PM. Treatment of von Willebrand's disease. N Engl J Med. 2004;351(7):683-694 6. Pruthi RKl, Daniels TM, Heit JA, et al. Plasma von Willebrand factor multimer quantitative analysis by in-gel immunostaining and infrared fluorescent imaging. Thromb Res. 2010;126(6):543-549 7. Ng C, Motto DG, Di Paola J. Diagnostic approach to von Willebrand disease. Blood. 2015;125(13):2029-2037 | Platelet-poor plasma proteins are denatured using heat and an anionic detergent, sodium dodecyl sulfate. The sample is then electrophoresed through a discontinuous agarose gel on a cooled horizontal electrophoresis unit overnight to separate the von Willebrand factor (VWF) multimers by size. The gel is fixed in acid and isopropanol, washed in water, and incubated with dilute rabbit-antihuman VWF. After washing away unbound antibody, the gel is incubated with dilute goat-antirabbit IgG antibody tagged with an infrared dye. Excess secondary antibody is washed away, and the gel is scanned using an infrared imaging system. The digitized image of the electrophoretic distribution of the VWF multimers is interpreted by a coagulation consultant and a written report is provided.(Favaloro EJ, Koutts J: Diagnosis of von Willebrand disease. In: Kottke-Marchant K, ed. Laboratory Hematology Practice. Wiley Blackwell; 2012:447-459; Favaloro EJ and Lippi G. eds. Hemostasis and Thrombosis, Methods and Protocols. Humana Press 2017) | 7 to 14 days | 21 days | This test was developed and its performance characteristics determined by Mayo Clinic in a manner consistent with CLIA requirements. It has not been cleared or approved by the US Food and Drug Administration. | 85247 | von Willebrand Factor Multimer, P | 48595-3 | 603855 | VWF Multimer Interpretation | 48595-3
FVOST | Voriconazole Susceptibility Testing |  | CLSI Broth dilution | No | Voriconazole Susceptibility Testing | Varies | Container/Tube:Agar slant or other appropriate media Specimen volume:Organism in pure culture Complete and submit with specimen: 1.Fungus Testing Lab request form Collection Instructions: 1. Organism must be in pure culture, actively growing. 2. Place specimen in a large infectious container (T146) and label as etiologic agent/infectious substance. | [7 empty] | 7 to 21 days |  |  | 87999-Unlisted Microbiology Procedure (Refer to patient report to apply the appropriate CPT code in place of this unlisted CPT code based on specimen organism.)87188 x 4 for mould MIC microdilution or agar dilution (if appropriate)87186 x 4 for yeast MIC microdilution or agar dilution (if appropriate) | Voriconazole Susceptibility Testing | Not Provided | FVOST | Voriconazole Susceptibility Testing | Not Provided
VORI | Voriconazole, Serum | Monitoring trough levels of voriconazole is suggested for: -Individuals with reduced liver function -Individuals with cytochrome P450 (CYP) 2C19 alterations associated with poor metabolic function -Patients taking other medications that affect CYP2C19 activity -Patients experiencing potential toxicity Monitoring trough levels may be reasonable in patients who are not responding optimally or have drug interactions that may decrease voriconazole levels or to ensure adequate oral absorption | Liquid Chromatography Tandem Mass Spectrometry (LC-MS/MS) | Yes | Voriconazole, S | Serum Red | Collection Container/Tube:Red top (serum gel/SSTnotacceptable) Submission Container/Tube:Plastic vial Specimen Volume:2 mL Collection Instructions:Centrifuge and aliquot serum into plastic vial within 2 hours of collection. | 0.6 mL | Voriconazole (Vfend) is an antifungal agent approved for treatment of invasive aspergillosis and candidemia/candidiasis, as well as for salvage therapy for infections in patients refractory to, or intolerant of, other antifungal therapy. The drug inhibits the fungal enzyme 14a-sterol demethylase, a critical step in ergosterol biosynthesis. Voriconazole is metabolized in the liver primarily by cytochrome P450 (CYP) 2C19 with CYP2C9 and CYP3A4 having limited roles. The primary metabolite is voriconazole N-oxide, which has no antifungal activity. Drug clearance is primarily dependent on hepatic metabolism. The pharmacokinetics of voriconazole is highly variable and nonlinear, which results in an increased dose leading to a greater than proportional increase in serum concentration. The bioavailability of oral voriconazole is greater than 95%. Approximately 60% of the drug in serum is protein bound. Voriconazole has a volume of distribution of 4.6 L/kg. Most (80%) of the drug is excreted in the urine, exclusively as metabolites. Adverse effects of voriconazole include visual disturbances, skin rashes, and elevated liver enzyme levels. | 1.0-5.5 mcg/mL Trough level (ie, immediately before next dose) monitoring is recommended. | Trough levels above 6 mcg/mL (and especially >10 mcg/mL) have beenassociated with toxicity in several reports. Trough levels below 1 mcg/mLhave been associated with suboptimalresponse in several reports. | Voriconazole metabolism may be altered by coadministration of drugs that metabolically induce or inhibit cytochrome P450 2C19 or by genetic alterations that affect enzyme activity. | 1. Andes D, Pascual A, Marchetti O: Antifungal therapeutic drug monitoring: established and emerging indications. Antimicrob Agents Chemother. 2009 Jan;53(1):24-34. doi: 10.1128/AAC.00705-08 2. Hope WW, Billaud EM, Lestner J, Denning DW: Therapeutic drug monitoring for triazoles. Curr Opin Infect Dis. 2008 Dec;21(6):580-586. doi: 10.1097/QCO.0b013e3283184611 3. Wilson JW, Estes LL, eds: Mayo Clinic Antimicrobial Therapy. 2nd ed. Oxford University Press; 2011 4. Donnelly JP, De Pauw BE: Voriconazole-a new therapeutic agent with an extended spectrum of antifungal activity. Clin Microbiol Infect. 2004 Mar;10:107-117 5. Physicians Desk Reference, (PDR) 60th edition. Medical Economics Company, 2006 update to 2008 6. Brunton LL, ed: Goodman and Gilman's The Pharmacological Basis of Therapeutics. 11th ed. McGraw-Hill Book Company; 2006 7. Luong ML, Al-Dabbagh M, Groll AH, et al: Utility of voriconazole therapeutic drug monitoring: a meta-analysis. J Antimicrob Chemother. 2016 Jul;71(7):1786-1799. doi: 10.1093/jac/dkw099 | The serum sample is diluted in an acetonitrile internal standard. The protein precipitate is centrifuged and a portion of the supernatant is diluted with mobile phase 1 for detection by a tandem mass spectrometer.(Unpublished Mayo method) | Same day/1 to 2 days | 2 weeks | This test was developed and its performance characteristics determined by Mayo Clinic in a manner consistent with CLIA requirements. It has not been cleared or approved by the US Food and Drug Administration. | 80285 | Voriconazole, S | 38370-3 | 88698 | Voriconazole, S | 38370-3
FWALP | Wall Eyed Pike (Sander vitreus)(Stizostedium vitreum) IgE |  | ImmunoCAP FEIA | Yes | Wall-Eyed Pike IgE | Serum | Specimen Type:Serum Container/Tube:Red Top Specimen Volume:0.5 mL Collection Instructions:Draw blood in a plain red-top tube(s), serum gel tube(s) is acceptable. Spin down and send 0.5 mL of serum refrigerated in a plastic vial. | 0.5 mL |  | <0.35 kU/L | Class IgE (kU/L) Comment 0 <0.10 Negative 0/1 0.10-0.34 Equivocal 1 0.35-0.69 Low Positive 2 0.70-3.49 Moderate Positive 3 3.50-17.49 High Positive 4 17.50-49.99 Very High Positive 5 50.00-99.99 Very High Positive 6 >99.99 Very High Positive |  |  |  | 3 to 6 days |  | This test was developed and its performance characteristics determined by Eurofins Viracor . It has not been cleared or approved by the U.S. Food and Drug Administration. | 86003 | Wall-Eyed Pike IgE | 7761-0 | Z3121 | Class | 102796-0
FWCR1 | Walnut Component rJug r 1 |  | ImmunoCAP FEIA | Yes | Walnut Component rJug r 1 | Serum | Specimen Type: Serum Container/Tube: Red or SST Specimen Volume: 0.5 mL Collection Instructions: Draw blood in a plain red-top tube(s), serum gel tube is acceptable. Spin down and send 0.5 mL of serum refrigerated in a plastic vial. | 0.5 mL |  | <0.10 kU/L | Class IgE (kU/L) Comment 0 <0.10 Negative 0/1 0.10 - 0.34 Equivocal/Borderline 1 0.35 - 0.69 Low Positive 2 0.70 - 3.49 Moderate Positive 3 3.50 - 17.49 High Positive 4 17.50 - 49.99 Very High Positive 5 50.00 - 99.99 Very High Positive 6 >99.99 Very High Positive |  |  | The ImmunoCAP FEIA method uses as the solid phase a flexible, hydrophobic cellulosic polymer to which allergen has been covalently linked. The advantage of this system is that it has a very high antigen binding capacity when compared to other systems and it has minimal non-specific binding with high total IgE. |  |  | This test was developed and its performance characteristics determined by Viracor Eurofins. It has not been cleared or approved by the U.S. Food and Drug Administration. | 86008 | Walnut Component rJug r 1 | 81790-8 | Z5655 | Class | 103119-4
FFWNC | Walnut Component rJug r 3 |  | ImmunoCAP FEIA | Yes | Walnut Component rJug r 3 | Serum | Specimen Type: Serum Container/Tube: Red or SST Specimen Volume: 0.5 mL Collection Instructions: Draw blood in a plain red-top tube(s), serum gel tube is acceptable. Spin down and send 0.5 mL of serum refrigerated in a plastic vial. | 0.5 mL |  | <0.10 kU/L | Class IgE (kU/L) Comment 0 <0.10 Negative 0/1 0.10 - 0.34 Equivocal/Borderline 1 0.35 - 0.69 Low Positive 2 0.70 - 3.49 Moderate Positive 3 3.50 - 17.49 High Positive 4 17.50 - 49.99 Very High Positive 5 50.00 - 99.99 Very High Positive 6 >99.99 Very High Positive |  |  | The ImmunoCAP FEIA method uses as the solid phase a flexible, hydrophobic cellulosic polymer to which allergen has been covalently linked. The advantage of this system is that it has a very high antigen binding capacity when compared to other systems and it has minimal non-specific binding with high total IgE. |  |  | This testhas been cleared or approved for diagnostic use by the U.S. Food and Drug Administration. | 86008 | Walnut Component rJug r 3 | 81789-0 | Z5675 | Class | 103118-6
FWALG | Walnut Food (Juglans spp) IgG |  | Enzyme Immunoassay (FEIA) | No | Walnut Food (Juglans spp) IgG | Serum | Draw blood in a plain red-top tube(s), serum gel tube(s) is acceptable. Spin down and send 0.5 mL of serum refrigerated in a plastic vial. | 0.5 mL |  | Reference ranges have not been established for food-specific IgG tests. The clinical utility of food-specific IgG tests has not been established. These tests can be used in special clinical situations to select foods for evaluation by diet elimination and challenge in patients who have food-related complaints. It should be recognized that the presence of food-specific IgG alone cannot be taken as evidence of food allergy and only indicates immunologic sensitization by the food allergen in question. This test should only be ordered by physicians who recognize the limitations of the test. |  |  |  |  | 3 to 7 days |  | This test was developed and its performance characteristics determined by Viracor Eurofins. It has not been cleared or approved by the U.S. Food and Drug Administration. | 86001 | Walnut Food (Juglans spp) IgG | 63120-0 | FWALG | Walnut Food (Juglans spp) IgG | 63120-0
WALN | Walnut Tree, IgE, Serum | Establishing a diagnosis of an allergy to walnut tree Defining the allergen responsible for eliciting signs and symptoms Identifying allergens: -Responsible for allergic response and/or anaphylactic episode -To confirm sensitization prior to beginning immunotherapy -To investigate the specificity of allergic reactions to insect venom allergens, drugs, or chemical allergens | Fluorescence Enzyme Immunoassay (FEIA) | Yes | Walnut Tree, IgE | Serum | Collection Container/Tube: Preferred:Serum gel Acceptable:Red top Submission Container/Tube:Plastic vial Specimen Volume:0.5 mL for every 5 allergens requested Collection Instructions:Centrifuge and aliquot serum into a plastic vial. | For 1 allergen: 0.3 mL For more than 1 allergen: (0.05 mL x number of allergens) + 0.25 mL deadspace | Clinical manifestations of immediate hypersensitivity (allergic) diseases are caused by the release of proinflammatory mediators (histamine, leukotrienes, and prostaglandins) from IgE-sensitized effector cells (mast cells and basophils) when cell-bound IgE antibodies interact with an allergen. In vitro serum testing for IgE antibodies provides an indication of the immune response to allergens that may be associated with allergic disease. The allergens chosen for testing often depend upon the age of the patient, history of allergen exposure, season of the year, and clinical manifestations. In individuals predisposed to develop allergic disease, the sequence of sensitization and clinical manifestations proceed as follows: eczema and respiratory disease (rhinitis and bronchospasm) in infants and children less than 5 years due to food sensitivity (milk, egg, soy, and wheat proteins) followed by respiratory disease (rhinitis and asthma) in older children and adults due to sensitivity to inhalant allergens (dust mite, mold, and pollen inhalants). | Class,IgE kU/L,Interpretation, 0,<0.10,Negative, 0/1,0.10-0.34,Borderline/equivocal, 1,0.35-0.69,Equivocal, 2,0.70-3.49,Positive, 3,3.50-17.4,Positive, 4,17.5-49.9,Strongly positive, 5,50.0-99.9,Strongly positive, 6,> or =100,Strongly positive, | Detection of IgE antibodies in serum (class 1 or greater) indicates an increased likelihood of allergic disease as opposed to other etiologies and defines the allergens that may be responsible for eliciting signs and symptoms. The level of IgE antibodies in serum varies directly with the concentration of IgE antibodies expressed as a class score or kU/L. | Testing for IgE antibodies is not useful in patients previously treated with immunotherapy to determine if residual clinical sensitivity exists or in patients in whom the medical management does not depend upon identification of allergen specificity. Some individuals with clinically insignificant sensitivity to allergens may have measurable levels of IgE antibodies in serum, and test results must be interpreted in the clinical context. False-positive results for IgE antibodies may occur in patients with markedly elevated serum IgE (>2500 kU/L) due to nonspecific binding to allergen solid phases. | Homburger HA, Hamilton RG: Allergic diseases. In: McPherson RA, Pincus MR, eds. Henry's Clinical Diagnosis and Management by Laboratory Methods. 23rd ed. Elsevier; 2017:1057-1070 | Specific IgE from the patient's serum reacts with the allergen of interest, which is covalently coupled to an ImmunoCAP. After washing away nonspecific IgE, enzyme-labeled anti-IgE antibody is added to form a complex. After incubation, unbound anti-IgE is washed away, and the bound complex incubated with a developing agent. After stopping the reaction, the fluorescence of the eluate is measured. Fluorescence is proportional to the amount of specific IgE present in the patient's sample (ie, the higher the fluorescence value, the more IgE antibody is present).(Package insert: ImmunoCAP System Specific IgE FEIA. Phadia; Rev 06/2020) | Same day/1 to 3 days | 14 days | This test has been cleared, approved, or is exempt by the US Food and Drug Administration and is used per manufacturer's instructions. Performance characteristics were verified by Mayo Clinic in a manner consistent with CLIA requirements. | 86003 | Walnut Tree, IgE | 6274-5 | WALN | Walnut Tree, IgE | 6274-5
BLWX | Walnut-Food Components, IgE, Serum | Evaluation of patients with suspected walnut-food allergy to one of 2 walnut-food components | Only orderable as a reflex. For more information see BLWRF / Walnut-Food, IgE, with Reflex to Walnut-Food Components, IgE, Serum. Fluorescent Enzyme Immunoassay (FEIA) | Yes | Walnut-Food Components, IgE, S | If total walnut-food IgE result is 0.10 kU/L or more, then walnut-food component (Jug r 1 and Jug r 3) testing is performed at an additional charge. | Only orderable as a reflex. For more information see BLWRF / Walnut-Food, IgE, with Reflex to Walnut-Food Components, IgE, Serum. Collection Container/Tube: Preferred:Serum gel Acceptable:Red top Submission Container/Tube:Plastic vial Specimen Volume:1 mL Collection Instructions:Centrifuge and aliquot serum into a plastic vial. | 0.6mL | Allergies to tree nuts are relatively prevalent and can result in severe reactions. The main culprits in tree nut allergies include walnut, almond, pistachio, cashew, pecan, hazelnut, macadamia, Brazil nut, and pine nuts. Tree nut allergy often appears in young children and estimates of prevalence range from 0.1% to greater than 5% of the population, dependent on geographical region. In the case of nut-induced allergic reactions, as with many other foods, symptoms usually present within minutes of ingestion. Over 80% of reactions to tree nuts involve allergy related respiratory symptoms. Tree nut allergies are one of the most dangerous types of allergic reaction with 20% to 40% of cases of related anaphylaxis and 70% to 90% of fatalities attributable to nut exposure (including peanut exposure). Walnut is a relatively common cause of allergic reactions to tree nuts. with an overall population occurrence of 0.7%. Allergy to walnut is often persistent over a lifetime and can be severe. Walnuts can cause sensitization by means of walnut pollens/dust particles in processing industries. Allergy related common symptoms observed are nausea, vomiting, pruritus, abdominal pain urticaria, angioedema, diarrhea, asthma, and anaphylaxis. Walnuts and pecans are related species and there is significant potential for cross-reactively between them. Jug r 1 is a prevalent component protein associated with systemic walnut allergy. In a study observed among patients with systemic allergic reactions to walnuts (n=16), 75% showed IgE binding to Jug r 1 Jug r 1 is the most specific and has the highest positive predictive value for walnut allergic and thus is considered the major component protein for walnut allergy diagnosis. than other walnut food allergenic components. Jug r 1 is the major component considered for diagnosing allergy to walnut. It is a persistent storage protein component (2s albumin), that is both heat and digestion stable. Cross-reactivity of 2S albumins with those of other plant sources, such as black walnut, Brazil nut, pecan, mustard, Corylus (common hazel), and sesame, may occur. Jug r 3 is a lipid transport protein (LTP), that is also a major allergen in walnut. This protein is also resistant to heat/digestion. This component allergen is associated with the risk of severe reactions (food-induced contact urticaria, oral allergy syndrome, gastrointestinal symptoms, and anaphylaxis). Approximately 75% of individuals with walnut allergy show reactivity to this component. Significant association of the presence of IgE antibodies between Jug r 3 (walnut) and Cor a 8 (hazelnut) suggests potential for co-sensitization. Other foods that also contain LTP proteins, such as peach, cherry, hazelnut, almond, and peanut (Ara h 9 component) may also exhibit cross reactivity and co-sensitization to individuals with IgE antibodies against Jug r 3. Positive antibody to total walnut specific testing may be observed with concurrent negative Jug r 1 and Jug r 3 component protein antibody testing may occur when there is sensitization to other walnut component proteins and/or pollens containing profilins and other proteins. | Class,IgE kU/L,Interpretation, 0,<0.10,Negative, 0/1,0.10-0.34,Borderline/Equivocal, 1,0.35-0.69,Equivocal, 2,0.70-3.49,Positive, 3,3.50-17.4,Positive, 4,17.5-49.9,Strongly positive, 5,50.0-99.9,Strongly positive, 6,> or =100,Strongly positive, | When detectable total walnut-food IgE antibody is present (> or =0.10 IgE kUa/L), additional specific component IgE antibody testing will be performed. If at least one potential specific allergenic walnut-food component IgE is detectable (> or =0.10 IgE kUa/L), an interpretive report will be provided. When the sample is negative for total walnut-food IgE antibody (<0.10 IgE kUa/L), further testing for specific walnut-food component IgE antibodies will not be performed. Negative IgE results for total walnut-food antibody may indicate a lack of sensitization to potential walnut-food allergenic components. | Clinical correlation of results from in vitro IgE testing with patient history of allergic or anaphylactic responses to walnuts is recommended. Negative results for IgE antibodies to walnut and walnut allergenic components do not completely exclude the possibility of clinically relevant allergic responses upon exposure. Positive results for IgE antibodies to walnut or any potential walnut allergenic components are not diagnostic for walnut allergy and only indicate patient may be sensitized to walnut or a cross-reactive allergen. Testing for IgE antibodies may not be useful in patients previously treated with immunotherapy to determine if residual clinical sensitivity exists or in patients whose medical management does not depend upon the identification of allergen specificity. False-positive results for IgE antibodies may occur in patients with markedly elevated serum IgE (>2500 kU/L) due to nonspecific binding to allergen solid phases. Cross-reacting carbohydrate determinants may also result in positive total walnut specific IgE testing. | 1. Salo PM, Arbes SJ Jr, Jaramillo R, et al. Prevalence of allergic sensitization in the United States: results from the National Health and Nutrition Examination Survey (NHANES) 2005-2006. J Allergy Clin Immunol. 2014;134(2):350-359 2. Waserman S, Watson W. Food allergy. Allergy Asthma Clin Immunol. 2011;7 Suppl 1(Suppl 1):S73. Abrams EM, Sicherer SH. Diagnosis and management of food allergy. CMAJ. 2016;188(15):1087-1093 4. Weinberger T, Sicherer S. Current perspectives on tree nut allergy: a review. J Asthma Allergy. 2018;11:41-51 5. Lomas JM, Jarvinen KM. Managing nut-induced anaphylaxis: challenges and solutions. J Asthma Allergy. 2015;8:115-123 6. Maloney JM, Rudengren M, Ahlstedt S, Bock SA, Sampson HA. The use of serum-specific IgE measurements for the diagnosis of peanut, tree nut, and seed allergy. J Allergy Clin Immunol. 2008;122(1):145-151 7. Sicherer SH, Burks AW, Sampson HA. Clinical features of acute allergic reactions to peanut and tree nuts in children. Pediatrics. 1998;102(1):e6 8. Crespo JF, James JM, Fernandez-Rodriguez C, Rodriguez J. Food allergy: nuts and tree nuts [published correction appears in Br J Nutr. 2008 Feb;99(2):447-8]. Br J Nutr. 2006;96 Suppl 2:S95-S102 9. Yang L, Clements S, Joks R. A retrospective study of peanut and tree nut allergy: Sensitization and correlations with clinical manifestations [published online ahead of print, 2015 Feb 27]. Allergy Rhinol (Providence). 2015;doi:10.2500/ar.20105.6.0108 10. Pastorello EA, Farioli L, Pravettoni V, et al. Lipid transfer protein and vicilin are important walnut allergens in patients not allergic to pollen. J Allergy Clin Immunol. 2004;114(4):908-914 11. Rosenfeld L, Shreffler W, Bardina L, et al. Walnut allergy in peanut-allergic patients: significance of sequential epitopes of walnut homologous to linear epitopes of Ara h 1, 2 and 3 in relation to clinical reactivity. Int Arch Allergy Immunol. 2012;157(3):238-245 12. Masthoff LJ, Hoff R, Verhoeckx KC, et al. A systematic review of the effect of thermal processing on the allergenicity of tree nuts. Allergy. 2013;68(8):983-993 13. Costa J, Carrapatoso I, Oliveira MB, Mafra I. Walnut allergens: molecular characterization, detection and clinical relevance. Clin Exp Allergy. 2014;44(3):319-341 14. Valcour A, Lidholm J, Borres MP, Hamilton RG. Sensitization profiles to hazelnut allergens across the United States. Ann Allergy Asthma Immunol. 2019;122(1):111-116.e1 15. Asero R, Piantanida M, Pravettoni V. Allergy to LTP: to eat or not to eat sensitizing foods? A follow-up study. Eur Ann Allergy Clin Immunol. 2018;50(4):156-162 | Specific IgE from the patient's serum reacts with the allergen of interest, which is covalently coupled to an ImmunoCAP. After washing away nonspecific IgE, enzyme-labeled anti-IgE antibody is added to form a complex. After incubation, unbound anti-IgE is washed away, and the bound complex is then incubated with a developing agent. After stopping the reaction, the fluorescence of the eluate is measured. Fluorescence is proportional to the amount of specific IgE present in the patient's sample (ie, the higher the fluorescence value, the more IgE antibody is present).(Package insert: ImmunoCAP System Specific IgE FEIA. Phadia; Rev 06/2020) | Same day/1 to 3 days | 14 days | This test has been cleared, approved, or is exempt by the US Food and Drug Administration and is used per manufacturer's instructions. Performance characteristics were verified by Mayo Clinic in a manner consistent with CLIA requirements. | 86008 x2 | Walnut-Food Components, IgE, S | 63486-5 | R3JUG | Jug r 3 (Walnut Extract), IgE, S | 81789-0
BLW | Walnut-Food, IgE, Serum | Establishing a diagnosis of an allergy to walnuts Defining the allergen responsible for eliciting signs and symptoms Identifying allergens: -Responsible for allergic response and/or anaphylactic episode -To confirm sensitization prior to beginning immunotherapy -To investigate the specificity of allergic reactions to insect venom allergens, drugs, or chemical allergens | Fluorescence Enzyme Immunoassay (FEIA) | Yes | Walnut-Food, IgE | Serum | Collection Container/Tube: Preferred:Serum gel Acceptable:Red top Submission Container/Tube:Plastic vial Specimen Volume:0.5 mL for every 5 allergens requested Collection Instructions:Centrifuge and aliquot serum into a plastic vial. | For 1 allergen: 0.3 mL For more than 1 allergen: (0.05 mL x number of allergens) + 0.25 mL deadspace | Clinical manifestations of immediate hypersensitivity (allergic) diseases are caused by the release of proinflammatory mediators (histamine, leukotrienes, and prostaglandins) from IgE-sensitized effector cells (mast cells and basophils) when cell-bound IgE antibodies interact with an allergen. In vitro serum testing for IgE antibodies provides an indication of the immune response to allergens that may be associated with allergic disease. The allergens chosen for testing often depend upon the age of the patient, history of allergen exposure, season of the year, and clinical manifestations. In individuals predisposed to develop allergic disease, the sequence of sensitization and clinical manifestations proceed as follows: eczema and respiratory disease (rhinitis and bronchospasm) in infants and children less than 5 years due to food sensitivity (milk, egg, soy, and wheat proteins) followed by respiratory disease (rhinitis and asthma) in older children and adults due to sensitivity to inhalant allergens (dust mite, mold, and pollen inhalants). | Class,IgE kU/L,Interpretation, 0,<0.10,Negative, 0/1,0.10-0.34,Borderline/equivocal, 1,0.35-0.69,Equivocal, 2,0.70-3.49,Positive, 3,3.50-17.4,Positive, 4,17.5-49.9,Strongly positive, 5,50.0-99.9,Strongly positive, 6,> or =100,Strongly positive, | Detection of IgE antibodies in serum (class 1 or greater) indicates an increased likelihood of allergic disease as opposed to other etiologies and defines the allergens that may be responsible for eliciting signs and symptoms. The level of IgE antibodies in serum varies directly with the concentration of IgE antibodies expressed as a class score or kU/L. | Testing for IgE antibodies is not useful in patients previously treated with immunotherapy to determine if residual clinical sensitivity exists or in patients in whom the medical management does not depend upon identification of allergen specificity. Some individuals with clinically insignificant sensitivity to allergens may have measurable levels of IgE antibodies in serum, and test results must be interpreted in the clinical context. False-positive results for IgE antibodies may occur in patients with markedly elevated serum IgE (>2500 kU/L) due to nonspecific binding to allergen solid phases. | Homburger HA, Hamilton RG: Allergic diseases. In: McPherson RA, Pincus MR, eds. Henry's Clinical Diagnosis and Management by Laboratory Methods. 23rd ed. Elsevier; 2017:1057-1070 | Specific IgE from the patient's serum reacts with the allergen of interest, which is covalently coupled to an ImmunoCAP. After washing away nonspecific IgE, enzyme-labeled anti-IgE antibody is added to form a complex. After incubation, unbound anti-IgE is washed away, and the bound complex incubated with a developing agent. After stopping the reaction, the fluorescence of the eluate is measured. Fluorescence is proportional to the amount of specific IgE present in the patient's sample (ie, the higher the fluorescence value, the more IgE antibody is present).(Package insert: ImmunoCAP System Specific IgE FEIA. Phadia; Rev 06/2020) | Same day/1 to 3 days | 14 days | This test has been cleared, approved, or is exempt by the US Food and Drug Administration and is used per manufacturer's instructions. Performance characteristics were verified by Mayo Clinic in a manner consistent with CLIA requirements. | 86003 | Walnut-Food, IgE | 6273-7 | BLW | Walnut-Food, IgE | 6273-7
BLWRF | Walnut-Food, IgE, with Reflex to Walnut-Food Components, IgE, Serum | Evaluation of patients with suspected walnut-food allergy | Fluorescent Enzyme Immunoassay (FEIA) | Yes | Walnut-Food Component Reflex, S | Testing begins with analysis of walnut-food-specific total IgE. If walnut-food-specific total IgE result is negative (<0.10 kU/L), testing is complete. | Collection Container/Tube: Preferred:Serum gel Acceptable:Red top Submission Container/Tube:Plastic vial Specimen Volume:1 mL Collection Instructions:Centrifuge and aliquot serum into a plastic vial. | 0.6 mL | Allergies to tree nuts are relatively prevalent and can result in severe reactions. The main culprits in tree nut allergies include walnut, almond, pistachio, cashew, pecan, hazelnut, macadamia, Brazil nut, and pine nuts. Tree nut allergy often appears in young children and estimates of prevalence range from 0.1% to greater than 5% of the population, dependent on geographical region. In the case of nut-induced allergic reactions, as with many other foods, symptoms usually present within minutes of ingestion. Over 80% of reactions to tree nuts involve allergy related respiratory symptoms. Tree nut allergies are one of the most dangerous types of allergic reaction with 20% to 40% of cases of related anaphylaxis, and 70% to 90% of fatalities attributable to nut exposure (including peanut exposure). Walnut is a relatively common cause of allergic reactions to tree nuts with an overall population occurrence of 0.7%. Allergy to walnut is often persistent over a lifetime and can be severe. Walnuts can cause sensitization by means of walnut pollens/dust particles in processing industries. Allergy related common symptoms observed are nausea, vomiting, pruritus, abdominal pain, urticaria, angioedema, diarrhea, asthma, and anaphylaxis. Walnuts and pecans are related species, and there is significant potential for cross-reactively between them. Jug r 1 is a prevalent component protein associated with systemic walnut allergy. In a study observed among patients with systemic allergic reactions to walnuts (n=16), 75% showed IgE binding to Jug r 1, Jug r 1 is the most specific and has the highest positive predictive value for walnut allergic and, thus, is considered the major component protein for walnut allergy diagnosis.It is a persistent storage protein component (2s albumin) that is both heat and digestion stable. Cross-reactivity of 2S albumins with those of other plant sources, such as black walnut, Brazil nut, pecan, mustard, Corylus (common hazel), and sesame, may occur. Jug r 3 is a lipid transport protein (LTP) that is also a major allergen in walnut. This protein is resistant to heat/digestion. This component allergen is associated with the risk of severe reactions (food-induced contact urticaria, oral allergy syndrome, gastrointestinal symptoms, and anaphylaxis). Approximately 75% of individuals with walnut allergy show reactivity to this component. Significant association of the presence of IgE antibodies between Jug r 3 (walnut) and Cor a 8 (hazelnut) suggests potential for co-sensitization. Other foods that contain LTP proteins, such as peach, cherry, hazelnut, almond, and peanut (Ara h 9 component) may also exhibit cross reactivity and co-sensitization to individuals with IgE antibodies against Jug r 3. Positive antibody to total walnut specific test results may be observed with concurrent negative Jug r 1 and Jug r 3 component protein antibody test results when there is sensitization to other walnut component proteins and/or pollens containing profilins and other proteins. | Class,IgE kU/L,Interpretation, 0,<0.10,Negative, 0/1,0.10-0.34,Borderline/Equivocal, 1,0.35-0.69,Equivocal, 2,0.70-3.49,Positive, 3,3.50-17.4,Positive, 4,17.5-49.9,Strongly positive, 5,50.0-99.9,Strongly positive, 6,> or =100,Strongly positive, | When detectable total walnut-food IgE antibody is present (> or =0.10 IgE kUa/L), additional specific component IgE antibody testing will be performed. If at least one potential specific allergenic walnut-food component IgE is detectable (> or =0.10 IgE kUa/L), an interpretive report will be provided. When the sample is negative for total walnut-food IgE antibody (<0.10 IgE kUa/L), further testing for specific walnut-food component IgE antibodies will not be performed. Negative IgE results for total walnut-food antibody may indicate a lack of sensitization to potential walnut-food allergenic components. | Clinical correlation of results from in vitro IgE testing with patient history of allergic or anaphylactic responses to walnuts is recommended. Negative results for IgE antibodies to walnut and walnut allergenic components do not completely exclude the possibility of clinically relevant allergic responses upon exposure. Positive results for IgE antibodies to walnut or any potential walnut allergenic components are not diagnostic for walnut allergy and only indicate patient may be sensitized to walnut or a cross-reactive allergen. Testing for IgE antibodies may not be useful in patients previously treated with immunotherapy to determine if residual clinical sensitivity exists or in patients whose medical management does not depend upon the identification of allergen specificity. False-positive results for IgE antibodies may occur in patients with markedly elevated serum IgE (>2500 kU/L) due to nonspecific binding to allergen solid phases. Cross-reacting carbohydrate determinants may also result in positive total walnut specific IgE testing. | 1. Salo PM, Arbes SJ Jr, Jaramillo R, et al. Prevalence of allergic sensitization in the United States: results from the National Health and Nutrition Examination Survey (NHANES) 2005-2006. J Allergy Clin Immunol. 2014;134(2):350-359 2. Waserman S, Watson W. Food allergy. Allergy Asthma Clin Immunol. 2011;7 Suppl 1(Suppl 1):S7 3. Abrams EM, Sicherer SH. Diagnosis and management of food allergy. CMAJ. 2016;188(15):1087-1093 4. Weinberger T, Sicherer S. Current perspectives on tree nut allergy: a review. J Asthma Allergy. 2018;11:41-51 5. Lomas JM, Jarvinen KM. Managing nut-induced anaphylaxis: challenges and solutions. J Asthma Allergy. 2015;8:115-123 6. Maloney JM, Rudengren M, Ahlstedt S, Bock SA, Sampson HA. The use of serum-specific IgE measurements for the diagnosis of peanut, tree nut, and seed allergy. J Allergy Clin Immunol. 2008;122(1):145-151 7. Sicherer SH, Burks AW, Sampson HA. Clinical features of acute allergic reactions to peanut and tree nuts in children. Pediatrics. 1998;102(1):e6 8. Crespo JF, James JM, Fernandez-Rodriguez C, Rodriguez J. Food allergy: nuts and tree nuts [published correction appears in Br J Nutr. 2008 Feb;99(2):447-8]. Br J Nutr. 2006;96 Suppl 2:S95-S102 9. Yang L, Clements S, Joks R. A retrospective study of peanut and tree nut allergy: Sensitization and correlations with clinical manifestations [published online ahead of print, 2015 Feb 27]. Allergy Rhinol (Providence). 2015;doi:10.2500/ar.20105.6.0108 10. Pastorello EA, Farioli L, Pravettoni V, et al. Lipid transfer protein and vicilin are important walnut allergens in patients not allergic to pollen. J Allergy Clin Immunol. 2004;114(4):908-914 11. Rosenfeld L, Shreffler W, Bardina L, et al. Walnut allergy in peanut-allergic patients: significance of sequential epitopes of walnut homologous to linear epitopes of Ara h 1, 2 and 3 in relation to clinical reactivity. Int Arch Allergy Immunol. 2012;157(3):238-245 12. Masthoff LJ, Hoff R, Verhoeckx KC, et al. A systematic review of the effect of thermal processing on the allergenicity of tree nuts. Allergy. 2013;68(8):983-993 13. Costa J, Carrapatoso I, Oliveira MB, Mafra I. Walnut allergens: molecular characterization, detection and clinical relevance. Clin Exp Allergy. 2014;44(3):319-341 14. Valcour A, Lidholm J, Borres MP, Hamilton RG. Sensitization profiles to hazelnut allergens across the United States. Ann Allergy Asthma Immunol. 2019;122(1):111-116.e1 15. Asero R, Piantanida M, Pravettoni V. Allergy to LTP: to eat or not to eat sensitizing foods? A follow-up study. Eur Ann Allergy Clin Immunol. 2018;50(4):156-162 | Specific IgE from the patient's serum reacts with the allergen of interest, which is covalently coupled to an ImmunoCAP. After washing away nonspecific IgE, enzyme-labeled anti-IgE antibody is added to form a complex. After incubation, unbound anti-IgE is washed away, and the bound complex is then incubated with a developing agent. After stopping the reaction, the fluorescence of the eluate is measured. Fluorescence is proportional to the amount of specific IgE present in the patient's sample (ie, the higher the fluorescence value, the more IgE antibody is present).(Package insert: ImmunoCAP System Specific IgE FEIA, Phadia; Rev 06/2020) | Same day/1 to 3 days | 14 days | This test has been cleared, approved, or is exempt by the US Food and Drug Administration and is used per manufacturer's instructions. Performance characteristics were verified by Mayo Clinic in a manner consistent with CLIA requirements. | 86003 | Walnut-Food Component Reflex, S | 6273-7 | BLW1 | Walnut-Food, IgE, S | 6273-7
WARSQ | Warfarin Response Genotype, Varies | Identifying patients who may require warfarin dosing adjustments(3,4) including: -Patients being started on a first prescription for warfarin -Patients who have previously been prescribed warfarin and have required multiple dosing adjustments to maintain the international normalized ratio in the target range -Patients with a history of thrombosis or bleeding when taking warfarin | Real-Time Polymerase Chain Reaction (PCR) with Allelic Discrimination Analysis | Yes | Warfarin Response Genotype, V | Varies | Multiple genotype tests can be performed on a single specimen after a single extraction. SeeMultiple Genotype Test Listin Special Instructions for a list of tests that can be ordered together. Submit only 1 of the following specimens: Specimen Type:Whole blood Container/Tube:Lavender top (EDTA) Specimen Volume:3 mL Collection Instructions: 1. Invert several times to mix blood. 2. Send specimen in original tube. Specimen Stability Information:Ambient (preferred) 9 days/Refrigerated 30 days Specimen Type:Saliva Patient Preparation:Patient should not eat, drink, smoke, or chew gum 30 minutes prior to collection. Supplies:Saliva Swab Collection Kit (T786) Specimen Volume:1 swab Collection Instructions:Collect and send specimen per kit instructions. Specimen Stability Information:Ambient 30 days Specimen Type:Extracted DNA Container/Tube:2 mL screw top tube SpecimenVolume:100 mcL (microliters) Collection Instructions: 1. The preferred volume is 100 mcL at a concentration of 50 ng/mcL. 2. Include concentration and volume on tube. Specimen Stability Information:Frozen (preferred)/Ambient/Refrigerated | Blood: 0.4 mL Saliva: 1 swab | Warfarin is a Coumarin-based drug commonly utilized in anticoagulation therapy to prevent thrombosis due to inherited and acquired hemostatic disorders. The drug is also used in a number of other medical conditions and treatments including atrial fibrillation and hip replacement surgery. Warfarin acts by interfering with the metabolism of vitamin K, which is necessary for production of key coagulation factors. Warfarin inhibits vitamin K recycling by blocking its metabolism at the vitamin K-epoxide intermediate; thereby decreasing the amount of available vitamin K. Warfarin has a narrow therapeutic window; undermedicating increases the risk for thrombosis and overmedicating increases the risk for cerebrovascular accidents. Warfarin therapy has one of the highest rates of severe adverse drug reactions. Warfarin is dosed using nongenetic factors including gender, weight, and age, and is monitored by coagulation testing in order to maintain the international normalized ratio (INR) within specific limits. However, warfarin metabolism is highly variable and dependent upon genetic factors. Variants within 3 genes and 1 intragenic locus are known to affect the metabolism of warfarin and the dose needed to maintain the correct serum drug level and degree of anticoagulation. TheCYP2C9gene encodes the cytochrome P450 (CYP) 2C9 enzyme that primarily metabolizes the more active isomer of warfarin (S-warfarin) to inactive products. SomeCYP2C9variants result in decreased enzymatic activity and may lead to increases in serum warfarin and overmedicating, driving the INR above the therapeutic target. The second gene,VKORC1encodes vitamin K epoxide reductase complex subunit-1, a small transmembrane protein of the endoplasmic reticulum that is part of the vitamin K cycle and the target of warfarin therapy.(1) Vitamin K epoxide, a by-product of the carboxylation of blood coagulation factors, is reduced to vitamin K byVKORC1. AVKORC1promoter variant leads to decreased expression of the gene, resulting in reduced availability of vitamin K. This may cause increases in serum warfarin and overmedicating, driving the INR above the therapeutic target. In addition, there are variations inVKORC1that lead to warfarin resistance that are tested by this assay. These variations are rare. CYP4F2metabolizes reduced vitamin K to hydroxyl-vitamin K1, thus removing it from the pathways involved in the activation of clotting factors impacted by warfarin. In individuals who self-identify as being of non-African ancestry, carriers of theCYP4F2*3(C.1297G>A; rs2108622) variant may need a small (5%-10%) warfarin dosage increase to achieve therapeutic goals. The rs12777823G>A variant is located intragenic in theCYP2Clocus on chromosome 10. The A allele has been associated with the need for a 10% to 15% decrease in dose in individuals who self-identify as being of African ancestry. CYP2C9: CYP2C9 metabolizes a wide variety of drugs including warfarin and phenytoin. (Note that if testing is desired for other CYP2C9 substrates, order 2C9QT / Cytochrome P4502C9Genotype, Varies. A number of specificCYP2C9variants result in enzymatic deficiencies. The following information outlines the relationship between the variants detected in this assay and their effect on the activity of the enzyme (Table 1): Table 1: CYP2C9allele cDNA nucleotide change (NM_000771.3) Effect on enzyme metabolism *1 None (wild type) Normal activity *2 c.430C>T Reduced activity *3 c.1075A>C No activity *4 c.1076T>C Reduced activity *5 c.1080C>G Reduced activity *6 c.818delA No activity *8 c.449G>A Reduced activity *9 c.752A>G Normal activity *11 c.1003C>T Reduced activity *12 c.1465C>T Reduced activity *13 c.269C>T No activity *14 c.374G>A Reduced activity *15 c.485C>A No activity *16 c.895A>G Reduced activity *17 c.1144C>T Reduced activity *18 c.1190A>C No activity *25 c.353_362del No activity *26 c.389C>G Reduced activity *28 c.641A>T Reduced activity *30 c.1429G>A Reduced activity *33 c.395G>A No activity *35 c.374G>T;c.430C>T No activity VKORC1: The c.-1639 promoter variant is located in the second nucleotide of an E-Box (CANNTG), and its presence disrupts the consensus sequence, reducing promoter activity. In vitro experiments show a 44% higher transcription level of the G versus the A allele.(1) The c.-1639G>A nucleotide change results in decreased gene expression and reduced enzyme activity. This test also determines the genotype for multiple other loci withinVKORC1that have been associated with warfarin resistance. The mechanism by which these variations cause warfarin resistance is not clearly understood. Table 2: Additional Variants Tested Gene/SNV cDNA nucleotide change (VKORC1NM_024006.5;CYP4F2NM_001082.4) Effect on enzyme metabolism VKORC1 c.-1639G>A Warfarin sensitivity VKORC1 c.85G>T Warfarin resistance VKORC1 c.106G>T Warfarin resistance VKORC1 c.121G>T Warfarin resistance VKORC1 c.134T>C Warfarin resistance VKORC1 c.172A>G Warfarin resistance VKORC1 c.196G>A Warfarin resistance VKORC1 c.358C>T Warfarin resistance VKORC1 c.383T>G Warfarin resistance CYP4F2*3 c.1297G>A Warfarin resistance rs12777823G>A* N/A Warfarin sensitivity * rs12777823G>A is an intergenic single nucleotide variant (SNV) Warfarin dosing may require adjustment depending on the genotypes identified and the predicted phenotype. Patients who have high warfarin sensitivity may benefit from greatly reduced warfarin dosage or by transitioning to another comparable medication.(2) Similarly, in rare instances, individuals withVKORC1warfarin resistance variants, may require a higher warfarin dose or may benefit from selection of an alternate medication. | An interpretive report will be provided. | An interpretive report will be provided that includes assay information, genotype, and an interpretation indicating the patient's predicted warfarin response. TheCYP2C9andCYP4F2genotypes, with associated star alleles, are assigned using standard allelic nomenclature as published by the Pharmacogene Variation (PharmVar) Consortium.(5) Individuals without a detectable alteration inCYP2C9orCYP4F2will be designated asCYP2C9*1/*1orCYP4F2*1/*1 For additional information regarding pharmacogenomic genes and their associated drugs, seePharmacogenomic Associations Tablesin Special Instructions. This resource also includes information regarding enzyme inhibitors and inducers, as well as potential alternate drug choices. Individuals who have variants in 1 or more gene tested by this assay may require more frequent monitoring of international normalized ratio (INR) to maintain the INR in the target range. Drug-drug interactions and drug/metabolite inhibition must be considered when prescribing warfarin. Warfarin metabolism may be inhibited through drug-drug interactions, including amiodarone and some statins.It is important to interpret the results of testing and dose adjustments in the context of hepatic and renal function and patient age. | Samples may contain donor DNA if obtained from patients who received non-leukoreduced blood transfusions or allogeneic hematopoietic stem cell transplantation. Results from samples obtained under these circumstances may not accurately reflect the recipient's genotype. For individuals who have received blood transfusions, the genotype usually reverts to that of the recipient within 6 weeks. For individuals who have received allogeneic hematopoietic stem cell transplantation, a pre-transplant DNA specimen is recommended for testing. CYP2C9,VKORC1, CYP4F2,and rs12777823 genetic test results in patients who have undergone liver transplantation may not accurately reflect the patient'sCYP2C9orVKORC1status. This method may not detect all variants that impact warfarin sensitivity or resistance. Therefore, absence of a detectable variant does not rule out the possibility that a patient has an altered CYP2C9 or VKORC1 metabolism due to other variants that cannot be detected with this method.Furthermore, when 2 or more variants are identified, the cis-/trans- status (whether the variants are on the same or opposite chromosomes) is not always known. | 1. Oldenburg J, Bevans CG, Muller CR, Watzka M: Vitamin K epoxide reductase complex subunit 1 (VKORC1): the key protein of the vitamin K cycle. Antioxid Redox Signal. 2006;8(3-4):347-353. doi: 10.1089/ars.2006.8.347 2.Watzka M, Geisen C, Bevans CG, et al: Thirteen novel VKORC1 mutations associated with oral anticoagulant resistance: insights into improved patient diagnosis and treatment. J Thromb Haemost. 2011;9(1):109-118. doi: 10.1111/j.1538-7836.2010.04095.x 3. Yuan HY, Chen JJ, Lee MT, et al: A novel functional VKORC1 promoter polymorphism is associated with inter-individual and inter-ethnic differences in warfarin sensitivity. Hum Mol Genet. 2005;14(13):1745-1751. doi: 10.1093/hmg/ddi180 4. Sconce EA, Khan TI, Wynne HA, et al: The impact of CYP2C9 and VKORC1 genetic polymorphism and patient characteristics upon warfarin dose requirements: proposal for a new dosing regimen. Blood. 2005;106(7):2329-2333. doi: 10.1182/blood-2005-03-1108 5. PharmVar: Pharmacogene Variation Consortium. Updated March 3, 2021. Accessed March 22, 2021.Available at www.pharmvar.org/gene/CYP2C9 6. Johnson JA, Caudle KE, Gong L, et al: Clinical Pharmacogenetics Implementation Consortium (CPIC) Guideline for pharmacogenetics-guided warfarin dosing: 2017 update. Clin Pharmacol Ther. 2017;102(3):397-404. doi: 10.1002/cpt.668 7. Perera MA, Cavallari LH, Limdi NA, et al. Genetic variants associated with warfarin dose in African-American individuals: a genome-wide association study. Lancet. 2013;382(9894):790-796. doi: 10.1016/S0140-6736(13)60681-9 8. McDonald MG, Rieder MJ, Nakano M, Hsia CK, Rettie AE: CYP4F2 is a vitamin K1 oxidase: An explanation for altered warfarin dose in carriers of the V433M variant. Mol Pharmacol. 2009;75(6):1337-1346. doi: 10.1124/mol.109.054833 9. Warfarindosing.org. Washington University; Accessed October 14, 2020. Available at www.warfarindosing.org/Source/Home.aspx 10. U.S National Library of Medicine: DailyMed. National Institutes of Health; Accessed October 14, 2020. Available at https://dailymed.nlm.nih.gov/dailymed/index.cfm | Genomic DNA is extracted from whole blood or saliva. Genotyping for the alleles is performed using a polymerase chain reaction (PCR)-based 5'-nuclease assay. Fluorescently labeled detection probes anneal to the target DNA. PCR is used to amplify the section of DNA that contains the variant. If the detection probe is an exact match to the target DNA, the 5'-nuclease polymerase degrades the probe, the reporter dye is released from the effects of the quencher dye, and a fluorescent signal is detected. Genotypes are assigned based on the allele-specific fluorescent signals that are detected.(Unpublished Mayo method) | 3 to 10 days | Whole Blood/Saliva swab: 2 weeks; Extracted DNA: 2 months | This test was developed and its performance characteristics determined by Mayo Clinic in a manner consistent with CLIA requirements. It has not been cleared or approved by the US Food and Drug Administration. | 0030U | Warfarin Response Genotype, V | 93196-4 | 610184 | Reviewed by | 18771-6
FWARP | Warfarin, Plasma |  | High Performance Liquid Chromatography/Tandem Mass Spectrometry (LC/MS/MS) | Yes | Warfarin, Plasma | Plasma EDTA | **Must submit one specimen per order. Specimens cannot be shared between multiple orders.*** Collection Container/Tube:EDTA (lavender top) or pink top Submission Container/Tube:Plastic vial Specimen Volume:1 mL Collection Instructions: 1. Draw blood in EDTA (lavender top) or pink top tube(s).Plasma gel tube is not acceptable. 2. Centrifuge and send 1 mL of plasma refrigerate in preservative-free plastic vial. | 0.5 mL |  | Reporting limit determined each analysis. None Detected mcg/mL | The dosage of warfarin is best adjusted based on the International Normalized Ratio (INR) for prothrombin time. Peak plasma concentrations following single 10 mL doses averaged 0.6 mcg/mL for both R-warfarin and S-warfarin (combined concentration 1.2 mcg/mL). This test is not chiral specific and does not distinguish between the R and S enantiomers of warfarin. The blood to plasma ratio is approximately 0.5. |  |  |  | 9 to 11 days | 2 weeks | This test was developed and its performance characteristics determined by NMS Labs. It has not been cleared or approved by the U.S. Food and Drug Administration. | 80375 | Warfarin, Plasma | 4098-0 | Z5526 | Warfarin | 4098-0
WSPV | Wasp Venom, IgE, Serum | Establishing a diagnosis of an allergy to wasp venom Defining the allergen responsible for eliciting signs and symptoms Identifying allergens: -Responsible for allergic response and/or anaphylactic episode -To confirm sensitization prior to beginning immunotherapy -To investigate the specificity of allergic reactions to insect venom allergens, drugs, or chemical allergens | Fluorescence Enzyme Immunoassay (FEIA) | Yes | Wasp Venom, IgE | Serum | Collection Container/Tube: Preferred:Serum gel Acceptable:Red top Submission Container/Tube:Plastic vial Specimen Volume:0.5 mL for every 5 allergens requested Collection Instructions:Centrifuge and aliquot serum into a plastic vial. | For 1 allergen: 0.3 mL For more than 1 allergen: (0.05 mL x number of allergens) + 0.25 mL deadspace | Clinical manifestations of immediate hypersensitivity (allergic) diseases are caused by the release of proinflammatory mediators (histamine, leukotrienes, and prostaglandins) from IgE-sensitized effector cells (mast cells and basophils) when cell-bound IgE antibodies interact with an allergen. In vitro serum testing for IgE antibodies provides an indication of the immune response to allergens that may be associated with allergic disease. The allergens chosen for testing often depend upon the age of the patient, history of allergen exposure, season of the year, and clinical manifestations. In individuals predisposed to develop allergic disease, the sequence of sensitization and clinical manifestations proceed as follows: eczema and respiratory disease (rhinitis and bronchospasm) in infants and children less than 5 years due to food sensitivity (milk, egg, soy, and wheat proteins) followed by respiratory disease (rhinitis and asthma) in older children and adults due to sensitivity to inhalant allergens (dust mite, mold, and pollen inhalants). | Class,IgE kU/L,Interpretation, 0,<0.10,Negative, 0/1,0.10-0.34,Borderline/equivocal, 1,0.35-0.69,Equivocal, 2,0.70-3.49,Positive, 3,3.50-17.4,Positive, 4,17.5-49.9,Strongly positive, 5,50.0-99.9,Strongly positive, 6,> or =100,Strongly positive, | Detection of IgE antibodies in serum (class 1 or greater) indicates an increased likelihood of allergic disease as opposed to other etiologies and defines the allergens that may be responsible for eliciting signs and symptoms. The level of IgE antibodies in serum varies directly with the concentration of IgE antibodies expressed as a class score or kU/L. | Testing for IgE antibodies is not useful in patients previously treated with immunotherapy to determine if residual clinical sensitivity exists or in patients in whom the medical management does not depend upon identification of allergen specificity. Some individuals with clinically insignificant sensitivity to allergens may have measurable levels of IgE antibodies in serum, and test results must be interpreted in the clinical context. False-positive results for IgE antibodies may occur in patients with markedly elevated serum IgE (>2500 kU/L) due to nonspecific binding to allergen solid phases. | Homburger HA, Hamilton RG: Allergic diseases. In: McPherson RA, Pincus MR, eds. Henry's Clinical Diagnosis and Management by Laboratory Methods. 23rd ed. Elsevier; 2017:1057-1070 | Specific IgE from the patient's serum reacts with the allergen of interest, which is covalently coupled to an ImmunoCAP. After washing away nonspecific IgE, enzyme-labeled anti-IgE antibody is added to form a complex. After incubation, unbound anti-IgE is washed away, and the bound complex incubated with a developing agent. After stopping the reaction, the fluorescence of the eluate is measured. Fluorescence is proportional to the amount of specific IgE present in the patient's sample (ie, the higher the fluorescence value, the more IgE antibody is present).(Package insert: ImmunoCAP System Specific IgE FEIA. Phadia; Rev 06/2020) | Same day/1 to 3 days | 14 days | This test has been cleared, approved, or is exempt by the US Food and Drug Administration and is used per manufacturer's instructions. Performance characteristics were verified by Mayo Clinic in a manner consistent with CLIA requirements. | 86003 | Wasp Venom, IgE | 13176-3 | WSPV | Wasp Venom, IgE | 13176-3
FWATG | Watermelon IgG |  | Enzyme Immunoassay (FEIA) | No | Watermelon IgG | Serum | Draw blood in a plain red-top tube(s), serum gel tube(s) is acceptable. Spin down and send 0.5 mL of serum refrigerated in a plastic vial. | 0.5 mL |  | Reference ranges have not been established for food-specific IgG tests. The clinical utility of food-specific IgG tests has not been established. These tests can be used in special clinical situations to select foods for evaluation by diet elimination and challenge in patients who have food-related complaints. It should be recognized that the presence of food-specific IgG alone cannot be taken as evidence of food allergy and only indicates immunologic sensitization by the food allergen in question. This test should only be ordered by physicians who recognize the limitations of the test. |  |  |  |  | 3 to 7 days |  | This test was developed and its performance characteristics determined by Viracor Eurofins. It has not been cleared or approved by the U.S. Food and Drug Administration. | 86001 | Watermelon IgG | 41205-6 | FWATG | Watermelon IgG | 41205-6
WMEL | Watermelon, IgE, Serum | Establishing the diagnosis of an allergy to watermelon Defining the allergen responsible for eliciting signs and symptoms Identifying allergens: -Responsible for allergic response and/or anaphylactic episode -To confirm sensitization prior to beginning immunotherapy -To investigate the specificity of allergic reactions to insect venom allergens, drugs, or chemical allergens Testing for IgE antibodies isnot usefulin patients previously treated with immunotherapy to determine if residual clinical sensitivity exists, or in patients in whom the medical management does not depend upon identification of allergen specificity. | Fluorescence Enzyme Immunoassay (FEIA) | Yes | Watermelon, IgE | Serum | Collection Container/Tube: Preferred:Serum gel Acceptable:Red top Submission Container/Tube:Plastic vial Specimen Volume:0.5 mL for every 5 allergens requested Collection Instructions:Centrifuge and aliquot serum into a plastic vial. | For 1 allergen: 0.3 mL For more than 1 allergen: (0.05 mL x number of allergens) + 0.25 mL dead space | Clinical manifestations of immediate hypersensitivity (allergic) diseases are caused by the release of proinflammatory mediators (histamine, leukotrienes, and prostaglandins) from IgE-sensitized effector cells (mast cells and basophils) when cell-bound IgE antibodies interact with an allergen. In vitro serum testing for IgE antibodies provides an indication of the immune response to allergens that may be associated with allergic disease. The allergens chosen for testing often depend upon the age of the patient, history of allergen exposure, season of the year, and clinical manifestations. In individuals predisposed to develop allergic disease, the sequence of sensitization and clinical manifestations proceed as follows: eczema and respiratory disease (rhinitis and bronchospasm) in infants and children less than 5 years due to food sensitivity (milk, egg, soy, and wheat proteins) followed by respiratory disease (rhinitis and asthma) in older children and adults due to sensitivity to inhalant allergens (dust mite, mold, and pollen inhalants). | Class,IgE kU/L,Interpretation, 0,<0.10,Negative, 0/1,0.10-0.34,Borderline/equivocal, 1,0.35-0.69,Equivocal, 2,0.70-3.49,Positive, 3,3.50-17.4,Positive, 4,17.5-49.9,Strongly positive, 5,50.0-99.9,Strongly positive, 6,> or =100,Strongly positive, | Detection of IgE antibodies in serum (class 1 or greater) indicates an increased likelihood of allergic disease as opposed to other etiologies and defines the allergens that may be responsible for eliciting signs and symptoms. The level of IgE antibodies in serum varies directly with the concentration of IgE antibodies expressed as a class score or kU/L. | Testing for IgE antibodies is not useful in patients previously treated with immunotherapy to determine if residual clinical sensitivity exists or in patients in whom the medical management does not depend upon identification of allergen specificity. Some individuals with clinically insignificant sensitivity to allergens may have measurable levels of IgE antibodies in serum, and test results must be interpreted in the clinical context. False-positive results for IgE antibodies may occur in patients with markedly elevated serum IgE (>2500 kU/L) due to nonspecific binding to allergen solid phases. | Homburger HA, Hamilton RG: Allergic diseases. In: McPherson RA, Pincus MR, eds. Henry's Clinical Diagnosis and Management by Laboratory Methods. 23rd ed. Elsevier; 2017:1057-1070 | Specific IgE from the patient's serum reacts with the allergen of interest, which is covalently coupled to an ImmunoCAP. After washing away nonspecific IgE, enzyme-labeled anti-IgE antibody is added to form a complex. After incubation, unbound anti-IgE is washed away, and the bound complex incubated with a developing agent. After stopping the reaction, the fluorescence of the eluate is measured. Fluorescence is proportional to the amount of specific IgE present in the patient's sample (ie, the higher the fluorescence value, the more IgE antibody is present).(Package insert: ImmunoCAP System Specific IgE FEIA. Phadia; Rev 06/2020) | 1 to 3 days | 14 days | This test was developed and its performance characteristics determined by Mayo Clinic in a manner consistent with CLIA requirements. It has not been cleared or approved by the US Food and Drug Administration. | 86003 | Watermelon, IgE | 7770-1 | WMEL | Watermelon, IgE | 7770-1
WEED1 | Weed Panel # 1, Serum | Establishing a diagnosis of an allergy toEnglish plantain, lamb's quarters, mugwort, Russian thistle, and short ragweed allergen Defining the allergen responsible for eliciting signs and symptoms Identifying allergens: -Responsible for allergic response and/or anaphylactic episode -To confirm sensitization prior to beginning immunotherapy -To investigate the specificity of allergic reactions to insect venom allergens, drugs, or chemical allergens Testing for IgE antibodies isnot usefulin patients previously treated with immunotherapy to determine if residual clinical sensitivity exists, or in patients in whom the medical management does not depend upon identification of allergen specificity. | Fluorescence Enzyme Immunoassay (FEIA) | Yes | Weed Panel # 1 | Includes testing for English plantain, lamb's quarters, mugwort, Russian thistle, and short ragweed allergen. | Collection Container/Tube: Preferred:Serum gel Acceptable:Red top Submission Container/Tube:Plastic vial Specimen Volume:0.5 mL for every 5 allergens requested Collection Instructions:Centrifuge and aliquot serum into a plastic vial. | For 1 allergen: 0.3 mL For more than 1 allergen: (0.05 mL x number of allergens) + 0.25 mL deadspace | Clinical manifestations of immediate hypersensitivity (allergic) diseases are caused by the release of proinflammatory mediators (histamine, leukotrienes, and prostaglandins) from IgE-sensitized effector cells (mast cells and basophils) when cell-bound IgE antibodies interact with an allergen. In vitro serum testing for IgE antibodies provides an indication of the immune response to allergens that may be associated with allergic disease. The allergens chosen for testing often depend upon the age of the patient, history of allergen exposure, season of the year, and clinical manifestations. In individuals predisposed to develop allergic disease, the sequence of sensitization and clinical manifestations proceed as follows: eczema and respiratory disease (rhinitis and bronchospasm) in infants and children less than 5 years due to food sensitivity (milk, egg, soy, and wheat proteins) followed by respiratory disease (rhinitis and asthma) in older children and adults due to sensitivity to inhalant allergens (dust mite, mold, and pollen inhalants). | Class,IgE kU/L,Interpretation, 0,<0.10,Negative, 0/1,0.10-0.34,Borderline/equivocal, 1,0.35-0.69,Equivocal, 2,0.70-3.49,Positive, 3,3.50-17.4,Positive, 4,17.5-49.9,Strongly positive, 5,50.0-99.9,Strongly positive, 6,> or =100,Strongly positive, | Positive results indicate the possibility of allergic disease induced by one or more allergens present in the multi-allergen cap. Negative results may rule out allergy, except in rare cases of allergic disease induced by exposure to a single allergen. Detection of IgE antibodies in serum (class 1 or greater) indicates an increased likelihood of allergic disease as opposed to other etiologies and defines the allergens that may be responsible for eliciting signs and symptoms. The level of IgE antibodies in serum varies directly with the concentration of IgE antibodies expressed as a class score or kU/L. | Testing for IgE antibodies is not useful in patients previously treated with immunotherapy to determine if residual clinical sensitivity exists or in patients in whom the medical management does not depend upon identification of allergen specificity. Some individuals with clinically insignificant sensitivity to allergens may have measurable levels of IgE antibodies in serum, and test results must be interpreted in the clinical context. False-positive results for IgE antibodies may occur in patients with markedly elevated serum IgE (>2500 kU/L) due to nonspecific binding to allergen solid phases. Since only one result is generated for this panel, individual (single) allergen responses cannot be identified. When this panel is positive, follow-up testing is required to differentiate between individual allergens in the panel. | Homburger HA, Hamilton RG: Allergic diseases. In: McPherson RA, Pincus MR, eds. Henry's Clinical Diagnosis and Management by Laboratory Methods. 23rd ed. Elsevier; 2017:1057-1070 | Specific IgE from the patient's serum reacts with the allergen of interest, which is covalently coupled to an ImmunoCAP. After washing away nonspecific IgE, enzyme-labeled anti-IgE antibody is added to form a complex. After incubation, unbound anti-IgE is washed away, and the bound complex incubated with a developing agent. After stopping the reaction, the fluorescence of the eluate is measured. Fluorescence is proportional to the amount of specific IgE present in the patient's sample (ie, the higher the fluorescence value, the more IgE antibody is present).(Package insert: ImmunoCAP System Specific IgE FEIA. Phadia; Rev 06/2020) | Same day/1 to 3 days | 14 days | This test has been cleared, approved, or is exempt by the US Food and Drug Administration and is used per manufacturer's instructions. Performance characteristics were verified by Mayo Clinic in a manner consistent with CLIA requirements. | 86003 | Weed Panel # 1 | 24480-6 | WEED1 | Weed Panel # 1 | 24480-6
WEED2 | Weed Panel # 2, Serum | Establishing a diagnosis of an allergy toEnglish plantain, lamb's quarters, mugwort, scale, and Western ragweed allergen Defining the allergen responsible for eliciting signs and symptoms Identifying allergens: -Responsible for allergic response and/or anaphylactic episode -To confirm sensitization prior to beginning immunotherapy -To investigate the specificity of allergic reactions to insect venom allergens, drugs, or chemical allergens Testing for IgE antibodies isnot usefulin patients previously treated with immunotherapy to determine if residual clinical sensitivity exists, or in patients in whom the medical management does not depend upon identification of allergen specificity. | Fluorescence Enzyme Immunoassay (FEIA) | Yes | Weed Panel # 2 | Includes testing for English plantain, lamb's quarters, mugwort, scale, and Western ragweed allergen. | Collection Container/Tube: Preferred:Serum gel Acceptable:Red top Submission Container/Tube:Plastic vial Specimen Volume:0.5 mL for every 5 allergens requested Collection Instructions:Centrifuge and aliquot serum into a plastic vial. | For 1 allergen: 0.3 mL For more than 1 allergen: (0.05 mL x number of allergens) + 0.25 mL deadspace | Clinical manifestations of immediate hypersensitivity (allergic) diseases are caused by the release of proinflammatory mediators (histamine, leukotrienes, and prostaglandins) from IgE-sensitized effector cells (mast cells and basophils) when cell-bound IgE antibodies interact with an allergen. In vitro serum testing for IgE antibodies provides an indication of the immune response to allergens that may be associated with allergic disease. The allergens chosen for testing often depend upon the age of the patient, history of allergen exposure, season of the year, and clinical manifestations. In individuals predisposed to develop allergic disease, the sequence of sensitization and clinical manifestations proceed as follows: eczema and respiratory disease (rhinitis and bronchospasm) in infants and children less than 5 years due to food sensitivity (milk, egg, soy, and wheat proteins) followed by respiratory disease (rhinitis and asthma) in older children and adults due to sensitivity to inhalant allergens (dust mite, mold, and pollen inhalants). | Class,IgE kU/L,Interpretation, 0,<0.10,Negative, 0/1,0.10-0.34,Borderline/equivocal, 1,0.35-0.69,Equivocal, 2,0.70-3.49,Positive, 3,3.50-17.4,Positive, 4,17.5-49.9,Strongly positive, 5,50.0-99.9,Strongly positive, 6,> or =100,Strongly positive, | Detection of IgE antibodies in serum (class 1 or greater) indicates an increased likelihood of allergic disease as opposed to other etiologies and defines the allergens that may be responsible for eliciting signs and symptoms. The level of IgE antibodies in serum varies directly with the concentration of IgE antibodies expressed as a class score or kU/L. | Testing for IgE antibodies is not useful in patients previously treated with immunotherapy to determine if residual clinical sensitivity exists or in patients in whom the medical management does not depend upon identification of allergen specificity. Some individuals with clinically insignificant sensitivity to allergens may have measurable levels of IgE antibodies in serum, and test results must be interpreted in the clinical context. False-positive results for IgE antibodies may occur in patients with markedly elevated serum IgE (>2500 kU/L) due to nonspecific binding to allergen solid phases. Since only one result is generated for this panel, individual (single) allergen responses cannot be identified. When this panel is positive, follow-up testing is required to differentiate between individual allergens in the panel. | Homburger HA, Hamilton RG: Allergic diseases. In: McPherson RA, Pincus MR, eds. Henry's Clinical Diagnosis and Management by Laboratory Methods. 23rd ed. Elsevier; 2017:1057-1070 | Specific IgE from the patient's serum reacts with the allergen of interest, which is covalently coupled to an ImmunoCAP. After washing away nonspecific IgE, enzyme-labeled anti-IgE antibody is added to form a complex. After incubation, unbound anti-IgE is washed away, and the bound complex incubated with a developing agent. After stopping the reaction, the fluorescence of the eluate is measured. Fluorescence is proportional to the amount of specific IgE present in the patient's sample (ie, the higher the fluorescence value, the more IgE antibody is present).(Package insert: ImmunoCAP System Specific IgE FEIA. Phadia; Rev 06/2020) | Same day/1 to 3 days | 14 days | This test has been cleared, approved, or is exempt by the US Food and Drug Administration and is used per manufacturer's instructions. Performance characteristics were verified by Mayo Clinic in a manner consistent with CLIA requirements. | 86003 | Weed Panel # 2 | 24493-9 | WEED2 | Weed Panel # 2 | 24493-9
WEED3 | Weed Panel # 3, Serum | Establishing a diagnosis of an allergy to English plantain, lamb's quarters, red sorrel, and Russian thistle allergen Defining the allergen responsible for eliciting signs and symptoms Identifying allergens: -Responsible for allergic response and/or anaphylactic episode -To confirm sensitization prior to beginning immunotherapy -To investigate the specificity of allergic reactions to insect venom allergens, drugs, or chemical allergens Testing for IgE antibodies isnot usefulin patients previously treated with immunotherapy to determine if residual clinical sensitivity exists, or in patients in whom the medical management does not depend upon identification of allergen specificity. | Fluorescence Enzyme Immunoassay (FEIA) | Yes | Weed Panel # 3 | Includes testing for English plantain, lamb's quarters, red sorrel, and Russian thistle allergen. | Collection Container/Tube: Preferred:Serum gel Acceptable:Red top Submission Container/Tube:Plastic vial Specimen Volume:0.5 mL for every 5 allergens requested Collection Instructions:Centrifuge and aliquot serum into a plastic vial. | For 1 allergen: 0.3 mL For more than 1 allergen: (0.05 mL x number of allergens) + 0.25 mL deadspace | Clinical manifestations of immediate hypersensitivity (allergic) diseases are caused by the release of proinflammatory mediators (histamine, leukotrienes, and prostaglandins) from IgE-sensitized effector cells (mast cells and basophils) when cell-bound IgE antibodies interact with an allergen. In vitro serum testing for IgE antibodies provides an indication of the immune response to allergens that may be associated with allergic disease. The allergens chosen for testing often depend upon the age of the patient, history of allergen exposure, season of the year, and clinical manifestations. In individuals predisposed to develop allergic disease, the sequence of sensitization and clinical manifestations proceed as follows: eczema and respiratory disease (rhinitis and bronchospasm) in infants and children less than 5 years due to food sensitivity (milk, egg, soy, and wheat proteins) followed by respiratory disease (rhinitis and asthma) in older children and adults due to sensitivity to inhalant allergens (dust mite, mold, and pollen inhalants). | Class,IgE kU/L,Interpretation, 0,<0.10,Negative, 0/1,0.10-0.34,Borderline/equivocal, 1,0.35-0.69,Equivocal, 2,0.70-3.49,Positive, 3,3.50-17.4,Positive, 4,17.5-49.9,Strongly positive, 5,50.0-99.9,Strongly positive, 6,> or =100,Strongly positive, | Positive results indicate the possibility of allergic disease induced by one or more allergens present in the multi-allergen cap. Negative results may rule out allergy, except in rare cases of allergic disease induced by exposure to a single allergen. Detection of IgE antibodies in serum (class 1 or greater) indicates an increased likelihood of allergic disease as opposed to other etiologies and defines the allergens that may be responsible for eliciting signs and symptoms. The level of IgE antibodies in serum varies directly with the concentration of IgE antibodies expressed as a class score or kU/L. | Testing for IgE antibodies is not useful in patients previously treated with immunotherapy to determine if residual clinical sensitivity exists or in patients in whom the medical management does not depend upon identification of allergen specificity. Some individuals with clinically insignificant sensitivity to allergens may have measurable levels of IgE antibodies in serum, and test results must be interpreted in the clinical context. False-positive results for IgE antibodies may occur in patients with markedly elevated serum IgE (>2500 kU/L) due to nonspecific binding to allergen solid phases. Since only one result is generated for this panel, individual (single) allergen responses cannot be identified. When this panel is positive, follow-up testing is required to differentiate between individual allergens in the panel. | Homburger HA, Hamilton RG: Allergic diseases. In: McPherson RA, Pincus MR, eds. Henry's Clinical Diagnosis and Management by Laboratory Methods. 23rd ed. Elsevier; 2017:1057-1070 | Specific IgE from the patient's serum reacts with the allergen of interest, which is covalently coupled to an ImmunoCAP. After washing away nonspecific IgE, enzyme-labeled anti-IgE antibody is added to form a complex. After incubation, unbound anti-IgE is washed away, and the bound complex incubated with a developing agent. After stopping the reaction, the fluorescence of the eluate is measured. Fluorescence is proportional to the amount of specific IgE present in the patient's sample (ie, the higher the fluorescence value, the more IgE antibody is present).(Package insert: ImmunoCAP System Specific IgE FEIA. Phadia; Rev 06/2020) | Same day/1 to 3 days | 14 days | This test has been cleared, approved, or is exempt by the US Food and Drug Administration and is used per manufacturer's instructions. Performance characteristics were verified by Mayo Clinic in a manner consistent with CLIA requirements. | 86003 | Weed Panel # 3 | 63198-6 | WEED3 | Weed Panel # 3 | 63198-6
WEED4 | Weed Panel # 4, Serum | Establishing a diagnosis of an allergy togiant ragweed, short ragweed, and Western ragweed Defining the allergen responsible for eliciting signs and symptoms Identifying allergens: -Responsible for allergic response and/or anaphylactic episode -To confirm sensitization prior to beginning immunotherapy -To investigate the specificity of allergic reactions to insect venom allergens, drugs, or chemical allergens Testing for IgE antibodies isnot useful | Fluorescence Enzyme Immunoassay (FEIA) | Yes | Weed Panel # 4 | Includes testing for giant ragweed, short ragweed, and Western ragweed allergen. | Collection Container/Tube: Preferred:Serum gel Acceptable:Red top Submission Container/Tube:Plastic vial Specimen Volume:0.5 mL for every 5 allergens requested Collection Instructions:Centrifuge and aliquot serum into a plastic vial. | For 1 allergen: 0.3 mL For more than 1 allergen: (0.05 mL x number of allergens) + 0.25 mL deadspace | Clinical manifestations of immediate hypersensitivity (allergic) diseases are caused by the release of proinflammatory mediators (histamine, leukotrienes, and prostaglandins) from IgE-sensitized effector cells (mast cells and basophils) when cell-bound IgE antibodies interact with an allergen. In vitro serum testing for IgE antibodies provides an indication of the immune response to allergens that may be associated with allergic disease. The allergens chosen for testing often depend upon the age of the patient, history of allergen exposure, season of the year, and clinical manifestations. In individuals predisposed to develop allergic disease, the sequence of sensitization and clinical manifestations proceed as follows: eczema and respiratory disease (rhinitis and bronchospasm) in infants and children less than 5 years due to food sensitivity (milk, egg, soy, and wheat proteins) followed by respiratory disease (rhinitis and asthma) in older children and adults due to sensitivity to inhalant allergens (dust mite, mold, and pollen inhalants). | Class,IgE kU/L,Interpretation, 0,<0.10,Negative, 0/1,0.10-0.34,Borderline/equivocal, 1,0.35-0.69,Equivocal, 2,0.70-3.49,Positive, 3,3.50-17.4,Positive, 4,17.5-49.9,Strongly positive, 5,50.0-99.9,Strongly positive, 6,> or =100,Strongly positive, | Positive results indicate the possibility of allergic disease induced by one or more allergens present in the multi-allergen cap. Negative results may rule out allergy, except in rare cases of allergic disease induced by exposure to a single allergen. Detection of IgE antibodies in serum (class 1 or greater) indicates an increased likelihood of allergic disease as opposed to other etiologies and defines the allergens that may be responsible for eliciting signs and symptoms. The level of IgE antibodies in serum varies directly with the concentration of IgE antibodies expressed as a class score or kU/L. | Testing for IgE antibodies is not useful in patients previously treated with immunotherapy to determine if residual clinical sensitivity exists or in patients in whom the medical management does not depend upon identification of allergen specificity. Some individuals with clinically insignificant sensitivity to allergens may have measurable levels of IgE antibodies in serum, and test results must be interpreted in the clinical context. False-positive results for IgE antibodies may occur in patients with markedly elevated serum IgE (>2500 kU/L) due to nonspecific binding to allergen solid phases. Since only one result is generated for this panel, individual (single) allergen responses cannot be identified. When this panel is positive, follow-up testing is required to differentiate between individual allergens in the panel. | Homburger HA, Hamilton RG: Allergic diseases. In: McPherson RA, Pincus MR, eds. Henry's Clinical Diagnosis and Management by Laboratory Methods. 23rd ed. Elsevier; 2017:1057-1070 | Specific IgE from the patient's serum reacts with the allergen of interest, which is covalently coupled to an ImmunoCAP. After washing away nonspecific IgE, enzyme-labeled anti-IgE antibody is added to form a complex. After incubation, unbound anti-IgE is washed away, and the bound complex incubated with a developing agent. After stopping the reaction, the fluorescence of the eluate is measured. Fluorescence is proportional to the amount of specific IgE present in the patient's sample (ie, the higher the fluorescence value, the more IgE antibody is present).(Package insert: ImmunoCAP System Specific IgE FEIA. Phadia; Rev 06/2020) | 1 to 3 days | 14 days | This test has been cleared, approved, or is exempt by the US Food and Drug Administration and is used per manufacturer's instructions. Performance characteristics were verified by Mayo Clinic in a manner consistent with CLIA requirements. | 86003 | Weed Panel # 4 | 73710-6 | WEED4 | Weed Panel # 4 | 73710-6
WNVCI | West Nile CSF Interpretation | Interpretation for WNC / West Nile Virus Antibody, IgG and IgM, Spinal Fluid. Aids in diagnosis of central nervous system infection with West Nile virus | Only orderable as part of a profile. For more information see WNC / West Nile Virus Antibody, IgG and IgM, Spinal Fluid. Technical Interpretation | Yes | West Nile CSF Interpretation | CSF |  |  | West Nile virus (WNV) is a mosquito-borne flavivirus (single-stranded RNA) that primarily infects birds and can also infect humans and horses. WNV was first isolated in 1937 from an infected person in the West Nile district of Uganda. Until the viral infection was recognized in 1999 in birds in New York City, WNV was found only in the Eastern Hemisphere, with wide distribution in Africa, Asia, the Middle East, and Europe.(1-3) Most recently, in 2012, a total of 5674 cases of WNV were reported to the Centers for Disease Control and Prevention, among which 2873 (51%) were classified as neuroinvasive disease (eg, meningitis or encephalitis) and 286 (5%) cases resulted in death.(2) Most people who are infected with WNV will not develop clinical signs of illness. It is estimated that about 20% of those who become infected will develop West Nile fever with mild symptoms, including fever, headache, myalgia, and occasionally a skin rash on the trunk of the body. Case fatality rates among patients hospitalized during recent outbreaks have ranged from 4% to 14%. Advanced age is the most important risk factor for death, and patients older than 70 years of age are at particularly high risk.(1) Laboratory diagnosis is best achieved by demonstration of specific IgG and IgM class antibodies in serum specimens. Polymerase chain reaction (PCR) (WNCSF / West Nile Virus, RNA, PCR, Molecular Detection, Spinal Fluid) can detect WNV RNA in specimens from patients with recent WNV infection (ie, 3-5 days following infection) when specific antibodies to the virus are not yet present. However, the likelihood of detection is relatively low as the sensitivity of PCR detection is approximately 55% in cerebrospinal fluid and approximately 10% in blood from patients with known WNV infection. | Only orderable as part of a profile. See WNC / West Nile Virus Antibody, IgG and IgM, Spinal Fluid. IgG: Negative IgM: Negative Reference values apply to all ages. | IgM: A positive result is consistent with the acute phase of West Nile virus (WNV) meningitis or encephalitis. In the very early stages of acute WNV infection, IgM may be detectable in cerebrospinal fluid (CSF) before it becomes detectable in serum. A negative result may indicate absence of disease. However, specimens collected too early in the acute phase may be negative for IgM-class antibodies to WNV. If WNV central nervous system infection is suspected, a second specimen should be collected in 1 to 2 weeks and tested. IgG: A positive result may indicate recent or past central nervous system (CNS) infection with WNV. Clinical correlation is necessary. This assay is unable to distinguish between intrathecal antibody synthesis and serum antibodies introduced into the CSF at the time of lumbar puncture or from a breakdown in the blood-brain barrier. Positive results should be interpreted with other laboratory and clinical data prior to a diagnosis of CNS infection. | Test results should be used in conjunction with clinical evaluation, exposure history and other available diagnostic procedures. The significance of negative test results in immunosuppressed patients is uncertain. False-negative results due to competition by high levels of IgG, while theoretically possible, have not been observed. False-positive results may occur in patients infected with other flaviviruses, including dengue virus, St. Louis virus, and Zika virus and in persons previously infected with West Nile virus (WNV). Because closely related arboviruses exhibit serologic cross-reactivity, it sometimes may be epidemiologically important to attempt to pinpoint the infecting virus by conducting plaque reduction neutralization tests using an appropriate battery of closely related viruses. Such testing is available through the Centers for Disease Control and Prevention and select public health laboratories. WNV antibody results for cerebrospinal fluid (CSF) should be interpreted with caution. Complicating factors include low antibody levels found in CSF, passive transfer of antibody from blood, and contamination via a traumatic lumbar puncture. | 1. Petersen LR, Marafin AA. West Nile Virus: a primer for the clinician. Ann Intern Med. 2002;137:173-179 2.Centers for Disease Control and Prevention (CDC). West Nile virus and other arboviral diseases--United States, 2012. MMWR Morb Mortal Wkly Rep. 2013;62(25):513-517 3. Brinton MA. The molecular biology of West Nile Virus: a new invader of the western hemisphere. Ann Rev Microbiol. 2002;56:371-402 4. Centers for Disease Control and Prevention (CDC). Provisional Surveillance Summary of the West Nile Virus epidemic. United States, January-November 2002. MMWR Morb Mortal Wkly Rep. 2002;51(50):1129-1133 5. Centers for Disease Control and Prevention (CDC). Investigations of West Nile Virus infections in recipients of blood transfusions. MMWR Morb Mortal Wkly Rep. 2002;51(43):973-974 | Automated interpretation of IgM and IgG antibody results forWest Nile virus. | Same day/1 day |  | Not Applicable |  | West Nile CSF Interpretation | 69048-7 | WNVCI | West Nile CSF Interpretation | 69048-7
WNVSI | West Nile Serum Interpretation | Interpretation of testing for a laboratory diagnosis of infection with West Nile virus | Only orderable as part of a profile. For more information see WNS / West Nile Virus Antibody, IgG and IgM, Serum. Technical Interpretation | Yes | West Nile Serum Interpretation | Serum |  |  | West Nile virus (WNV) is a mosquito-borne flavivirus (single-stranded RNA) that primarily infects birds and can also infect humans and horses. WNV was first isolated in 1937 from an infected person in the West Nile district of Uganda. Until the viral infection was recognized in 1999 in birds in New York City, WNV was found only in the Eastern Hemisphere, with wide distribution in Africa, Asia, the Middle East, and Europe.(1-3) Most recently, in 2012, a total of 5674 cases of WNV were reported to the Centers for Disease Control and Prevention, among which 2873 (51%) were classified as neuroinvasive disease (eg, meningitis or encephalitis) and 286 (5%) cases resulted in death.(2) Most people who are infected with WNV will not develop clinical signs of illness. It is estimated that about 20% of those who become infected will develop West Nile fever with mild symptoms, including fever, headache, myalgia, and occasionally a skin rash on the trunk of the body. Case fatality rates among patients hospitalized during recent outbreaks have ranged from 4% to 14%. Advanced age is the most important risk factor for death, and patients older than 70 years of age are at particularly high risk.(1) Laboratory diagnosis is best achieved by demonstration of specific IgG and IgM class antibodies in serum specimens. Polymerase chain reaction (PCR) tests (WNVS / West Nile Virus, RNA, PCR, Molecular Detection, Serum) can detect WNV RNA in serum specimens from patients with recent WNV infection (ie, 3 to 5 days following infection) when specific antibodies to the virus are not yet present. However, the likelihood of detection is relatively low as the sensitivity of PCR detection is approximately 55% in cerebrospinal fluid and approximately 10% in blood from patients with known WNV infection. | Only orderable as part of a profile. For more information see WNS / West Nile Virus Antibody, IgG and IgM, Serum. An interpretive report will be provided. | IgG: The presence of IgG-class antibodies to West Nile virus (WNV) in serum indicates infection with WNV at some time in the past. By 3 weeks postinfection, virtually all infected persons should have developed IgG antibodies to WNV. If acute-phase infection is suspected, serum specimens drawn within approximately 7 days postinfection should be compared with a specimen drawn approximately 14 to 21 days after infection to demonstrate rising IgG antibody levels between the 2 serum specimens. IgM: Presence of specific IgM-class antibodies in a serum specimen is consistent with acute-phase infection with WNV. By the 8th day of illness, most infected persons will have detectable serum IgM antibody to WNV; in most cases it will be detectable for at least 1 to 2 months following disease resolution and, in some cases, will be detectable for 12 months or longer. The absence of IgM antibodies to WNV is consistent with lack of acute-phase infection with this virus. Specimens collected too early in the acute phase (eg, before 8-10 days postinfection) may be negative for IgM-specific antibodies to WNV. If WNV is suspected, a second specimen collected approximately 14 days postinfection should be tested. In the very early stages of WNV infection, IgM may be detectable in cerebrospinal fluid before it becomes detectable in serum. | Test results should be used in conjunction with a clinical evaluation and other available diagnostic procedures. The significance of negative test results in immunosuppressed patients is uncertain. Positive test results may not be valid in persons who have received blood transfusions or other blood products within the past several months. False-negative results due to competition by high levels of IgG, while theoretically possible, have not been observed. False-positive results may occur in persons vaccinated for flaviviruses (eg, yellow fever, Japanese encephalitis, dengue). False-positive results may occur in patients infected with other arboviruses, including flaviviruses (eg, dengue virus) and alphaviruses (eg, LaCrosse [California] encephalitis virus, Eastern or Western equine encephalitis virus, St. Louis virus) and in persons previously infected with West Nile virus (WNV). Because closely related arboviruses exhibit serologic cross-reactivity, it sometimes may be epidemiologically important to attempt to pinpoint the infecting virus by conducting cross-neutralization tests using an appropriate battery of closely related viruses. WNV antibody results for cerebrospinal fluid (CSF) should be interpreted with caution. Complicating factors include low antibody levels found in CSF, passive transfer of antibody from blood, and contamination via a traumatic lumbar puncture. | 1. Petersen LR, Marfin AA. West Nile Virus: a primer for the clinician. Ann Intern Med. 2002;137(3):173-179 2. Centers for Disease Control and Prevention (CDC). West Nile virus and other arboviral diseases--United States, 2012. MMWR Morb Mortal Wkly Rep. 2013;62(25):513-517 3. Brinton MA. The molecular biology of West Nile Virus. a new invader of the western hemisphere. Ann Rev Microbiol. 2002;56:371-402 4. Centers for Disease Control and Prevention (CDC). Provisional surveillance summary of the West Nile virus epidemic--United States, January-November 2002. MMWR Morb Mortal Wkly Rep. 2002;51(50):1129-1133 5. Centers for Disease Control and Prevention (CDC). Investigations of West Nile virus infections in recipients of blood transfusions. MMWR Morb Mortal Wkly Rep. 2002;51(43):973-974 | Automated interpretation of IgM and IgG antibody results forWest Nile virus. | Same day/1 day |  | Not Applicable |  | West Nile Serum Interpretation | 69048-7 | WNVSI | West Nile Serum Interpretation | 69048-7
WNS | West Nile Virus Antibody, IgG and IgM, Serum | Laboratory diagnosis of infection with West Nile virus using serum specimens | Enzyme-Linked Immunosorbent Assay (ELISA) | Yes | West Nile Virus Ab, IgG and IgM, S | The following algorithms are available: | Collection Container/Tube: Preferred:Serum gel Acceptable:Red top Submission Container/Tube:Plastic vial Specimen Volume:0.5 mL Collection Instructions:Centrifuge and aliquot serum into a plastic vial. | 0.4 mL | West Nile virus (WNV) is a mosquito-borne flavivirus (single-stranded RNA) that primarily infects birds and can also infect humans and horses. WNV was first isolated in 1937 from an infected person in the West Nile district of Uganda. Until the viral infection was recognized in 1999 in birds in New York City, WNV was found only in the Eastern Hemisphere, with wide distribution in Africa, Asia, the Middle East, and Europe.(1-3) In 2012, a total of 5674 cases of WNV were reported to the Centers for Disease Control and Prevention, among which 2873 (51%) were classified as neuroinvasive disease (eg, meningitis or encephalitis) and 286 (5%) cases resulted in death.(2) Most people who are infected with WNV will not develop clinical signs of illness. It is estimated that about 20% of those who become infected will develop West Nile fever with mild symptoms, including fever, headache, myalgia, and occasionally a skin rash on the trunk of the body. Case fatality rates among patients hospitalized during recent outbreaks have ranged from 4% to 14%. Advanced age is the most important risk factor for death, and patients older than 70 years of age are at particularly high risk.(1) Laboratory diagnosis is best achieved by demonstration of specific IgG and IgM class antibodies in serum specimens. Polymerase chain reaction (PCR) tests (WNVS / West Nile Virus, RNA, PCR, Molecular Detection, Serum) can detect WNV RNA in serum specimens from patients with recent WNV infection (ie, 3-5 days following infection) when specific antibodies to the virus are not yet present. However, the likelihood of detection is relatively low as the sensitivity of PCR detection is approximately 55% in cerebrospinal fluid and approximately 10% in blood from patients with known WNV infection. | IgG: negative IgM: negative Reference values apply to all ages. | The presence of IgG-class antibodies to West Nile virus (WNV) in serum indicates infection with WNV at some time in the past. By 3 weeks postinfection, virtually all infected persons should have developed IgG antibodies to WNV. If acute-phase infection is suspected, serum specimens collected within approximately 7 days postinfection should be compared with a specimen collected approximately 14 to 21 days postinfection to demonstrate rising IgG antibody levels between the 2 serum specimens. Presence of specific IgM-class antibodies in a serum specimen is consistent with acute-phase infection with WNV. By the 8th day of illness, most infected persons will have detectable serum IgM antibody to WNV; in most cases it will be detectable for at least 1 to 2 months following disease resolution and, in some cases, will be detectable for 12 months or longer. The absence of IgM antibodies to WNV is consistent with lack of acute-phase infection with this virus. Specimens collected too early in the acute phase (eg, before 8-10 days postinfection) may be negative for IgM-specific antibodies to WNV. If WNV is suspected, a second specimen collected approximately 14 days postinfection should be tested. In the very early stages of WNV infection, IgM may be detectable in cerebrospinal fluid before it becomes detectable in serum. | Test results should be used in conjunction with a clinical evaluation and other available diagnostic procedures. The significance of negative test results in immunosuppressed patients is uncertain. Positive test results may not be valid in persons who have received blood transfusions or other blood products within the past several months. False-negative results due to competition by high levels of IgG, while theoretically possible, have not been observed. False-positive results may occur in persons vaccinated for flaviviruses (eg, yellow fever, Japanese encephalitis, dengue) False-positive results may occur in patients infected with other arboviruses, including flaviviruses (eg, dengue virus) and alphaviruses (eg, LaCrosse [California] Encephalitis virus, Eastern or Western equine encephalitis virus, St. Louis virus) and in persons previously infected with West Nile virus. Because closely related arboviruses exhibit serologic cross-reactivity, it sometimes may be epidemiologically important to attempt to pinpoint the infecting virus by conducting cross-neutralization tests using an appropriate battery of closely related viruses. WNV antibody results for cerebrospinal fluid (CSF) should be interpreted with caution. Complicating factors include low antibody levels found in CSF, passive transfer of antibody from blood, and contamination via a traumatic lumbar puncture. | 1. Petersen LR, Marfin AA. West Nile Virus: a primer for the clinician. Ann Intern Med. 2002;137:173-179 2. Centers for Disease Control and Prevention (CDC). West Nile virus and other arboviral diseases-United States, 2012. MMWR Morb Mortal Wkly Rep. 2013;62(25):513-517 3. Brinton MA. The molecular biology of West Nile Virus: a new invader of the western hemisphere. Ann Rev Microbiol. 2002;56:371-402 4. Centers for Disease Control and Prevention (CDC). Provisional surveillance summary of the West Nile virus epidemic. United States, January-November 2002. MMWR Morb Mortal Wkly Rep. 2002;51(50):1129-1133 5. Centers for Disease Control and Prevention (CDC). Investigations of West Nile virus infections in recipients of blood transfusions. MMWR Morb Mortal Wkly Rep. 2002;51(43):973-974 | IgG: Polystyrene microwells are coated with recombinant West Nile virus (WNV) antigen. Diluted serum specimens and controls are incubated in the wells to allow specific antibody present in the specimens to react with the antigen. Nonspecific reactants are removed by washing, and peroxidase-conjugated antihuman IgG is added and reacts with specific IgG. Excess conjugate is removed by washing. Enzyme substrate and chromogen are added, and the color is allowed to develop. After adding the stop reagent, the resultant color change is quantified by a spectrophotometric reading of optical density (OD). Specimen OD readings are compared with reference cutoff readings to determine results.(Package insert: West Nile Virus IgG DxSelect. Focus Diagnostics; 05/08/2018) IgM: Polystyrene microwells are coated with the antihuman antibody specific for IgM (mu-chain). Diluted serum specimens and controls are incubated in the wells. The IgM present in the specimen binds to the antihuman antibody (IgM specific) in the wells. Nonspecific reactants are removed by washing. WNV antigen is then added to the wells and incubated. If anti-WNV IgM is present in the specimen, the WNV antigen binds to the anti-WNV in the well. Unbound WNV antigen is then removed by washing the well. Mouse anti-flavivirus conjugated with horseradish peroxidase (HRP) is then added to the wells and incubated. If WNV antigen has been retained in the well by the anti-flavivirus in the specimen, the mouse anti-flavivirus:HRP binds to WNV antigen in the wells. Excess conjugate is removed by washing. Enzyme substrate and chromogen are added, and the color is allowed to develop. After adding the Stop reagent, the resultant color change is quantified by a spectrophotometric reading of OD that is directly proportional to the amount of antigen-specific IgM present in the specimen. Specimen OD readings are compared with reference cutoff OD readings to determine results.(Package insert: West Nile Virus IgM Capture DxSelect. Focus Diagnostics; 05/08/2018) | Same day/1 to 4 days | 14 days | This test has been cleared, approved, or is exempt by the US Food and Drug Administration and is used per manufacturer's instructions. Performance characteristics were verified by Mayo Clinic in a manner consistent with CLIA requirements. | IgG-86789IgM-86788 | West Nile Virus Ab, IgG and IgM, S | 94854-7 | WNVSI | West Nile Serum Interpretation | 69048-7
WNC | West Nile Virus Antibody, IgG and IgM, Spinal Fluid | Aiding in diagnosis of central nervous system infection with West Nile virus | Enzyme-Linked Immunosorbent Assay (ELISA) | Yes | West Nile Virus Ab, IgG and IgM,CSF | For more information see: | Supplies:Sarstedt Aliquot Tube, 5 mL (T914) Collection Container/Tube:Sterile vial Submission Container/Tube:Plastic vial Specimen Volume:1 mL | 0.8 mL | West Nile virus (WNV) is a mosquito-borne flavivirus (single-stranded RNA) that primarily infects birds and can also infect humans and horses. WNV was first isolated in 1937 from an infected person in the West Nile district of Uganda. Until the viral infection was recognized in 1999 in birds in New York City, WNV was found only in the Eastern Hemisphere, with wide distribution in Africa, Asia, the Middle East, and Europe.(1-3) In 2012, a total of 5674 cases of WNV were reported to the Centers for Disease Control and Prevention, among which 2873 (51%) were classified as neuroinvasive disease (eg, meningitis or encephalitis) and 286 (5%) cases resulted in death.(2) Most people who are infected with WNV will not develop clinical signs of illness. It is estimated that about 20% of those who become infected will develop West Nile fever with mild symptoms, including fever, headache, myalgia, and occasionally a skin rash on the trunk of the body. Case fatality rates among patients hospitalized during recent outbreaks have ranged from 4% to 14%. Advanced age is the most important risk factor for death, and patients older than 70 years of age are at particularly high risk.(1) Laboratory diagnosis is best achieved by demonstration of specific IgG and IgM class antibodies in serum specimens. Polymerase chain reaction (PCR) (WNCSF / West Nile Virus, RNA, PCR, Molecular Detection, Spinal Fluid) can detect WNV RNA in specimens from patients with recent WNV infection (ie, 3-5 days following infection) when specific antibodies to the virus are not yet present. However, the likelihood of detection is relatively low as the sensitivity of PCR detection is approximately 55% in cerebrospinal fluid and approximately 10% in blood from patients with known WNV infection. | IgG: Negative IgM: Negative Reference values apply to all ages. | Presence of specific IgM-class antibodies to West Nile virus (WNV)is consistent with the acute phase of WNV meningitis or encephalitis. In the very early stages of acute WNV infection, IgM may be detectable in cerebrospinal fluid (CSF) before it becomes detectable in serum. The absence of IgM antibodies to WNV may indicate absence of disease. However, specimens collected too early in the acute phase may be negative for IgM-class antibodies to WNV. If WNV central nervous system infection is suspected, a second specimen should be collected in 1 to 2 weeks and tested. The presence of IgG-class antibodies to WNV may indicate recent or past central nervous system (CNS) infection with WNV. Clinical correlation is necessary. This assay is unable to distinguish between intrathecal antibody synthesis and serum antibodies introduced into the CSF at the time of lumbar puncture or from a breakdown in the blood-brain barrier. Positive results should be interpreted with other laboratory and clinical data prior to a diagnosis of CNS infection. | Test results should be used in conjunction with clinical evaluation, exposure history, and other available diagnostic procedures. The significance of negative test results in immunosuppressed patients is uncertain. False-negative results due to competition by high levels of IgG, while theoretically possible, have not been observed. False-positive results may occur in patients infected with other flaviviruses, including dengue virus, St. Louis virus, and Zika virus and in persons previously infected with West Nile virus (WNV). Because closely related arboviruses exhibit serologic cross-reactivity, it sometimes may be epidemiologically important to attempt to pinpoint the infecting virus by conducting plaque reduction neutralization tests using an appropriate battery of closely related viruses. Such testing is available through the Centers for Disease Control and Prevention and select public health laboratories. WNV antibody results for cerebrospinal fluid (CSF) should be interpreted with caution. Complicating factors include low antibody levels found in CSF, passive transfer of antibody from blood, and contamination via a traumatic lumbar puncture. | 1. Petersen LR, Marfin AA. West Nile Virus: a primer for the clinician. Ann Intern Med. 2002;137(3):173-179 2. Centers for Disease Control and Prevention (CDC). West Nile virus and other arboviral diseases--United States, 2012. MMWR Morb Mortal Wkly Rep. 2013;62(25):513-517 3. Brinton MA. The molecular biology of West Nile Virus: a new invader of the western hemisphere. Ann Rev Microbiol. 2002;56:371-402 4. Centers for Disease Control and Prevention (CDC). Provisional surveillance summary of the West Nile virus epidemic--United States, January-November 2002. MMWR Morb Mortal Wkly Rep. 2002;51(50):1129-1133 5. Centers for Disease Control and Prevention (CDC). Investigations of West Nile virus infections in recipients of blood transfusions. MMWR Morb Mortal Wkly Rep. 2002;51(43):973-974 | IgG: Polystyrene microwells are coated with recombinant West Nile virus (WNV) antigen. Diluted serum specimens and controls are incubated in the wells to allow specific antibody present in the specimens to react with the antigen. Nonspecific reactants are removed by washing, and peroxidase-conjugated antihuman IgG is added and reacts with specific IgG. Excess conjugate is removed by washing. Enzyme substrate and chromogen are added, and the color is allowed to develop. After adding the Stop reagent, the resultant color change is quantified by a spectrophotometric reading of optical density (OD). Specimen OD readings are compared with reference cutoff readings to determine results.(Package insert: West Nile Virus IgG DxSelect. Focus Diagnostics; 05/08/2018) IgM: Polystyrene microwells are coated with the antihuman antibody specific for IgM (mu-chain). Diluted serum specimens and controls are incubated in the wells. The IgM present in the specimen binds to the antihuman antibody (IgM specific) in the wells. Nonspecific reactants are removed by washing. WNV antigen is then added to the wells and incubated. If anti-WNV IgM is present in the specimen, the WNV antigen binds to the anti-WNV in the well. Unbound WNV antigen is then removed by washing the well. Mouse anti-flavivirus conjugated with horseradish peroxidase (HRP) is then added to the wells and incubated. If WNV antigen has been retained in the well by the anti-flavivirus in the specimen, the mouse anti-flavivirus: HRP binds to WNV antigen in the wells. Excess conjugate is removed by washing. Enzyme substrate and chromogen are added, and the color is allowed to develop. After adding the Stop reagent, the resultant color change is quantified by a spectrophotometric reading of OD that is directly proportional to the amount of antigen-specific IgM present in the specimen. Specimen OD readings are compared with reference cutoff OD readings to determine results.(Package insert: West Nile Virus IgM Capture DxSelect. Focus Diagnostics; 05/08/2018) | Same day/1 to 4 days | 14 days | This test has been modified from the manufacturer's instructions. Its performance characteristics were determined by Mayo Clinic in a manner consistent with CLIA requirements. This test has not been cleared or approved by the US Food and Drug Administration. | 8678986788 | West Nile Virus Ab, IgG and IgM,CSF | 94853-9 | WNVCI | West Nile CSF Interpretation | 69048-7
WNGS | West Nile Virus Antibody, IgG, Serum | Detection of IgG antibodies in West Nile virus infections | Only orderable as part of a profile. For more information see WNS / West Nile Virus Antibody, IgG and IgM, Serum. Enzyme-Linked Immunosorbent Assay (ELISA) | Yes | West Nile Virus Ab, IgG, S | Serum | Only orderable as part of a profile. For more information see WNS / West Nile Virus Antibody, IgG and IgM, Serum. Collection Container/Tube: Preferred:Serum gel Acceptable:Red top Submission Container/Tube:Plastic vial Specimen Volume:0.5 mL Collection Instructions:Centrifuge and aliquot serum into a plastic vial. | 0.4 mL | West Nile virus (WNV) is a mosquito-borne flavivirus (single-stranded RNA) that primarily infects birds and can also infect humans and horses. WNV was first isolated in 1937 from an infected person in the West Nile district of Uganda. Until the viral infection was recognized in 1999 in birds in New York City, WNV was found only in the Eastern Hemisphere, with wide distribution in Africa, Asia, the Middle East, and Europe.(1-3) Most recently, in 2012, a total of 5674 cases of WNV were reported to the Centers for Disease Control and Prevention, among which 2873 (51%) were classified as neuroinvasive disease (eg, meningitis or encephalitis) and 286 (5%) cases resulted in death.(2) Most people who are infected with WNV will not develop clinical signs of illness. It is estimated that about 20% of those who become infected will develop West Nile fever with mild symptoms, including fever, headache, myalgia, and occasionally a skin rash on the trunk of the body. Case fatality rates among patients hospitalized during recent outbreaks have ranged from 4% to 14%. Advanced age is the most important risk factor for death, and patients older than 70 years of age are at particularly high risk.(1) Laboratory diagnosis is best achieved by demonstration of specific IgG and IgM class antibodies in serum specimens. Polymerase chain reaction (PCR) (WNVS / West Nile Virus, RNA, PCR, Molecular Detection, Serum) can detect WNV RNA in serum specimens from patients with recent WNV infection (ie, 3-5 days following infection) when specific antibodies to the virus are not yet present. However, the likelihood of detection is relatively low as the sensitivity of PCR detection is approximately 55% in cerebrospinal fluid and approximately 10% in blood from patients with known WNV infection. | Only orderable as part of a profile. For more information see WNS / West Nile Virus Antibody, IgG and IgM, Serum. Negative Reference values apply to all ages | The presence of IgG-class antibodies to West Nile virus (WNV) in serum indicates infection with WNV at some time in the past. By 3 weeks postinfection, virtually all infected persons should have developed IgG antibodies to WNV. If acute-phase infection is suspected, serum specimens collected within approximately 7 days postinfection should be compared with a specimen collected approximately 14 to 21 days after infection to demonstrate rising IgG antibody levels between the 2 serum specimens. | Test results should be used in conjunction with a clinical evaluation and other available diagnostic procedures. The significance of negative test results in immunosuppressed patients is uncertain. Positive test results may not be valid in persons who have received blood transfusions or other blood products within the past several months. False-negative results due to competition by high levels of IgG, while theoretically possible, have not been observed. False-positive results may occur in persons vaccinated for flaviviruses (eg, yellow fever, Japanese encephalitis, dengue). False-positive results may occur in patients infected with other arboviruses, including flaviviruses (eg, dengue virus) and alphaviruses (eg, LaCrosse [California] encephalitis virus, Eastern or Western equine encephalitis virus, St. Louis virus) and in persons previously infected with West Nile virus (WNV). Because closely related arboviruses exhibit serologic cross-reactivity, it sometimes may be epidemiologically important to attempt to pinpoint the infecting virus by conducting cross-neutralization tests using an appropriate battery of closely related viruses. WNV antibody results for cerebrospinal fluid (CSF) should be interpreted with caution. Complicating factors include low antibody levels found in CSF, passive transfer of antibody from blood, and contamination via a traumatic lumbar puncture. | 1. Petersen LR, Marfin AA. West Nile Virus: a primer for the clinician. Ann Intern Med. 2002;137(3):173-179 2. Centers for Disease Control and Prevention (CDC). West Nile virus and other arboviral diseases--United States, 2012. MMWR Morb Mortal Wkly Rep. 2013;62(25):513-517 3. Brinton MA. The molecular biology of West Nile Virus. a new invader of the western hemisphere. Ann Rev Microbiol. 2002;56:371-402 4. Centers for Disease Control and Prevention (CDC). Provisional surveillance summary of the West Nile virus epidemic--United States, January-November 2002. MMWR Morb Mortal Wkly Rep. 2002;51(50):1129-1133 5. Centers for Disease Control and Prevention (CDC). Investigations of West Nile virus infections in recipients of blood transfusions. MMWR Morb Mortal Wkly Rep. 2002;51(43):973-974 | Polystyrene microwells are coated with recombinant West Nile virus antigen. Diluted serum specimens and controls are incubated in the wells to allow specific antibody present in the specimens to react with the antigen. Nonspecific reactants are removed by washing, and peroxidase-conjugated antihuman IgG is added and reacts with specific IgG. Excess conjugate is removed by washing. Enzyme substrate and chromogen are added, and the color is allowed to develop. After adding the Stop reagent, the resultant color change is quantified by a spectrophotometric reading of optical density (OD). Specimen OD readings are compared with reference cutoff readings to determine results.(Package insert: West Nile Virus IgG DxSelect. Focus Diagnostics; 05/08/2018) | Same day/1 to 4 days | 14 Days | This test has been cleared, approved, or is exempt by the US Food and Drug Administration and is used per manufacturer's instructions. Performance characteristics were verified by Mayo Clinic in a manner consistent with CLIA requirements. | 86789 | West Nile Virus Ab, IgG, S | 29566-7 | WNGS | West Nile Virus Ab, IgG, S | 29566-7
WNGC | West Nile Virus Antibody, IgG, Spinal Fluid | Aids in diagnosing recent or past central nervous system West Nile virus infection | Only orderable as part of a profile. For more information see WNC / West Nile Virus Antibody, IgG and IgM, Spinal Fluid. Enzyme-Linked Immunosorbent Assay (ELISA) | Yes | West Nile Virus Ab, IgG, CSF | CSF | Only orderable as part of a profile. For more information see WNC / West Nile Virus Antibody, IgG and IgM, Spinal Fluid. Supplies:Sarstedt Aliquot Tube 5 mL (T914) Collection Container/Tube:Sterile vial Submission Container/Tube:Plastic vial Specimen Volume:1 mL | 0.8 mL | West Nile virus (WNV) is a mosquito-borne flavivirus (single-stranded RNA) that primarily infects birds and can also infect humans and horses. WNV was first isolated in 1937 from an infected person in the West Nile district of Uganda. Until the viral infection was recognized in 1999 in birds in New York City, WNV was found only in the Eastern Hemisphere, with wide distribution in Africa, Asia, the Middle East, and Europe.(1-3) Most recently, in 2012, a total of 5674 cases of WNV were reported to theCentersforDiseaseControlandPrevention, among which 2873 (51%) were classified as neuroinvasive disease (eg, meningitis or encephalitis) and 286 (5%) cases resulted in death.(2) Most people who are infected with WNV will not develop clinical signs of illness. It is estimated that about 20% of those who become infected will develop West Nile fever with mild symptoms, including fever, headache, myalgia, and occasionally a skin rash on the trunk of the body. Case fatality rates among patients hospitalized during recent outbreaks have ranged from 4% to 14%. Advanced age is the most important risk factor for death, and patients older than 70 years of age are at particularly high risk.(1) Laboratory diagnosis is best achieved by demonstration of specific IgG and IgM class antibodies in serum specimens.Polymerase chain reaction (PCR) (WNCSF / West Nile Virus, RNA, PCR, Molecular Detection, Spinal Fluid) can detect WNV RNA in specimens from patients with recent WNV infection (ie, 3-5 days following infection) when specific antibodies to the virus are not yet present. However, the likelihood of detection is relatively low as the sensitivity of PCR detection is approximately 55% in cerebrospinal fluid and approximately 10% in blood, from patients with known WNV infection. | Only orderable as part of a profile. For more information see WNC / West Nile Virus Antibody, IgG and IgM, Spinal Fluid. IgG: Negative Reference values apply to all ages. | A positive result may indicate recent or past central nervous system (CNS) infection with West Nile virus. Clinical correlation is necessary. This assay is unable to distinguish between intrathecal antibody synthesis and serum antibodies introduced into the cerebrospinal fluid at the time of lumbar puncture or from a breakdown in the blood-brain barrier. Positive results should be interpreted with other laboratory and clinical data prior to a diagnosis of CNS infection. | Test results should be used in conjunction with clinical evaluation, exposure history and other available diagnostic procedures. The significance of negative test results in immunosuppressed patients is uncertain. False-negative results due to competition by high levels of IgG, while theoretically possible, have not been observed. False-positive results may occur in patients infected with other flaviviruses, including dengue virus, St. Louis virus, and Zika virus and in persons previously infected with West Nile virus (WNV). Because closely related arboviruses exhibit serologic cross-reactivity, it sometimes may be epidemiologically important to attempt to pinpoint the infecting virus by conducting plaque reduction neutralization tests using an appropriate battery of closely related viruses. Such testing is available through theCentersforDiseaseControlandPreventionand select public health laboratories. WNV antibody results for cerebrospinal fluid (CSF) should be interpreted with caution. Complicating factors include low antibody levels found in CSF, passive transfer of antibody from blood, and contamination via a traumatic lumbar puncture. | 1. Petersen LR, Marfin AA. West Nile Virus: a primer for the clinician. Ann Intern Med. 2002;137(3):173-179 2. Centers for Disease Control and Prevention (CDC). West Nile virus and other arboviral diseases--United States, 2012. MMWR Morb Mortal Wkly Rep. 2013;62(25):513-517 3. Brinton MA. The molecular biology of West Nile Virus: a new invader of the western hemisphere. Ann Rev Microbiol. 2002;56:371-402 4. Centers for Disease Control and Prevention (CDC). Provisional Surveillance Summary of the West Nile Virus epidemic. United States, January-November 2002. MMWR Morb Mortal Wkly Rep. 2002;51(50):1129-1133 5. Centers for Disease Control and Prevention (CDC). Investigations of West Nile Virus infections in recipients of blood transfusions. MMWR Morb Mortal Wkly Rep. 2002;51(43):973-974 | Polystyrene microwells are coated with recombinant West Nile virus antigen. Diluted serum specimens and controls are incubated in the wells to allow specific antibody present in the specimens to react with the antigen. Nonspecific reactants are removed by washing, and peroxidase-conjugated antihuman IgG is added and reacts with specific IgG. Excess conjugate is removed by washing. Enzyme substrate and chromogen are added, and the color is allowed to develop. After adding the Stop reagent, the resultant color change is quantified by a spectrophotometric reading of optical density (OD). Specimen OD readings are compared with reference cutoff readings to determine results.(Package insert: West Nile Virus IgG DxSelect. Focus Diagnostics; 05/08/2018) | Same day/1 day | 14 days | This test has been modified from the manufacturer's instructions. Its performance characteristics were determined by Mayo Clinic in a manner consistent with CLIA requirements. This test has not been cleared or approved by the US Food and Drug Administration. | 86789 | West Nile Virus Ab, IgG, CSF | 41236-1 | WNGC | West Nile Virus Ab, IgG, CSF | 77953-8
WNMS | West Nile Virus Antibody, IgM, Serum | Detection of IgM antibodies in West Nile virus infections | Only orderable as part of a profile. For more information see WNS / West Nile Virus Antibody, IgG and IgM, Serum. Enzyme-Linked Immunosorbent Assay (ELISA) | Yes | West Nile Virus Ab, IgM, S | Serum | Only orderable as part of a profile. For more information see WNS / West Nile Virus Antibody, IgG and IgM, Serum. Collection Container/Tube: Preferred:Serum gel Acceptable:Red top Submission Container/Tube:Plastic vial Specimen Volume:0.5 mL Collection Instructions:Centrifuge and aliquot serum into a plastic vial. | 0.4 mL | West Nile virus (WNV) is a mosquito-borne flavivirus (single-stranded RNA) that primarily infects birds and can also infect humans and horses. WNV was first isolated in 1937 from an infected person in the West Nile district of Uganda. Until the viral infection was recognized in 1999 in birds in New York City, WNV was found only in the Eastern Hemisphere, with wide distribution in Africa, Asia, the Middle East, and Europe.(1-3) Most recently, in 2012, a total of 5674 cases of WNV were reported to the Centers for Disease Control and Prevention, among which 2873 (51%) were classified as neuroinvasive disease (eg, meningitis or encephalitis) and 286 (5%) cases resulted in death.(2) Most people who are infected with WNV will not develop clinical signs of illness. It is estimated that about 20% of those who become infected will develop West Nile fever with mild symptoms, including fever, headache, myalgia, and occasionally a skin rash on the trunk of the body. Case fatality rates among patients hospitalized during recent outbreaks have ranged from 4% to 14%. Advanced age is the most important risk factor for death, and patients older than 70 years of age are at particularly high risk.(1) Laboratory diagnosis is best achieved by demonstration of specific IgG and IgM class antibodies in serum specimens. Polymerase chain reaction (PCR) tests (WNVS / West Nile Virus, RNA, PCR, Molecular Detection, PCR, Serum) can detect WNV RNA in serum specimens from patients with recent WNV infection (ie, 3-5 days following infection) when specific antibodies to the virus are not yet present. However, the likelihood of detection is relatively low as the sensitivity of PCR detection is approximately 55% in cerebrospinal fluid and approximately 10% in blood from patients with known WNV infection. | Only orderable as part of a profile. For more information see WNS / West Nile Virus Antibody, IgG and IgM, Serum. Negative Reference values apply to all ages | Presence of specific IgM-class antibodies in a serum specimen is consistent with acute-phase infection with West Nile virus (WNV). By the 8th day of illness, most infected persons will have detectable serum IgM antibody to WNV; in most cases it will be detectable for at least 1 to 2 months following disease resolution and, in some cases, will be detectable for 12 months or longer. The absence of IgM antibodies to WNV is consistent with lack of acute-phase infection with this virus. Specimens collected too early in the acute phase (eg, before 8-10 days postinfection) may be negative for IgM-specific antibodies to WNV. If WNV is suspected, a second specimen collected approximately 14 days postinfection should be tested. In the very early stages of WNV infection, IgM may be detectable in cerebrospinal fluid before it becomes detectable in serum. | Test results should be used in conjunction with a clinical evaluation and other available diagnostic procedures. The significance of negative test results in immunosuppressed patients is uncertain. Positive test results may not be valid in persons who have received blood transfusions or other blood products within the past several months. False-negative results due to competition by high levels of IgG, while theoretically possible, have not been observed. False-positive results may occur in persons vaccinated for flaviviruses (eg, yellow fever, Japanese encephalitis, dengue). False-positive results may occur in patients infected with other arboviruses, including flaviviruses (eg, dengue virus) and alphaviruses (eg, LaCrosse [California] Encephalitis virus, Eastern or Western Equine Encephalitis virus, St. Louis virus) and in persons previously infected with West Nile virus (WNV). Because closely related arboviruses exhibit serologic cross-reactivity, it sometimes may be epidemiologically important to attempt to pinpoint the infecting virus by conducting cross-neutralization tests using an appropriate battery of closely related viruses. WNV antibody results for cerebrospinal fluid (CSF) should be interpreted with caution. Complicating factors include low antibody levels found in CSF, passive transfer of antibody from blood, and contamination via a traumatic lumbar puncture. | 1. Petersen LR, Marfin AA. West Nile Virus: a primer for the clinician. Ann Intern Med. 2002;137(3):173-179 2. Centers for Disease Control and Prevention (CDC). West Nile virus and other arboviral diseases--United States, 2012. MMWR Morb Mortal Wkly Rep. 2013;62(25):513-517 3. Brinton MA. The molecular biology of West Nile Virus. a new invader of the western hemisphere. Ann Rev Microbiol. 2002;56:371-402 4. Centers for Disease Control and Prevention (CDC). Provisional surveillance summary of the West Nile virus epidemic--United States, January-November 2002. MMWR Morb Mortal Wkly Rep. 2002;51(50):1129-1133 5. Centers for Disease Control and Prevention (CDC). Investigations of West Nile virus infections in recipients of blood transfusions. MMWR Morb Mortal Wkly Rep. 2002;51(43):973-974 | Polystyrene microwells are coated with the antihuman antibody specific for IgM (mu-chain). Diluted serum specimens and controls are incubated in the wells. The IgM present in the specimen binds to the antihuman antibody (IgM specific) in the wells. Nonspecific reactants are removed by washing. WNV antigen is then added to the wells and incubated. If anti-WNV IgM is present in the specimen, the WNV antigen binds to the anti-WNV in the well. Unbound WNV antigen is then removed by washing the well. Mouse anti-flavivirus conjugated with horseradish peroxidase (HRPO) is then added to the wells and incubated. If WNV antigen has been retained in the well by the anti-flavivirus in the specimen, the mouse anti-flavivirus:HRPO binds to WNV antigen in the wells. Excess conjugate is removed by washing. Enzyme substrate and chromogen are added, and the color is allowed to develop. After adding the Stop reagent, the resultant color change is quantified by a spectrophotometric reading of optical density (OD) that is directly proportional to the amount of antigen-specific IgM present in the specimen. Specimen OD readings are compared with reference cutoff OD readings to determine results.(Package insert: West Nile Virus IgM Capture DxSelect. Focus Diagnostics; 05/08/2018) | Same day/1 to 4 days | 14 days | This test has been cleared, approved, or is exempt by the US Food and Drug Administration and is used per manufacturer's instructions. Performance characteristics were verified by Mayo Clinic in a manner consistent with CLIA requirements. | 86788 | West Nile Virus Ab, IgM, S | 29567-5 | WNMS | West Nile Virus Ab, IgM, S | 29567-5
WNMC | West Nile Virus Antibody, IgM, Spinal Fluid | Aids in diagnosing central nervous system West Nile virus infections during the acute phase | Only orderable as part of a profile. For more information see WNC / West Nile Virus Antibody, IgG and IgM, Spinal Fluid. Enzyme-Linked Immunosorbent Assay (ELISA) | Yes | West Nile Virus Ab, IgM, CSF | CSF | Only orderable as part of a profile. For more information see WNC / West Nile Virus Antibody, IgG and IgM, Spinal Fluid. Supplies:Sarstedt Aliquot Tube. 5mL (T914) Collection Container/Tube:Sterile vial Submission Container/Tube:Plastic, 5-mL aliquot tube (T914) Specimen Volume:1 mL | 0.8 mL | West Nile virus (WNV) is a mosquito-borne flavivirus (single-stranded RNA) that primarily infects birds and can also infect humans and horses. WNV was first isolated in 1937 from an infected person in the West Nile district of Uganda. Until the viral infection was recognized in 1999 in birds in New York City, WNV was found only in the Eastern Hemisphere, with wide distribution in Africa, Asia, the Middle East, and Europe.(1-3) Most recently, in 2012, a total of 5674 cases of WNV were reported to the Centers for Disease Control and Prevention, among which 2873 (51%) were classified as neuroinvasive disease (eg, meningitis or encephalitis) and 286 (5%) cases resulted in death.(2) Most people who are infected with WNV will not develop clinical signs of illness. It is estimated that about 20% of those who become infected will develop West Nile fever with mild symptoms, including fever, headache, myalgia, and occasionally a skin rash on the trunk of the body. Case fatality rates among patients hospitalized during recent outbreaks have ranged from 4% to 14%. Advanced age is the most important risk factor for death, and patients older than 70 years of age are at particularly high risk.(1) Laboratory diagnosis is best achieved by demonstration of specific IgG and IgM class antibodies in serum specimens. Polymerase chain reaction (PCR) (WNCSF / West Nile Virus, RNA, PCR, Molecular Detection, Spinal Fluid) can detect WNV RNA in specimens from patients with recent WNV infection (ie, 3-5 days following infection) when specific antibodies to the virus are not yet present. However, the likelihood of detection is relatively low as the sensitivity of PCR detection is approximately 55% in cerebrospinal fluid and approximately 10% in blood from patients with known WNV infection. | Only orderable as part of a profile. For more information see WNC / West Nile Virus Antibody, IgG and IgM, Spinal Fluid. IgM: Negative Reference values apply to all ages. | A positive result is consistent with the acute phase of West Nile virus (WNV) meningitis or encephalitis. In the very early stages of acute WNV infection, IgM may be detectable in cerebrospinal fluid before it becomes detectable in serum. A negative result may indicate absence of disease. However, specimens collected too early in the acute phase may be negative for IgM-class antibodies to WNV. If WNV central nervous system infection is suspected, a second specimen should be collected in 1 to 2 weeks and tested. | Test results should be used in conjunction with clinical evaluation, exposure history and other available diagnostic procedures. The significance of negative test results in immunosuppressed patients is uncertain. False-negative results due to competition by high levels of IgG, while theoretically possible, have not been observed. False-positive results may occur in patients infected with other flaviviruses, including dengue virus, St. Louis virus, and Zika virus and in persons previously infected with West Nile virus (WNV). Because closely related arboviruses exhibit serologic cross-reactivity, it sometimes may be epidemiologically important to attempt to pinpoint the infecting virus by conducting plaque reduction neutralization tests using an appropriate battery of closely related viruses. Such testing is available through the Centers for Disease Control and Prevention and select public health laboratories. WNV antibody results for cerebrospinal fluid (CSF) should be interpreted with caution. Complicating factors include low antibody levels found in CSF, passive transfer of antibody from blood, and contamination via a traumatic lumbar puncture. | 1. Petersen LR, Marfin AA. West Nile Virus: a primer for the clinician. Ann Intern Med. 2002;137:173-179 2.Centers for Disease Control and Prevention (CDC). West Nile virus and other arboviral diseases--United States, 2012. MMWR Morb Mortal Wkly Rep. 2013;62(25):513-517 3. Brinton MA. The molecular biology of West Nile Virus: a new invader of the western hemisphere. Ann Rev Microbiol. 2002;56:371-402 4. Centers for Disease Control and Prevention (CDC). Provisional Surveillance Summary of the West Nile Virus epidemic. United States, January-November 2002. MMWR Morb Mortal Wkly Rep. 2002;51(50):1129-1133 5. Centers for Disease Control and Prevention (CDC). Investigations of West Nile Virus infections in recipients of blood transfusions. MMWR Morb Mortal Wkly Rep. 2002;51(43):973-974 | Polystyrene microwells are coated with the antihuman antibody specific for IgM (mu-chain). Diluted serum specimens and controls are incubated in the wells. The IgM present in the specimen binds to the antihuman antibody (IgM specific) in the wells. Nonspecific reactants are removed by washing. West Nile virus (WNV) antigen is then added to the wells and incubated. If anti-WNV IgM is present in the specimen, the WNV antigen binds to the anti-WNV in the well. Unbound WNV antigen is then removed by washing the well. Mouse anti-flavivirus conjugated with horseradish peroxidase (HRPO) is then added to the wells and incubated. If WNV antigen has been retained in the well by the anti-flavivirus in the specimen, the mouse anti-flavivirus: HRPO binds to WNV antigen in the wells. Excess conjugate is removed by washing. Enzyme substrate and chromogen are added, and the color is allowed to develop. After adding the Stop reagent, the resultant color change is quantified by a spectrophotometric reading of optical density (OD) that is directly proportional to the amount of antigen-specific IgM present in the specimen. Specimen OD readings are compared with reference cutoff OD readings to determine results.(Package insert: West Nile Virus IgM Capture DxSelect. Focus Diagnostics; 05/08/2018) | Same day/1 day | 14 days | This test has been modified from the manufacturer's instructions. Its performance characteristics were determined by Mayo Clinic in a manner consistent with CLIA requirements. This test has not been cleared or approved by the US Food and Drug Administration. | 86788 | West Nile Virus Ab, IgM, CSF | 29569-1 | WNMC | West Nile Virus Ab, IgM, CSF | 29569-1
WNVBL | West Nile Virus, RNA, PCR, Molecular Detection, Blood | Rapid testing for West Nile virus (WNV) RNA (lineage 1 and lineage 2) An adjunctive test to serology for detection of early WNV infection (ie, first few days after symptom onset), with blood specimens potentially providing a greater sensitivity than other sources for WNV RNA detection This testshould not be usedfor screening asymptomatic individuals and should only be used to test patients with signs and symptoms of WNV disease. | Real-Time Reverse Transcription Polymerase Chain Reaction (RT-PCR) | Yes | West Nile Virus RNA, PCR, Blood | For more information see: | Container/Tube:Lavender top (EDTA) Specimen Volume:1 mL Collection Instructions: 1. Invert several times to mix blood. 2. Send whole blood specimen in original tube.Do not aliquot. | See Specimen Required | West Nile virus (WNV) is a mosquito-borne flavivirus (single-stranded RNA virus) that primarily infects birds but occasionally infects horses and humans.(1,2,3) Until the virus was recognized in 1999 in infected birds in New York City, WNV had been detected only in the Eastern hemisphere with a wide distribution in Africa, Asia, the Middle East, and Europe. There are 2 distinct lineages of WNV: lineage 1 has the broadest distribution worldwide, including North America and Europe, whereas lineage 2 is found only in Africa and parts of Europe. Most people who are infected with WNV do not experience symptoms. It is estimated that about 20% of those who become infected will develop West Nile fever with mild symptoms, including headache, myalgia, and, occasionally, a skin rash on the trunk of the body. About 1 of 150 WNV infections (<1%) results in meningitis or encephalitis. Fatality rates among patients hospitalized during recent outbreaks have ranged from 4% to 14%. Advanced age is the most important risk factor for death, and patients older than 70 years are at particularly high risk. Laboratory diagnosis is best achieved by demonstration of specific IgG- and IgM-class antibodies in serum specimens. However, polymerase chain reaction (PCR) testing can be used to detect WNV RNA in serum, whole blood, and urine specimens from patients with recent WNV infection (ie, 3-5 days following infection) when specific antibodies to the virus are not yet present. It may also be useful for patients who are immunocompromised when an antibody response is minimal or absent. Finally, PCR can be useful for supporting a serologic diagnosis, given the known cross-reactivity of WNV serology with other flaviviruses. Studies indicate that whole blood testing by PCR may provide higher sensitivity when testing patients with acute WNV disease (up to 87%) compared to serum, plasma, urine, and cerebrospinal fluid testing.(4) However, viral RNA may be detected for a longer period of time (> or =10 days after symptom onset) in urine than in other sources.(5) Serum testing offers lower sensitivity (26%) but may be used when it is the only specimen type available. | Negative Reference values apply to all ages. | A positive result indicates the presence of West Nile virus RNA and is consistent with early infection. | The sensitivity of the assay is very dependent upon the time of illness onset in which the specimen is collected. Polymerase chain reaction testing has the greatest utility when used within the first few days of symptom onset. A negative test does not exclude infection with West Nile virus. Therefore, the results obtained should be used in conjunction with clinical findings and serologic test results to make an accurate diagnosis. This assay detects both viable and nonviable virus. Test performance depends on viral load in the specimen and may not correlate with cell culture performed on the same specimen. | 1. Petersen LR, Brault AC, Nasci RS: West Nile virus: review of the literature. JAMA. 2013 Jul 17;310(3):308-315 2. Colpitts TM, Conway MJ, Montgomery RR, Fikrig E: West Nile virus: Biology, transmission, and human infection. Clin Microbiol Rev. 2012 Oct;25(4):635-648 3. Centers for Disease Control and Prevention (CDC), National Center for Emerging and Zoonotic Infectious Disease (NCEZID), Division of Vector-Borne Diseases (DVBD): West Nile Virus: Information for Healthcare Providers. CDC; Reviewed December 10, 2018. Accessed January 3, 2022. Available at www.cdc.gov/westnile/healthcareproviders/index.html 4. Lustig Y, Mannasse B, Koren R, et al: Superiority of West Nile virus RNA detection in whole blood for diagnosis of acute infection. J Clin Microbiol. 2016 Sep;54(9):2294-2297 5. Barzon L, Pacenti M, Franchin E, et al: Excretion of West Nile virus in urine during acute Infection. J Infect Dis. 2013 Oct;208(7):1086-1092 | This real-time reverse transcription polymerase chain reaction (RT-PCR) assay provides qualitative detection of lineages 1 and 2 of West Nile virus. EDTA whole blood is extracted on an extraction platform. The extract is then used for subsequent RT-PCR. An initial reverse transcription step is employed to convert viral RNA to complementary DNA (cDNA). The viral cDNA target is then amplified on the Roche LightCycler 480 using specific primers and detected via Taqman probe technology. An internal control is also included with each reaction. Analysis of the PCR amplification is accomplished through the use of LightCycler software.(Package insert: RealStar WNV RT-PCR Kit 2.0. Altona Diagnostics; 03/2019) | Same day/1 to 5 days | 1 week | This test was developed and its performance characteristics determined by Mayo Clinic in a manner consistent with CLIA requirements. It has not been cleared or approved by the US Food and Drug Administration. | 87798 | West Nile Virus RNA, PCR, Blood | 34460-6 | 608438 | West Nile Virus RNA, PCR, Blood | 34460-6
WNVUR | West Nile Virus, RNA, PCR, Molecular Detection, Random, Urine | Rapid testing for West Nile virus (WNV) RNA(lineage 1 and lineage 2) An adjunctive test to serology for detection of early WNV infection (ie, first few days after symptom onset), with urine specimens potentially retaining WNV RNA longer than other sources This testshould not be usedfor screening asymptomatic individuals and should only be used to test patients with signs and symptoms of WNV disease. | Real-Time Reverse Transcription Polymerase Chain Reaction (RT-PCR) | Yes | West Nile Virus RNA, PCR, Urine | For more information see: | Container/Tube:Sterile container Specimen Volume:1 mL Collection Instructions: 1.Collect random urine in a sterile container. 2. No preservative should be added. 3. Label specimen as urine. | 0.3 mL | West Nile virus (WNV) is a mosquito-borne flavivirus (single-stranded RNA virus) that primarily infects birds but occasionally infects horses and humans.(1,2,3) Until the virus was recognized in 1999 in infected birds in New York City, WNV had been detected only in the Eastern hemisphere, with a wide distribution in Africa, Asia, the Middle East, and Europe. There are 2 distinct lineages of WNV: lineage 1 has the broadest distribution worldwide, including North America and Europe, whereas lineage 2 is found only in Africa and parts of Europe. Most people who are infected with WNV do not experience symptoms. It is estimated that about 20% of those who become infected will develop West Nile fever with mild symptoms, including headache, myalgia, and, occasionally, a skin rash on the trunk of the body. About 1 of 150 WNV infections (<1%) results in meningitis or encephalitis. Fatality rates among patients hospitalized during recent outbreaks have ranged from 4% to 14%. Advanced age is the most important risk factor for death, and patients older than 70 years are at particularly high risk. Laboratory diagnosis is best achieved by demonstration of specific IgG- and IgM-class antibodies in serum specimens. However, polymerase chain reaction (PCR) testing can be used to detect WNV RNA in serum, whole blood, and urine specimens from patients with recent WNV infection (ie, 3-5 days following infection) when specific antibodies to the virus are not yet present. It may also be useful for patients who are immunocompromised when an antibody response is minimal or absent. Finally, PCR can be useful for supporting a serologic diagnosis, given the known cross-reactivity of WNV serology with other flaviviruses. Studies indicate that whole blood testing by PCR may provide higher sensitivity when testing patients with acute WNV disease (up to 87%) compared to serum, plasma, urine, and cerebrospinal fluid testing.(4) However, viral RNA may be detected for a longer period of time (> or =10 days after symptom onset) in urine than in other sources.(5) Serum testing offers lower sensitivity (26%) but may be used when it is the only specimen type available. | Negative Reference values apply to all ages. | A positive result indicates the presence of West Nile virus RNA and is consistent with early infection. | The sensitivity of the assay is very dependent upon the time of illness onset in which the specimen is collected. Polymerase chain reaction testing has the greatest utility when used within the first few days of symptom onset. A negative test does not exclude infection with West Nile virus. Therefore, the results obtained should be used in conjunction with clinical findings and serologic test results to make an accurate diagnosis. This assay detects both viable and nonviable virus. Test performance depends on viral load in the specimen and may not correlate with cell culture performed on the same specimen. | 1. Petersen LR, Brault AC, Nasci RS. West Nile virus: Review of the literature. JAMA. 2013;310(3):308-315 2. Colpitts TM, Conway MJ, Montgomery RR, Fikrig E. West Nile virus: biology, transmission, and human infection. Clin Microbiol Rev. 2012;25(4):635-648 3. Centers for Disease Control and Prevention (CDC), National Center for Emerging and Zoonotic Infectious Disease (NCEZID), Division of Vector-Borne Diseases (DVBD): West Nile Virus: Information for Healthcare Providers. CDC; Reviewed April 25, 2023. Accessed February 6, 2024. Available at www.cdc.gov/westnile/healthcareproviders/index.html 4. Lustig Y, Mannasse B, Koren R, et al. Superiority of West Nile virus RNA detection in whole blood for diagnosis of acute infection. J Clin Microbiol. 2016;54(9):2294-2297 5. Barzon L, Pacenti M, Franchin E, et al. Excretion of West Nile virus in urine during acute infection. J Infect Dis. 2013;208(7):1086-1092 | This real-time reverse transcription polymerase chain reaction (RT-PCR) assay provides qualitative detection of lineages 1 and 2 of West Nile virus. Viral RNA is first extracted from urine using an extraction platform. The extract is then used for subsequent RT-PCR. An initial reverse transcription step is employed to convert viral RNA to complementary DNA (cDNA). The viral cDNA target is then amplified on the Roche LightCycler 480 using specific primers and detected via Taqman probe technology. An internal control is also included with each reaction. Analysis of the PCR amplification is accomplished through the use of LightCycler software.(Package insert: RealStar WNV RT-PCR Kit 2.0. Altona Diagnostics; 03/2019) | Same day/1 to 5 days | 1 week | This test was developed and its performance characteristics determined by Mayo Clinic in a manner consistent with CLIA requirements. It has not been cleared or approved by the US Food and Drug Administration. | 87798 | West Nile Virus RNA, PCR, Urine | 97185-3 | 608437 | West Nile Virus RNA, PCR, Urine | 97185-3
WNVS | West Nile Virus, RNA, PCR, Molecular Detection, Serum | Rapid testing for West Nile virus (WNV) RNA(lineage 1 and lineage 2) using serum specimens An adjunctive test to serology for detection of early WNV infection (ie, first few days after symptom onset) This testshould not be usedfor screening asymptomatic individuals and should only be used to test patients with signs and symptoms of WNV disease. | Real-Time Reverse Transcription Polymerase Chain Reaction (RT-PCR) | Yes | West Nile Virus RNA, PCR, Serum | The following algorithms are available: | Supplies:Sarstedt Aliquot Tube 5 mL (T914) Collection Container/Tube: Preferred:Serum gel Acceptable:Red top Submission Container:Sterile container Specimen Volume:0.5 mL Collection Instructions: 1. Within 2 hours of collection centrifuge and aliquot serum into a sterile container. 2. Serum specimens not aliquoted from the serum gel collection tube into a sterile container will be rejected. | 0.3 mL | West Nile virus (WNV) is a mosquito-borne flavivirus (single-stranded RNA virus) that primarily infects birds but occasionally infects horses and humans (1,2,3). Until the virus was recognized in 1999 in infected birds in New York City, WNV had been detected only in the Eastern hemisphere with a wide distribution in Africa, Asia, the Middle East, and Europe. There are 2 distinct lineages of WNV: lineage 1 has the broadest distribution worldwide, including North America and Europe, whereas lineage 2 is found only in Africa and parts of Europe. Most people who are infected with WNV do not experience symptoms. It is estimated that about 20% of those who become infected will develop West Nile fever with mild symptoms, including headache, myalgia, and, occasionally, a skin rash on the trunk of the body. About 1 of 150 WNV infections (<1%) results in meningitis or encephalitis. Fatality rates among patients hospitalized during recent outbreaks have ranged from 4% to 14%. Advanced age is the most important risk factor for death, and patients older than 70 years are at particularly high risk. Laboratory diagnosis is best achieved by demonstration of specific IgG- and IgM-class antibodies in serum specimens. However, polymerase chain reaction (PCR) testing can be used to detect WNV RNA in serum, whole blood, and urine specimens from patients with recent WNV infection (ie, 3-5 days following infection) when specific antibodies to the virus are not yet present. It may also be useful for patients who are immunocompromised when an antibody response is minimal or absent. Finally, PCR can be useful for supporting a serologic diagnosis, given the known cross-reactivity of WNV serology with other flaviviruses. Studies indicate that whole blood testing by PCR may provide higher sensitivity when testing patients with acute WNV disease (up to 87%) compared to serum, plasma, urine, and cerebrospinal fluid testing.(4) However, viral RNA may be detected for a longer period of time (> or =10 days after symptom onset) in urine than in other sources.(5) Serum testing offers lower sensitivity (26%) but may be used when it is the only specimen type available. | Negative Reference values apply to all ages. | A positive result indicates the presence of West Nile virus RNA and is consistent with early infection. | The sensitivity of the assay is very dependent upon the time of illness onset in which the specimen is collected. Polymerase chain reaction testing has the greatest utility when used within the first few days of symptom onset. Whole blood rather than serum has been shown to provide increased sensitivity for detectingWest Nile virus (WNV) RNA. A negative test does not exclude infection with WNV. Therefore, the results obtained should be used in conjunction with clinical findings and serologic test results to make an accurate diagnosis. This assay detects both viable and nonviable virus. Test performance depends on viral load in the specimen and may not correlate with cell culture performed on the same specimen. | 1. Petersen LR, Brault AC, Nasci RS: West Nile virus: review of the literature. JAMA. 2013 Jul 17;310(3):308-315 2. Colpitts TM, Conway MJ, Montgomery RR, Fikrig E: West Nile virus: Biology, transmission, and human infection. Clin Microbiol Rev. 2012 Oct;25(4):635-648 3. Centers for Disease Control and Prevention (CDC), National Center for Emerging and Zoonotic Infectious Disease (NCEZID), Division of Vector-Borne Diseases (DVBD): West Nile Virus: Information for Healthcare Providers. CDC; Reviewed December 10, 2018. Accessed January 3, 2023. Available at www.cdc.gov/westnile/healthcareproviders/index.html 4. Lustig Y, Mannasse B, Koren R, et al: Superiority of West Nile virus RNA detection in whole blood for diagnosis of acute infection. J Clin Microbiol. 2016 Sep;54(9):2294-2297 5. Barzon L, Pacenti M, Franchin E, et al: Excretion of West Nile virus in urine during acute Infection. J Infect Dis. 2013 Oct;208(7):1086-1092 | This real-time reverse transcription polymerase chain reaction (RT-PCR) assay provides qualitative detection of lineages 1 and 2 of West Nile virus. Viral RNA is first extracted from serum on an automated platform. The extract is then used for subsequent RT-PCR. An initial reverse transcription step is employed to convert viral RNA to complementary DNA (cDNA). The viral cDNA target is then amplified on the Roche LightCycler 480 using specific primers and detected via Taqman probe technology. An internal control is also included with each reaction. Analysis of the PCR amplification is accomplished through the use of LightCycler software.(Package insert: RealStar WNV RT-PCR Kit 2.0. Altona Diagnostics; 03/2019) | Same day/1 to 5 days | 1 week | This test was developed and its performance characteristics determined by Mayo Clinic in a manner consistent with CLIA requirements. It has not been cleared or approved by the US Food and Drug Administration. | 87798 | West Nile Virus RNA, PCR, Serum | 32361-8 | 608436 | West Nile Virus RNA, PCR, Serum | 32361-8
WNCSF | West Nile Virus, RNA, PCR, Molecular Detection, Spinal Fluid | Rapid testing for West Nile virus (WNV) RNA(lineage 1 and lineage 2) using cerebrospinal fluid specimens An adjunctive test to serology for detection of early WNV infection (ie, first few days after symptom onset) This assayshould not be usedfor screening asymptomatic individuals and should only be used to test patients with signs and symptoms of WNV disease. | Real-Time Polymerase Chain Reaction (PCR) | Yes | West Nile Virus RNA, PCR, CSF | For more information see: | Collection Container/Tube: Preferred:Vial number 2 Acceptable:Any vial number Submission Container/Tube:Sterile screw cap vial Specimen Volume:0.5 mL Collection Instructions:Do not centrifuge or heat inactivate. | 0.3 mL | West Nile virus (WNV) is a mosquito-borne flavivirus (single-stranded RNA virus) that primarily infects birds but occasionally infects horses and humans.(1,2,3) Until the virus was recognized in 1999 in infected birds in New York City, WNV had been detected only in the Eastern hemisphere with a wide distribution in Africa, Asia, the Middle East, and Europe. There are 2 distinct lineages of WNV: lineage 1 has the broadest distribution worldwide, including North America and Europe, whereas lineage 2 is found only in Africa and parts of Europe. Most people who are infected with WNV do not experience symptoms. It is estimated that about 20% of those who become infected will develop West Nile fever with mild symptoms, including headache, myalgia, and, occasionally, a skin rash on the trunk of the body. About 1 of 150 WNV infections (<1%) results in meningitis or encephalitis. Fatality rates among patients hospitalized during recent outbreaks have ranged from 4% to 14%. Advanced age is the most important risk factor for death, and patients older than 70 years are at particularly high risk. Laboratory diagnosis is best achieved by demonstration of specific IgG- and IgM-class antibodies in serum specimens. However, polymerase chain reaction (PCR) testing can be used to detect WNV RNA in serum, whole blood, and urine specimens from patients with recent WNV infection (ie, 3-5 days following infection) when specific antibodies to the virus are not yet present. It may also be useful for patients who are immunocompromised when an antibody response is minimal or absent. Finally, PCR can be useful for supporting a serologic diagnosis, given the known cross-reactivity of WNV serology with other flaviviruses. Studies indicate that whole blood testing by PCR may provide higher sensitivity when testing patients with acute WNV disease (up to 87%) compared to serum, plasma, urine, and cerebrospinal fluid testing.(4) However, viral RNA may be detected for a longer period of time (> or =10 days after symptom onset) in urine than in other sources.(5) Serum testing offers lower sensitivity (26%) but may be used when it is the only specimen type available. | Negative Reference values apply to all ages. | A positive result indicates the presence of West Nile virus RNA and is consistent with early infection. | The sensitivity of the assay is very dependent upon the time of illness onset in which the specimen is collected. Polymerase chain reaction testing has the greatest utility when used within the first few days of symptom onset. A negative test does not exclude infection with West Nile virus. Therefore, the results obtained should be used in conjunction with clinical findings and serologic test results to make an accurate diagnosis. This assay detects both viable and nonviable virus. Test performance depends on viral load in the specimen and may not correlate with cell culture performed on the same specimen. | 1. Petersen LR, Brault AC, Nasci RS. West Nile virus: review of the literature. JAMA. 2013;310(3):308-315 2. Colpitts TM, Conway MJ, Montgomery RR, Fikrig E. West Nile virus: Biology, transmission, and human infection. Clin Microbiol Rev. 2012;25(4):635-648 3. Centers for Disease Control and Prevention (CDC), National Center for Emerging and Zoonotic Infectious Disease (NCEZID), Division of Vector-Borne Diseases (DVBD): West Nile Virus: Information for Healthcare Providers. CDC; Reviewed April 25, 2023. Accessed November 9, 2023. Available at www.cdc.gov/westnile/healthcareproviders/index.html 4. Lustig Y, Mannasse B, Koren R, et al. Superiority of West Nile virus RNA detection in whole blood for diagnosis of acute infection. J Clin Microbiol. 2016;54(9):2294-2297 5. Barzon L, Pacenti M, Franchin E, et al. Excretion of West Nile virus in urine during acute Infection. J Infect Dis. 2013;208(7):1086-1092 | This real-time reverse transcription polymerase chain reaction (RT-PCR) assay provides qualitative detection of lineages 1 and 2 of West Nile virus (WNV). Viral RNA is first extracted from cerebrospinal fluid on an automated platform. The extract is then used for subsequent RT-PCR. An initial reverse transcription step is employed to convert viral RNA to cDNA. The viral cDNA target is then amplified on the Roche LightCycler 480 using specific primers and detected via Taqman probe technology. An internal control is also included with each reaction. Analysis of the PCR amplification is accomplished through the use of LightCycler software.(Package insert: RealStar WNV RT-PCR Kit 2.0. Altona Diagnostics; 03/2019) | Same day/1 to 5 days | 1 week | This test was developed and its performance characteristics determined by Mayo Clinic in a manner consistent with CLIA requirements. It has not been cleared or approved by the US Food and Drug Administration. | 87798 | West Nile Virus RNA, PCR, CSF | 34461-4 | 608435 | West Nile Virus RNA, PCR, CSF | 34461-4
FONS | Western blot for anti-optic nerve autoantibodies in the serum |  | Western blot | Yes | Anti-optic nerve autoantibodies, WB | Varies | Submit only one of the following specimens: Serum: Draw blood in a plain, red-top tube(s), serum gel tube(s) is acceptable. Spin down and send 5 mL serum refrigerated in a plastic vial. Plasma: Draw blood in a lavender-top (EDTA) tube(s). Spin down and send 5 mL EDTA plasma refrigerated in a plastic vial. Complete and submit with specimen: -NOTE: Without this information, testing cannot be completed. | 3 mL |  | A final report will be provided. |  |  |  |  | 16 to 35 days |  |  | 84181 | Anti-optic nerve autoantibodies, WB | Not Provided | FONS | Anti-optic nerve autoantibodies, WB | Not Provided
WEEPC | Western Equine Encephalitis Antibody Panel, IgG and IgM, Spinal Fluid | Aiding in the diagnosis of Western equine encephalitis using spinal fluid specimens | Immunofluorescence Assay (IFA) | No | West Equine Enceph Ab Panel, CSF | For more information seeMosquito-borne Disease Laboratory Testing. | Container/Tube:Sterile vial Preferred:Vial number 1 Acceptable:Any vial Specimen Volume:0.8 mL | 0.7 mL | The virus that causes Western equine encephalitis (WEE) is widely distributed throughout the United States and Canada; disease occurs almost exclusively in the western states and Canadian provinces. The relative absence of the disease in the eastern United States probably reflects a paucity of the vector mosquito species,Culex tarsalis, and, possibly, a lower pathogenicity of local virus strains. The disease usually begins suddenly with malaise, fever, and headache, often with nausea and vomiting. Vertigo, photophobia, sore throat, respiratory symptoms, abdominal pain, and myalgia are also common. Over a few days, the headache intensifies; drowsiness and restlessness may merge into a coma in severe cases. The onset may be more abrupt in infants and children than for adults. WEE should be suspected in any case of febrile central nervous system (CNS) disease from an endemic area. Infants are highly susceptible to CNS disease, and about 20% of cases are patients under 1 year of age. There is an excess of male patients with WEE clinical encephalitis, averaging about twice the number of infections detected in female patients. After recovery from the acute disease, patients may require several months to 2 years to overcome the fatigue, headache, and irritability. Infants and children are at a higher risk of permanent brain damage after recovery than adults. Infections with arboviruses can occur at any age. The age distribution depends on the degree of exposure to the particular transmitting arthropod relating to age, sex, and occupational, vocational, and recreational habits of the individuals. Once humans have been infected, the severity of the host response may be influenced by age. WEE tends to produce the most severe clinical infections in young persons. | IgG: <1:1 IgM: <1:1 Reference values apply to all ages. | Detection of organism-specific antibodies in the cerebrospinal fluid (CSF) may suggest central nervous system (CNS) infection. However, these results are unable to distinguish between intrathecal antibodies and serum antibodies introduced into the CSF at the time of lumbar puncture or from a breakdown in the blood-brain barrier. The results should be interpreted with other laboratory and clinical data prior to a diagnosis of CNS infection. | All results must be correlated with clinical history and other dataavailable to the attending physician. False-positive results may be caused by breakdown of the blood-brain barrier, or by the introduction of blood into the cerebrospinal fluid at collection. Western equine encephalitis and Eastern equine encephalitis viruses show some cross-reactivity; however, antibody response to the infecting virus is typicallyat least 8-fold higher. | 1. Markoff L: Alphaviruses (Chikungunya, Eastern equine encephalitis). In: Bennett JE, Dolin R, Blaser MJ, eds. Mandell, Douglas, and Bennett's Principles and Practice of Infectious Diseases. 9th ed. Elsevier; 2020:1997-20062 2. Piantadosi A, Kanjilal S: Diagnostic approach for arboviral infections in the United States. J Clin Microbiol. 2020 Nov 18;58(12):e01926-19. doi: 10.1128/JCM.01926-19 | The indirect immunofluorescent antibody (IFA) assay is a 2-stage “sandwich” procedure. In the first stage, the patient cerebrospinal fluid (CSF) is diluted in Pretreatment Diluent for IgM and phosphate buffered saline (PBS) for IgG, added to appropriate slide wells in contact with the substrate, and incubated. Following incubation, the slide is washed in PBS, which removes unbound CSF antibodies. In the second stage, each antigen well is overlaid with fluorescein-labeled antibody to IgM and IgG. The slide is incubated allowing antigen-antibody complexes to react with the fluorescein-labeled anti-IgM and anti-IgG. After the slide is washed, dried, and mounted, it is examined using fluorescence microscopy. Positive reactions appear as cells exhibiting bright apple-green cytoplasmic fluorescence against a background of red negative control cells. Semi-quantitative endpoint titers are obtained by testing serial dilutions of positive specimens. (Package inserts: Arbovirus IFA IgM and Arbovirus IFA IgG Instructions for Use. Focus Diagnostics; Rev 02, 05/01/2018) | Same day/1 to 4 days | 2 weeks | This test was developed and its performance characteristics determined by Mayo Clinic in a manner consistent with CLIA requirements. It has not been cleared or approved by the US Food and Drug Administration. | 86654 x 2 | West Equine Enceph Ab Panel, CSF | 69036-2 | 26372 | West Equine Enceph Ab, IgM, CSF | 9316-1
WEEP | Western Equine Encephalitis Antibody, IgG and IgM, Serum | Aiding the diagnosis of Western equine encephalitis using serum specimens | Immunofluorescence Assay (IFA) | Yes | West Equine Enceph Ab,IgG and IgM,S | For more information seeMosquito-borne Disease Laboratory Testing | Collection Container/Tube: Preferred:Serum gel Acceptable:Red top Submission Container/Tube:Plastic vial Specimen Volume:0.5 mL Collection Instructions:Centrifuge and aliquot serum into plastic vial. | 0.15 mL | The virus that causes Western equine encephalitis (WEE) is widely distributed throughout the United States and Canada; disease occurs almost exclusively in the western states and Canadian provinces. The relative absence of the disease in the eastern United States probably reflects a paucity of the vector mosquito species,Culex tarsalis, and possibly a lower pathogenicity of local virus strains. The disease usually begins suddenly with malaise, fever, and headache, often with nausea and vomiting. Vertigo, photophobia, sore throat, respiratory symptoms, abdominal pain, and myalgia are also common. Over a few days, the headache intensifies; drowsiness and restlessness may merge into a coma in severe cases. In infants and children, the onset may be more abrupt than for adults. WEE should be suspected in any case of febrile central nervous system (CNS) disease from an endemic area. Infants are highly susceptible to CNS disease and about 20% of cases are patients under 1 year of age. There is an excess of male patients with WEE clinical encephalitis, averaging about twice the number of infections detected in female patients. After recovery from acute disease, patients may require from several months to 2 years to overcome the fatigue, headache, and irritability. Infants and children are at higher risk of permanent brain damage after recovery than adults. Infections with arboviruses can occur at any age. The age distribution depends on the degree of exposure to the particular transmitting arthropod relating to age, sex, and occupational, vocational, and recreational habits of the individuals. Once humans have been infected, the severity of the host response may be influenced by age. WEE tends to produce the most severe clinical infections in young persons. | IgG: <1:10 IgM: <1:10 Reference values apply to all ages. | In patients infected with this virus, IgG antibody is generally detectable within 1 to 3 weeks of onset, peaking within 1 to 2 months, and declining slowly thereafter. IgM class antibody is also reliably detected within 1 to 3 weeks of onset, peaking and rapidly declining within 3 months. Single serum specimen IgG greater than or equal to 1:10 indicates exposure to the virus. Results from a single serum specimen can differentiate early (acute) infection from past infection with immunity if IgM is positive (suggests acute infection). A 4-fold or greater rise in IgG antibody titer in acute and convalescent sera indicate recent infection. In the United States, it is unusual for any patient to show positive reactions to more than 1 of the arboviral antigens, although Western equine encephalitis (WEE) and Eastern equine encephalitis (EEE) antigens will show a noticeable cross-reactivity. Infections with arboviruses can occur at any age. The age distribution depends on the degree of exposure to the particular transmitting arthropod relating to age and sex, as well as the occupational, vocational, and recreational habits of the individuals. Once humans have been infected, the severity of the host response may be influenced by age: WEE tends to produce the most severe clinical infections in young persons. Infection in male patients is primarily due to working conditions and sports activity taking place where the vector is present. | All results must be correlated with the clinical history and other data available to the attending physician. Specimens collected within the first 2 weeks after onset are variably negative for IgG antibody and should not be used to exclude the diagnosis of arboviral disease. If arboviral infection is suspected, a second specimen should be collected and tested 10 to 21 days later. Eastern equine encephalitis and Western equine encephalitis viruses show some cross-reactivity; however, antibody response to the infecting virus is typically at least 8-fold higher. Usually, when an infection with an arbovirus is suspected, it is too late to isolate the virus or collect serum specimens to detect a rise of antibody titer. | 1. Gonzalez-Scarano F, Nathanson N: Bunyaviruses. In: Fields BN, Knipe DM, eds. Fields Virology. Vol 1. 2nd ed. Raven Press; 1990:1195-1228 2. Donat JF, Rhodes KH, Groover RV, Smith TF: Etiology and outcome in 42 children with acute nonbacterial meningoencephalitis. Mayo Clin Proc. 1980 Mar;55(3):156-160 3. Tsai TF: Arboviruses. In: Murray PR, Baron EJ, Pfaller MA, et al, eds. Manual of Clinical Microbiology. 7th ed. American Society for Microbiology; 1999:1107-1124 4. Calisher CH: Medically important arboviruses of the United States and Canada. Clin Microbiol Rev. 1994 Jan;7(1):89-116 5. Markoff L: Alphaviruses (Chikungunya, Eastern equine encephalitis). In: Bennett JE, Dolin R, Blaser MJ, eds. Mandell, Douglas, and Bennett's Principles and Practice of Infectious Diseases. 9th ed. Elsevier; 2020:1997-2006 | The indirect immunofluorescent antibody (IFA) assay is a 2-stage “sandwich” procedure. In the first stage, the patient serum is diluted in Pretreatment Diluent for IgM and phosphate buffered saline (PBS) for IgG, added to appropriate slide wells in contact with the substrate, and incubated. Following incubation, the slide is washed in PBS which removes unbound serum antibodies. In the second stage, each antigen well is overlaid with fluorescein-labeled antibody to IgM and IgG. The slide is incubated allowing antigen-antibody complexes to react with the fluorescein-labeled anti-IgM and anti-IgG. After the slide is washed, dried, and mounted, it is examined using fluorescence microscopy. Positive reactions appear as cells exhibiting bright apple-green cytoplasmic fluorescence against a background of red negative control cells. Semi-quantitative endpoint titers are obtained by testing serial dilutions of positive specimens.(Package inserts: Arbovirus IFA IgM and Arbovirus IFA IgG Instructions for Use. Focus Diagnostics; Rev. 02 05/01/2018) | Same day/1 to 4 days | 2 weeks | This test has been cleared, approved, or is exempt by the US Food and Drug Administration and is used per manufacturer's instructions. Performance characteristics were verified by Mayo Clinic in a manner consistent with CLIA requirements. | 86654 x 2 | West Equine Enceph Ab,IgG and IgM,S | 69041-2 | 87279 | West Equine Enceph Ab, IgM, S | In Process
WRW | Western Ragweed, IgE, Serum | Establishing a diagnosis of an allergy to Western ragweed Defining the allergen responsible for eliciting signs and symptoms Identifying allergens: -Responsible for allergic response and/or anaphylactic episode -To confirm sensitization prior to beginning immunotherapy | Fluorescence Enzyme Immunoassay (FEIA) | Yes | Western Ragweed, IgE | Serum | Collection Container/Tube: Preferred:Serum gel Acceptable:Red top Submission Container/Tube:Plastic vial Specimen Volume:0.5 mL for every 5 allergens requested Collection Instructions:Centrifuge and aliquot serum into a plastic vial. | For 1 allergen: 0.3 mL For more than 1 allergen: (0.05 mL x number of allergens) + 0.25 mL deadspace | Clinical manifestations of immediate hypersensitivity (allergic) diseases are caused by the release of proinflammatory mediators (histamine, leukotrienes, and prostaglandins) from IgE-sensitized effector cells (mast cells and basophils) when cell-bound IgE antibodies interact with an allergen. In vitro serum testing for IgE antibodies provides an indication of the immune response to allergens that may be associated with allergic disease. The allergens chosen for testing often depend upon the age of the patient, history of allergen exposure, season of the year, and clinical manifestations. In individuals predisposed to develop allergic disease, the sequence of sensitization and clinical manifestations proceed as follows: eczema and respiratory disease (rhinitis and bronchospasm) in infants and children less than 5 years due to food sensitivity (milk, egg, soy, and wheat proteins) followed by respiratory disease (rhinitis and asthma) in older children and adults due to sensitivity to inhalant allergens (dust mite, mold, and pollen inhalants). | Class,IgE kU/L,Interpretation, 0,<0.10,Negative, 0/1,0.10-0.34,Borderline/equivocal, 1,0.35-0.69,Equivocal, 2,0.70-3.49,Positive, 3,3.50-17.4,Positive, 4,17.5-49.9,Strongly positive, 5,50.0-99.9,Strongly positive, 6,> or =100,Strongly positive, | Detection of IgE antibodies in serum (class 1 or greater) indicates an increased likelihood of allergic disease as opposed to other etiologies and defines the allergens that may be responsible for eliciting signs and symptoms. The level of IgE antibodies in serum varies directly with the concentration of IgE antibodies expressed as a class score or kU/L. | Testing for IgE antibodies is not useful in patients previously treated with immunotherapy to determine if residual clinical sensitivity exists or in patients in whom the medical management does not depend upon identification of allergen specificity. Some individuals with clinically insignificant sensitivity to allergens may have measurable levels of IgE antibodies in serum, and test results must be interpreted in the clinical context. False-positive results for IgE antibodies may occur in patients with markedly elevated serum IgE (>2500 kU/L) due to nonspecific binding to allergen solid phases. | Homburger HA, Hamilton RG: Allergic diseases. In: McPherson RA, Pincus MR, eds. Henry's Clinical Diagnosis and Management by Laboratory Methods. 23rd ed. Elsevier; 2017:1057-1070 | Specific IgE from the patient's serum reacts with the allergen of interest, which is covalently coupled to an ImmunoCAP. After washing away nonspecific IgE, enzyme-labeled anti-IgE antibody is added to form a complex. After incubation, unbound anti-IgE is washed away, and the bound complex incubated with a developing agent. After stopping the reaction, the fluorescence of the eluate is measured. Fluorescence is proportional to the amount of specific IgE present in the patient's sample (ie, the higher the fluorescence value, the more IgE antibody is present).(Package insert: ImmunoCAP System Specific IgE FEIA. Phadia; Rev 06/2020) | Same day/1 to 3 days | 14 days | This test has been cleared, approved, or is exempt by the US Food and Drug Administration and is used per manufacturer's instructions. Performance characteristics were verified by Mayo Clinic in a manner consistent with CLIA requirements. | 86003 | Western Ragweed, IgE | 6275-2 | WRW | Western Ragweed, IgE | 6275-2
FWHTG | Wheat IgG |  | Enzyme Immunoassay (FEIA) | No | Wheat IgG | Serum | Specimen Type:Serum Container/Tube:Red Top Specimen Volume:0.5 mL Collection Instructions:Draw blood in a plain red-top tube(s), serum gel tube(s) is acceptable. Spin down and send 0.5 mL of serum refrigerated in a plastic vial. | 0.5 mL |  | Reference ranges have not been established for food-specific IgG tests. | The clinical utility of food-specific IgG tests has not been established. These tests can be used in special clinical situations to select foods for evaluation by diet elimination and challenge in patients who have food-related complaints. It should be recognized that the presence of food-specific IgG alone cannot be taken as evidence of food allergy and only indicates immunologic sensitization by the food allergen in question. This test should only be ordered by physicians who recognize the limitations of the test. |  |  |  | 5 to 7 days |  | This test was developed and its performance characteristics determined by Eurofins Viracor. It has not been cleared or approved by the U.S. Food and Drug Administration. | 86001 | Wheat IgG | 35537-0 | FWHTG | Wheat IgG | 35537-0
FWHG4 | Wheat IgG4 |  | Enzyme immunoassay (FEIA) | No | Wheat IgG4 | Serum | Specimen Type:Serum Container/Tube:Red Top Specimen Volume:0.5 mL Collection Instructions:Draw blood in a plain red-top tube(s), serum gel tube(s) is acceptable. Spin down and send 0.5 mL of serum refrigerated in a plastic vial. | 0.5 mL |  | Reference ranges have not been established for food-specific IgG4 tests. | The clinical utility of food-specific IgG4 tests has not been clearly established. These tests can be used in special clinical situations to select foods for evaluation by diet elimination and challenge in patients who have food-related complaints, and to evaluate food allergic patients prior to food challenges. The presence of food-specific IgG4 has been studied in response to various oral food immunotherapy treatments but cutoffs have not been established. |  |  |  | 4 to 7 days |  | This test was developed and its performance characteristics determined by Eurofins Viracor. It has not been cleared or approved by the U.S. Food and Drug Administration. | 86001 | Wheat IgG4 | 56417-9 | FWHG4 | Wheat IgG4 | 56417-9
WHT | Wheat, IgE, Serum | Establishing a diagnosis of an allergy to wheat Defining the allergen responsible for eliciting signs and symptoms Identifying allergens: -Responsible for allergic response and/or anaphylactic episode -To confirm sensitization prior to beginning immunotherapy -To investigate the specificity of allergic reactions to insect venom allergens, drugs, or chemical allergens | Fluorescence Enzyme Immunoassay (FEIA) | Yes | Wheat, IgE | Serum | Collection Container/Tube: Preferred:Serum gel Acceptable:Red top Submission Container/Tube:Plastic vial Specimen Volume:0.5 mL for every 5 allergens requested Collection Instructions:Centrifuge and aliquot serum into a plastic vial. | For 1 allergen: 0.3 mL For more than 1 allergen: (0.05 mL x number of allergens) + 0.25 mL deadspace | Clinical manifestations of immediate hypersensitivity (allergic) diseases are caused by the release of proinflammatory mediators (histamine, leukotrienes, and prostaglandins) from IgE-sensitized effector cells (mast cells and basophils) when cell-bound IgE antibodies interact with an allergen. In vitro serum testing for IgE antibodies provides an indication of the immune response to allergens that may be associated with allergic disease. The allergens chosen for testing often depend upon the age of the patient, history of allergen exposure, season of the year, and clinical manifestations. In individuals predisposed to develop allergic disease, the sequence of sensitization and clinical manifestations proceed as follows: eczema and respiratory disease (rhinitis and bronchospasm) in infants and children less than 5 years due to food sensitivity (milk, egg, soy, and wheat proteins) followed by respiratory disease (rhinitis and asthma) in older children and adults due to sensitivity to inhalant allergens (dust mite, mold, and pollen inhalants). | Class,IgE kU/L,Interpretation, 0,<0.10,Negative, 0/1,0.10-0.34,Borderline/equivocal, 1,0.35-0.69,Equivocal, 2,0.70-3.49,Positive, 3,3.50-17.4,Positive, 4,17.5-49.9,Strongly positive, 5,50.0-99.9,Strongly positive, 6,> or =100,Strongly positive, | Detection of IgE antibodies in serum (class 1 or greater) indicates an increased likelihood of allergic disease as opposed to other etiologies and defines the allergens that may be responsible for eliciting signs and symptoms. The level of IgE antibodies in serum varies directly with the concentration of IgE antibodies expressed as a class score or kU/L. | Testing for IgE antibodies is not useful in patients previously treated with immunotherapy to determine if residual clinical sensitivity exists or in patients in whom the medical management does not depend upon identification of allergen specificity. Some individuals with clinically insignificant sensitivity to allergens may have measurable levels of IgE antibodies in serum, and test results must be interpreted in the clinical context. False-positive results for IgE antibodies may occur in patients with markedly elevated serum IgE (>2500 kU/L) due to nonspecific binding to allergen solid phases. | Homburger HA, Hamilton RG: Allergic diseases. In: McPherson RA, Pincus MR, eds. Henry's Clinical Diagnosis and Management by Laboratory Methods. 23rd ed. Elsevier; 2017:1057-1070 | Specific IgE from the patient's serum reacts with the allergen of interest, which is covalently coupled to an ImmunoCAP. After washing away nonspecific IgE, enzyme-labeled anti-IgE antibody is added to form a complex. After incubation, unbound anti-IgE is washed away, and the bound complex incubated with a developing agent. After stopping the reaction, the fluorescence of the eluate is measured. Fluorescence is proportional to the amount of specific IgE present in the patient's sample (ie, the higher the fluorescence value, the more IgE antibody is present).(Package insert: ImmunoCAP System Specific IgE FEIA. Phadia; Rev 06/2020) | 1 to 3 days | 14 days | This test has been cleared, approved, or is exempt by the US Food and Drug Administration and is used per manufacturer's instructions. Performance characteristics were verified by Mayo Clinic in a manner consistent with CLIA requirements. | 86003 | Wheat, IgE | 6276-0 | WHT | Wheat, IgE | 6276-0
FWHGY | Whey IgG |  | Enzyme Immunoassay (FEIA) | No | Whey IgG | Serum | Specimen Type:Serum Container/Tube:Red Top Specimen Volume:0.5 mL Collection Instructions:Draw blood in a plain red-top tube(s), serum gel tube(s) is acceptable. Spin down and send 0.5 mL of serum refrigerated in a plastic vial. | 0.5 mL |  | Reference ranges have not been established for food-specific IgG tests. | The clinical utility of food-specific IgG tests has not been established. These tests can be used in special clinical situations to select foods for evaluation by diet elimination and challenge in patients who have food-related complaints. It should be recognized that the presence of food-specific IgG alone cannot be taken as evidence of food allergy and only indicates immunologic sensitization by the food allergen in question. This test should only be ordered by physicians who recognize the limitations of the test. |  |  |  | 5 to 7 days |  | This test was developed and its performance characteristics determined by Eurofins Viracor. It has not been cleared or approved by the U.S. Food and Drug Administration. | 86001 | Whey IgG | 59058-8 | FWHGY | Whey IgG | 59058-8
WHEY | Whey, IgE, Serum | Establishing a diagnosis of an allergy to whey Defining the allergen responsible for eliciting signs and symptoms Identifying allergens: -Responsible for allergic response and/or anaphylactic episode -To confirm sensitization prior to beginning immunotherapy -To investigate the specificity of allergic reactions to insect venom allergens, drugs, or chemical allergens | Fluorescence Enzyme Immunoassay (FEIA) | Yes | Whey, IgE | Serum | Collection Container/Tube: Preferred:Serum gel Acceptable:Red top Submission Container/Tube:Plastic vial Specimen Volume:0.5 mL for every 5 allergens requested Collection Instructions:Centrifuge and aliquot serum into a plastic vial. | For 1 allergen: 0.3 mL For more than 1 allergen: (0.05 mL x number of allergens) + 0.25 mL deadspace | Clinical manifestations of immediate hypersensitivity (allergic) diseases are caused by the release of proinflammatory mediators (histamine, leukotrienes, and prostaglandins) from IgE-sensitized effector cells (mast cells and basophils) when cell-bound IgE antibodies interact with an allergen. In vitro serum testing for IgE antibodies provides an indication of the immune response to allergens that may be associated with allergic disease. The allergens chosen for testing often depend upon the age of the patient, history of allergen exposure, season of the year, and clinical manifestations. In individuals predisposed to develop allergic disease, the sequence of sensitization and clinical manifestations proceed as follows: eczema and respiratory disease (rhinitis and bronchospasm) in infants and children less than 5 years due to food sensitivity (milk, egg, soy, and wheat proteins) followed by respiratory disease (rhinitis and asthma) in older children and adults due to sensitivity to inhalant allergens (dust mite, mold, and pollen inhalants). | Class,IgE kU/L,Interpretation, 0,<0.10,Negative, 0/1,0.10-0.34,Borderline/equivocal, 1,0.35-0.69,Equivocal, 2,0.70-3.49,Positive, 3,3.50-17.4,Positive, 4,17.5-49.9,Strongly positive, 5,50.0-99.9,Strongly positive, 6,> or =100,Strongly positive, | Detection of IgE antibodies in serum (class 1 or greater) indicates an increased likelihood of allergic disease as opposed to other etiologies and defines the allergens that may be responsible for eliciting signs and symptoms. The level of IgE antibodies in serum varies directly with the concentration of IgE antibodies expressed as a class score or kU/L. | Testing for IgE antibodies is not useful in patients previously treated with immunotherapy to determine if residual clinical sensitivity exists or in patients in whom the medical management does not depend upon identification of allergen specificity. Some individuals with clinically insignificant sensitivity to allergens may have measurable levels of IgE antibodies in serum, and test results must be interpreted in the clinical context. False-positive results for IgE antibodies may occur in patients with markedly elevated serum IgE (>2500 kU/L) due to nonspecific binding to allergen solid phases. | Homburger HA, Hamilton RG: Allergic diseases. In: McPherson RA, Pincus MR, eds. Henry's Clinical Diagnosis and Management by Laboratory Methods. 23rd ed. Elsevier; 2017:1057-1070 | Specific IgE from the patient's serum reacts with the allergen of interest, which is covalently coupled to an ImmunoCAP. After washing away nonspecific IgE, enzyme-labeled anti-IgE antibody is added to form a complex. After incubation, unbound anti-IgE is washed away, and the bound complex incubated with a developing agent. After stopping the reaction, the fluorescence of the eluate is measured. Fluorescence is proportional to the amount of specific IgE present in the patient's sample (ie, the higher the fluorescence value, the more IgE antibody is present).(Package insert: ImmunoCAP System Specific IgE FEIA. Phadia; Rev 06/2020) | Same day/1 to 3 days | 14 days | This test has been cleared, approved, or is exempt by the US Food and Drug Administration and is used per manufacturer's instructions. Performance characteristics were verified by Mayo Clinic in a manner consistent with CLIA requirements. | 86003 | Whey, IgE | 7774-3 | WHEY | Whey, IgE | 7774-3
ASHW | White Ash, IgE, Serum | Establishing a diagnosis of an allergy to white ash Defining the allergen responsible for eliciting signs and symptoms Identifying allergens: -Responsible for allergic response and/or anaphylactic episode -To confirm sensitization prior to beginning immunotherapy -To investigate the specificity of allergic reactions to insect venom allergens, drugs, or chemical allergens | Fluorescence Enzyme Immunoassay (FEIA) | Yes | White Ash, IgE | Serum | Collection Container/Tube: Preferred:Serum gel Acceptable:Red top Submission Container/Tube:Plastic vial Specimen Volume:0.5 mL for every 5 allergens requested Collection Instructions:Centrifuge and aliquot serum into a plastic vial. | For 1 allergen: 0.3 mL For more than 1 allergen: (0.05 mL x number of allergens) + 0.25 mL deadspace | Clinical manifestations of immediate hypersensitivity (allergic) diseases are caused by the release of proinflammatory mediators (histamine, leukotrienes, and prostaglandins) from IgE-sensitized effector cells (mast cells and basophils) when cell-bound IgE antibodies interact with an allergen. In vitro serum testing for IgE antibodies provides an indication of the immune response to allergens that may be associated with allergic disease. The allergens chosen for testing often depend upon the age of the patient, history of allergen exposure, season of the year, and clinical manifestations. In individuals predisposed to develop allergic disease, the sequence of sensitization and clinical manifestations proceed as follows: eczema and respiratory disease (rhinitis and bronchospasm) in infants and children less than 5 years due to food sensitivity (milk, egg, soy, and wheat proteins) followed by respiratory disease (rhinitis and asthma) in older children and adults due to sensitivity to inhalant allergens (dust mite, mold, and pollen inhalants). | Class,IgE kU/L,Interpretation, 0,<0.10,Negative, 0/1,0.10-0.34,Borderline/equivocal, 1,0.35-0.69,Equivocal, 2,0.70-3.49,Positive, 3,3.50-17.4,Positive, 4,17.5-49.9,Strongly positive, 5,50.0-99.9,Strongly positive, 6,> or =100,Strongly positive, | Detection of IgE antibodies in serum (class 1 or greater) indicates an increased likelihood of allergic disease as opposed to other etiologies and defines the allergens that may be responsible for eliciting signs and symptoms. The level of IgE antibodies in serum varies directly with the concentration of IgE antibodies expressed as a class score or kU/L. | Testing for IgE antibodies is not useful in patients previously treated with immunotherapy to determine if residual clinical sensitivity exists or in patients in whom the medical management does not depend upon identification of allergen specificity. Some individuals with clinically insignificant sensitivity to allergens may have measurable levels of IgE antibodies in serum, and test results must be interpreted in the clinical context. False-positive results for IgE antibodies may occur in patients with markedly elevated serum IgE (>2500 kU/L) due to nonspecific binding to allergen solid phases. | Homburger HA, Hamilton RG: Allergic diseases. In: McPherson RA, Pincus MR, eds. Henry's Clinical Diagnosis and Management by Laboratory Methods. 23rd ed. Elsevier; 2017:1057-1070 | Specific IgE from the patient's serum reacts with the allergen of interest, which is covalently coupled to an ImmunoCAP. After washing away nonspecific IgE, enzyme-labeled anti-IgE antibody is added to form a complex. After incubation, unbound anti-IgE is washed away, and the bound complex incubated with a developing agent. After stopping the reaction, the fluorescence of the eluate is measured. Fluorescence is proportional to the amount of specific IgE present in the patient's sample (ie, the higher the fluorescence value, the more IgE antibody is present).(Package insert: ImmunoCAP System Specific IgE FEIA. Phadia; Rev 06/2020) | Same day/1 to 3 days | 14 days | This test has been cleared, approved, or is exempt by the US Food and Drug Administration and is used per manufacturer's instructions. Performance characteristics were verified by Mayo Clinic in a manner consistent with CLIA requirements. | 86003 | White Ash, IgE | 6278-6 | ASHW | White Ash, IgE | 6278-6
BENW | White Bean, IgE, Serum | Establishing a diagnosis of an allergy to white bean Defining the allergen responsible for eliciting signs and symptoms Identifying allergens: -Responsible for allergic response and/or anaphylactic episode -To confirm sensitization prior to beginning immunotherapy -To investigate the specificity of allergic reactions to insect venom allergens, drugs, or chemical allergens | Fluorescence Enzyme Immunoassay (FEIA) | Yes | White Bean, IgE | Serum | Collection Container/Tube: Preferred:Serum gel Acceptable:Red top Submission Container/Tube:Plastic vial Specimen Volume:0.5 mL for every 5 allergens requested Collection Instructions:Centrifuge and aliquot serum into a plastic vial. | For 1 allergen: 0.3 mL For more than 1 allergen: (0.05 mL x number of allergens) + 0.25 mL deadspace | Clinical manifestations of immediate hypersensitivity (allergic) diseases are caused by the release of proinflammatory mediators (histamine, leukotrienes, and prostaglandins) from IgE-sensitized effector cells (mast cells and basophils) when cell-bound IgE antibodies interact with an allergen. In vitro serum testing for IgE antibodies provides an indication of the immune response to allergens that may be associated with allergic disease. The allergens chosen for testing often depend upon the age of the patient, history of allergen exposure, season of the year, and clinical manifestations. In individuals predisposed to develop allergic disease, the sequence of sensitization and clinical manifestations proceed as follows: eczema and respiratory disease (rhinitis and bronchospasm) in infants and children less than 5 years due to food sensitivity (milk, egg, soy, and wheat proteins) followed by respiratory disease (rhinitis and asthma) in older children and adults due to sensitivity to inhalant allergens (dust mite, mold, and pollen inhalants). | Class,IgE kU/L,Interpretation, 0,<0.10,Negative, 0/1,0.10-0.34,Borderline/equivocal, 1,0.35-0.69,Equivocal, 2,0.70-3.49,Positive, 3,3.50-17.4,Positive, 4,17.5-49.9,Strongly positive, 5,50.0-99.9,Strongly positive, 6,> or =100,Strongly positive, | Detection of IgE antibodies in serum (class 1 or greater) indicates an increased likelihood of allergic disease as opposed to other etiologies and defines the allergens that may be responsible for eliciting signs and symptoms. The level of IgE antibodies in serum varies directly with the concentration of IgE antibodies expressed as a class score or kU/L. | Testing for IgE antibodies is not useful in patients previously treated with immunotherapy to determine if residual clinical sensitivity exists or in patients in whom the medical management does not depend upon identification of allergen specificity. Some individuals with clinically insignificant sensitivity to allergens may have measurable levels of IgE antibodies in serum, and test results must be interpreted in the clinical context. False-positive results for IgE antibodies may occur in patients with markedly elevated serum IgE (>2500 kU/L) due to nonspecific binding to allergen solid phases. | Homburger HA, Hamilton RG: Allergic diseases. In: McPherson RA, Pincus MR, eds. Henry's Clinical Diagnosis and Management by Laboratory Methods. 23rd ed. Elsevier; 2017:1057-1070 | Specific IgE from the patient's serum reacts with the allergen of interest, which is covalently coupled to an ImmunoCAP. After washing away nonspecific IgE, enzyme-labeled anti-IgE antibody is added to form a complex. After incubation, unbound anti-IgE is washed away, and the bound complex incubated with a developing agent. After stopping the reaction, the fluorescence of the eluate is measured. Fluorescence is proportional to the amount of specific IgE present in the patient's sample (ie, the higher the fluorescence value, the more IgE antibody is present).(Package insert: ImmunoCAP System Specific IgE FEIA. Phadia; Rev 06/2020) | Same day/1 to 3 days | 14 days | This test has been cleared, approved, or is exempt by the US Food and Drug Administration and is used per manufacturer's instructions. Performance characteristics were verified by Mayo Clinic in a manner consistent with CLIA requirements. | 86003 | White Bean, IgE | 6279-4 | BENW | White Bean, IgE | 6279-4
WFHV | White Faced Hornet Venom, IgE, Serum | Establishing a diagnosis of an allergy to white faced hornet venom Defining the allergen responsible for eliciting signs and symptoms Identifying allergens: -Responsible for allergic response and/or anaphylactic episode -To confirm sensitization prior to beginning immunotherapy -To investigate the specificity of allergic reactions to insect venom allergens, drugs, or chemical allergens | Fluorescence Enzyme Immunoassay (FEIA) | Yes | White Faced Hornet Venom, IgE | Serum | Collection Container/Tube: Preferred:Serum gel Acceptable:Red top Submission Container/Tube:Plastic vial Specimen Volume:0.5 mL for every 5 allergens requested Collection Instructions:Centrifuge and aliquot serum into a plastic vial. | For 1 allergen: 0.3 mL For more than 1 allergen: (0.05 mL x number of allergens) + 0.25 mL deadspace | Clinical manifestations of immediate hypersensitivity (allergic) diseases are caused by the release of proinflammatory mediators (histamine, leukotrienes, and prostaglandins) from IgE-sensitized effector cells (mast cells and basophils) when cell-bound IgE antibodies interact with an allergen. In vitro serum testing for IgE antibodies provides an indication of the immune response to allergens that may be associated with allergic disease. The allergens chosen for testing often depend upon the age of the patient, history of allergen exposure, season of the year, and clinical manifestations. In individuals predisposed to develop allergic disease, the sequence of sensitization and clinical manifestations proceed as follows: eczema and respiratory disease (rhinitis and bronchospasm) in infants and children less than 5 years due to food sensitivity (milk, egg, soy, and wheat proteins) followed by respiratory disease (rhinitis and asthma) in older children and adults due to sensitivity to inhalant allergens (dust mite, mold, and pollen inhalants). | Class,IgE kU/L,Interpretation, 0,<0.10,Negative, 0/1,0.10-0.34,Borderline/equivocal, 1,0.35-0.69,Equivocal, 2,0.70-3.49,Positive, 3,3.50-17.4,Positive, 4,17.5-49.9,Strongly positive, 5,50.0-99.9,Strongly positive, 6,> or =100,Strongly positive, | Detection of IgE antibodies in serum (class 1 or greater) indicates an increased likelihood of allergic disease as opposed to other etiologies and defines the allergens that may be responsible for eliciting signs and symptoms. The level of IgE antibodies in serum varies directly with the concentration of IgE antibodies expressed as a class score or kU/L. | Testing for IgE antibodies is not useful in patients previously treated with immunotherapy to determine if residual clinical sensitivity exists or in patients in whom the medical management does not depend upon identification of allergen specificity. Some individuals with clinically insignificant sensitivity to allergens may have measurable levels of IgE antibodies in serum, and test results must be interpreted in the clinical context. False-positive results for IgE antibodies may occur in patients with markedly elevated serum IgE (>2500 kU/L) due to nonspecific binding to allergen solid phases. | Homburger HA, Hamilton RG: Allergic diseases. In: McPherson RA, Pincus MR, eds. Henry's Clinical Diagnosis and Management by Laboratory Methods. 23rd ed. Elsevier; 2017:1057-1070 | Specific IgE from the patient's serum reacts with the allergen of interest, which is covalently coupled to an ImmunoCAP. After washing away nonspecific IgE, enzyme-labeled anti-IgE antibody is added to form a complex. After incubation, unbound anti-IgE is washed away, and the bound complex incubated with a developing agent. After stopping the reaction, the fluorescence of the eluate is measured. Fluorescence is proportional to the amount of specific IgE present in the patient's sample (ie, the higher the fluorescence value, the more IgE antibody is present).(Package insert: ImmunoCAP System Specific IgE FEIA. Phadia; Rev 06/2020) | Same day/1 to 3 days | 14 days | This test has been cleared, approved, or is exempt by the US Food and Drug Administration and is used per manufacturer's instructions. Performance characteristics were verified by Mayo Clinic in a manner consistent with CLIA requirements. | 86003 | White Faced Hornet Venom, IgE | 6280-2 | WFHV | White Faced Hornet Venom, IgE | 6280-2
WHIC | White Hickory, IgE, Serum | Establishing a diagnosis of an allergy to white hickory Defining the allergen responsible for eliciting signs and symptoms Identifying allergens: -Responsible for allergic response and/or anaphylactic episode -To confirm sensitization prior to beginning immunotherapy -To investigate the specificity of allergic reactions to insect venom allergens, drugs, or chemical allergens | Fluorescence Enzyme Immunoassay (FEIA) | Yes | White Hickory, IgE | Serum | Collection Container/Tube: Preferred:Serum gel Acceptable:Red top Submission Container/Tube:Plastic vial Specimen Volume:0.5 mL for every 5 allergens requested Collection Instructions:Centrifuge and aliquot serum into a plastic vial. | For 1 allergen: 0.3 mL For more than 1 allergen: (0.05 mL x number of allergens) + 0.25 mL deadspace | Clinical manifestations of immediate hypersensitivity (allergic) diseases are caused by the release of proinflammatory mediators (histamine, leukotrienes, and prostaglandins) from IgE-sensitized effector cells (mast cells and basophils) when cell-bound IgE antibodies interact with an allergen. In vitro serum testing for IgE antibodies provides an indication of the immune response to allergens that may be associated with allergic disease. The allergens chosen for testing often depend upon the age of the patient, history of allergen exposure, season of the year, and clinical manifestations. In individuals predisposed to develop allergic disease, the sequence of sensitization and clinical manifestations proceed as follows: eczema and respiratory disease (rhinitis and bronchospasm) in infants and children less than 5 years due to food sensitivity (milk, egg, soy, and wheat proteins) followed by respiratory disease (rhinitis and asthma) in older children and adults due to sensitivity to inhalant allergens (dust mite, mold, and pollen inhalants). | Class,IgE kU/L,Interpretation, 0,<0.10,Negative, 0/1,0.10-0.34,Borderline/equivocal, 1,0.35-0.69,Equivocal, 2,0.70-3.49,Positive, 3,3.50-17.4,Positive, 4,17.5-49.9,Strongly positive, 5,50.0-99.9,Strongly positive, 6,> or =100,Strongly positive, | Detection of IgE antibodies in serum (class 1 or greater) indicates an increased likelihood of allergic disease as opposed to other etiologies and defines the allergens that may be responsible for eliciting signs and symptoms. The level of IgE antibodies in serum varies directly with the concentration of IgE antibodies expressed as a class score or kU/L. | Testing for IgE antibodies is not useful in patients previously treated with immunotherapy to determine if residual clinical sensitivity exists or in patients in whom the medical management does not depend upon identification of allergen specificity. Some individuals with clinically insignificant sensitivity to allergens may have measurable levels of IgE antibodies in serum, and test results must be interpreted in the clinical context. False-positive results for IgE antibodies may occur in patients with markedly elevated serum IgE (>2500 kU/L) due to nonspecific binding to allergen solid phases. | Homburger HA, Hamilton RG: Allergic diseases. In: McPherson RA, Pincus MR, eds. Henry's Clinical Diagnosis and Management by Laboratory Methods. 23rd ed. Elsevier; 2017:1057-1070 | Specific IgE from the patient's serum reacts with the allergen of interest, which is covalently coupled to an ImmunoCAP. After washing away nonspecific IgE, enzyme-labeled anti-IgE antibody is added to form a complex. After incubation, unbound anti-IgE is washed away, and the bound complex incubated with a developing agent. After stopping the reaction, the fluorescence of the eluate is measured. Fluorescence is proportional to the amount of specific IgE present in the patient's sample (ie, the higher the fluorescence value, the more IgE antibody is present).(Package insert: ImmunoCAP System Specific IgE FEIA. Phadia; Rev 06/2020) | Same day/1 to 3 days | 14 days | This test has been cleared, approved, or is exempt by the US Food and Drug Administration and is used per manufacturer's instructions. Performance characteristics were verified by Mayo Clinic in a manner consistent with CLIA requirements. | 86003 | White Hickory, IgE | 7407-0 | WHIC | White Hickory, IgE | 7407-0
WPIN | White Pine, IgE, Serum | Establishing a diagnosis of an allergy to white pine Defining the allergen responsible for eliciting signs and symptoms Identifying allergens: -Responsible for allergic response and/or anaphylactic episode -To confirm sensitization prior to beginning immunotherapy -To investigate the specificity of allergic reactions to insect venom allergens, drugs, or chemical allergens | Fluorescence Enzyme Immunoassay (FEIA) | Yes | White Pine, IgE | Serum | Collection Container/Tube: Preferred:Serum gel Acceptable:Red top Submission Container/Tube:Plastic vial Specimen Volume:0.5 mL for every 5 allergens requested Collection Instructions:Centrifuge and aliquot serum into a plastic vial. | For 1 allergen: 0.3 mL For more than 1 allergen: (0.05 mL x number of allergens) + 0.25 mL deadspace | Clinical manifestations of immediate hypersensitivity (allergic) diseases are caused by the release of proinflammatory mediators (histamine, leukotrienes, and prostaglandins) from IgE-sensitized effector cells (mast cells and basophils) when cell-bound IgE antibodies interact with an allergen. In vitro serum testing for IgE antibodies provides an indication of the immune response to allergens that may be associated with allergic disease. The allergens chosen for testing often depend upon the age of the patient, history of allergen exposure, season of the year, and clinical manifestations. In individuals predisposed to develop allergic disease, the sequence of sensitization and clinical manifestations proceed as follows: eczema and respiratory disease (rhinitis and bronchospasm) in infants and children less than 5 years due to food sensitivity (milk, egg, soy, and wheat proteins) followed by respiratory disease (rhinitis and asthma) in older children and adults due to sensitivity to inhalant allergens (dust mite, mold, and pollen inhalants). | Class,IgE kU/L,Interpretation, 0,<0.10,Negative, 0/1,0.10-0.34,Borderline/equivocal, 1,0.35-0.69,Equivocal, 2,0.70-3.49,Positive, 3,3.50-17.4,Positive, 4,17.5-49.9,Strongly positive, 5,50.0-99.9,Strongly positive, 6,> or =100,Strongly positive, | Detection of IgE antibodies in serum (class 1 or greater) indicates an increased likelihood of allergic disease as opposed to other etiologies and defines the allergens that may be responsible for eliciting signs and symptoms. The level of IgE antibodies in serum varies directly with the concentration of IgE antibodies expressed as a class score or kU/L. | Testing for IgE antibodies is not useful in patients previously treated with immunotherapy to determine if residual clinical sensitivity exists or in patients in whom the medical management does not depend upon identification of allergen specificity. Some individuals with clinically insignificant sensitivity to allergens may have measurable levels of IgE antibodies in serum, and test results must be interpreted in the clinical context. False-positive results for IgE antibodies may occur in patients with markedly elevated serum IgE (>2500 kU/L) due to nonspecific binding to allergen solid phases. | Homburger HA, Hamilton RG: Allergic diseases. In: McPherson RA, Pincus MR, eds. Henry's Clinical Diagnosis and Management by Laboratory Methods. 23rd ed. Elsevier; 2017:1057-1070 | Specific IgE from the patient's serum reacts with the allergen of interest, which is covalently coupled to an ImmunoCAP. After washing away nonspecific IgE, enzyme-labeled anti-IgE antibody is added to form a complex. After incubation, unbound anti-IgE is washed away, and the bound complex incubated with a developing agent. After stopping the reaction, the fluorescence of the eluate is measured. Fluorescence is proportional to the amount of specific IgE present in the patient's sample (ie, the higher the fluorescence value, the more IgE antibody is present).(Package insert: ImmunoCAP System Specific IgE FEIA. Phadia; Rev 06/2020) | Same day/1 to 3 days | 14 days | This test has been cleared, approved, or is exempt by the US Food and Drug Administration and is used per manufacturer's instructions. Performance characteristics were verified by Mayo Clinic in a manner consistent with CLIA requirements. | 86003 | White Pine, IgE | 6282-8 | WPIN | White Pine, IgE | 6282-8
POTA | White Potato, IgE, Serum | Establishing a diagnosis of an allergy to white potato Defining the allergen responsible for eliciting signs and symptoms Identifying allergens: -Responsible for allergic response and/or anaphylactic episode -To confirm sensitization prior to beginning immunotherapy -To investigate the specificity of allergic reactions to insect venom allergens, drugs, or chemical allergens | Fluorescence Enzyme Immunoassay (FEIA) | Yes | White Potato, IgE | Serum | Collection Container/Tube: Preferred:Serum gel Acceptable:Red top Submission Container/Tube:Plastic vial Specimen Volume:0.5 mL for every 5 allergens requested Collection Instructions:Centrifuge and aliquot serum into a plastic vial. | For 1 allergen: 0.3 mL For more than 1 allergen: (0.05 mL x number of allergens) + 0.25 mL deadspace | Clinical manifestations of immediate hypersensitivity (allergic) diseases are caused by the release of proinflammatory mediators (histamine, leukotrienes, and prostaglandins) from IgE-sensitized effector cells (mast cells and basophils) when cell-bound IgE antibodies interact with an allergen. In vitro serum testing for IgE antibodies provides an indication of the immune response to allergens that may be associated with allergic disease. The allergens chosen for testing often depend upon the age of the patient, history of allergen exposure, season of the year, and clinical manifestations. In individuals predisposed to develop allergic disease, the sequence of sensitization and clinical manifestations proceed as follows: eczema and respiratory disease (rhinitis and bronchospasm) in infants and children less than 5 years due to food sensitivity (milk, egg, soy, and wheat proteins) followed by respiratory disease (rhinitis and asthma) in older children and adults due to sensitivity to inhalant allergens (dust mite, mold, and pollen inhalants). | Class,IgE kU/L,Interpretation, 0,<0.10,Negative, 0/1,0.10-0.34,Borderline/equivocal, 1,0.35-0.69,Equivocal, 2,0.70-3.49,Positive, 3,3.50-17.4,Positive, 4,17.5-49.9,Strongly positive, 5,50.0-99.9,Strongly positive, 6,> or =100,Strongly positive, | Detection of IgE antibodies in serum (class 1 or greater) indicates an increased likelihood of allergic disease as opposed to other etiologies and defines the allergens that may be responsible for eliciting signs and symptoms. The level of IgE antibodies in serum varies directly with the concentration of IgE antibodies expressed as a class score or kU/L. | Testing for IgE antibodies is not useful in patients previously treated with immunotherapy to determine if residual clinical sensitivity exists or in patients in whom the medical management does not depend upon identification of allergen specificity. Some individuals with clinically insignificant sensitivity to allergens may have measurable levels of IgE antibodies in serum, and test results must be interpreted in the clinical context. False-positive results for IgE antibodies may occur in patients with markedly elevated serum IgE (>2500 kU/L) due to nonspecific binding to allergen solid phases. | Homburger HA, Hamilton RG: Allergic diseases. In: McPherson RA, Pincus MR, eds. Henry's Clinical Diagnosis and Management by Laboratory Methods. 23rd ed. Elsevier; 2017:1057-1070 | Specific IgE from the patient's serum reacts with the allergen of interest, which is covalently coupled to an ImmunoCAP. After washing away nonspecific IgE, enzyme-labeled anti-IgE antibody is added to form a complex. After incubation, unbound anti-IgE is washed away, and the bound complex incubated with a developing agent. After stopping the reaction, the fluorescence of the eluate is measured. Fluorescence is proportional to the amount of specific IgE present in the patient's sample (ie, the higher the fluorescence value, the more IgE antibody is present).(Package insert: ImmunoCAP System Specific IgE FEIA. Phadia; Rev 06/2020) | Same day/1 to 3 days | 14 days | This test has been cleared, approved, or is exempt by the US Food and Drug Administration and is used per manufacturer's instructions. Performance characteristics were verified by Mayo Clinic in a manner consistent with CLIA requirements. | 86003 | White Potato, IgE | 6220-8 | POTA | White Potato, IgE | 6220-8
FWHFE | Whitefish IgE |  | ImmunoCAP FEIA | Yes | Whitefish IgE | Serum | Specimen Type:Serum Container/Tube:Red Top Specimen Volume:0.5 mL Collection Instructions:Draw blood in a plain red-top tube(s), serum gel tube(s) is acceptable. Spin down and send 0.5 mL of serum refrigerated in a plastic vial. | 0.5 mL |  | <0.35 kU/L | Class IgE (kU/L) Comment 0 <0.10 Negative 0/1 0.10 â€“ 0.34 Equivocal/Borderline 1 0.35 â€“ 0.69 Low Positive 2 0.70 â€“ 3.49 Moderate Positive 3 3.50 â€“ 17.49 High Positive 4 17.50 â€“ 49.99 Very High Positive 5 50.00 â€“ 99.99 Very High Positive 6 >99.99 Very High Positive |  |  | The test method is the Phadia ImmunoCAP allergen-specific IgE system. | 3 to 6 days |  | This test was developed and its performance characteristics determined by Eurofins Viracor. It has not been cleared or approved by the U.S. Food and Drug Administration. | 86003 | Whitefish IgE | 7775-0 | Z3107 | Class | 102660-8
SC018 | Whole Blood |  | Collection Only | Yes | Whole Blood | This test helps to generate additional volume of whole blood to help complete testing in the scenario additional testing is needed. | Specimen Type:Whole blood Container/Tube: Preferred:Lavender top (EDTA) Acceptable:Yellow top (ACD) or light-blue top (3.2% sodium citrate) Specimen Volume:3 mL Collection Instructions: 1. Invert several times to mix blood. 2. Send specimen in original tube.Do notaliquot. | [9 empty] | Not Applicable |  | Whole Blood | No LOINC Needed | SC018 | Whole Blood | No LOINC Needed
WEGG | Whole Egg, IgE, Serum | Establishing a diagnosis of an allergy to whole egg Defining the allergen responsible for eliciting signs and symptoms Identifying allergens: -Responsible for allergic response and/or anaphylactic episode -To confirm sensitization prior to beginning immunotherapy -To investigate the specificity of allergic reactions to insect venom allergens, drugs, or chemical allergens | Fluorescence Enzyme Immunoassay (FEIA) | Yes | Whole Egg, IgE | Serum | Collection Container/Tube: Preferred:Serum gel Acceptable:Red top Submission Container/Tube:Plastic vial Specimen Volume:0.5 mL for every 5 allergens requested Collection Instructions:Centrifuge and aliquot serum into a plastic vial. | For 1 allergen: 0.3 mL For more than 1 allergen: (0.05 mL x number of allergens) + 0.25 mL deadspace | Clinical manifestations of immediate hypersensitivity (allergic) diseases are caused by the release of proinflammatory mediators (histamine, leukotrienes, and prostaglandins) from IgE-sensitized effector cells (mast cells and basophils) when cell-bound IgE antibodies interact with an allergen. In vitro serum testing for IgE antibodies provides an indication of the immune response to allergens that may be associated with allergic disease. The allergens chosen for testing often depend upon the age of the patient, history of allergen exposure, season of the year, and clinical manifestations. In individuals predisposed to develop allergic disease, the sequence of sensitization and clinical manifestations proceed as follows: eczema and respiratory disease (rhinitis and bronchospasm) in infants and children less than 5 years due to food sensitivity (milk, egg, soy, and wheat proteins) followed by respiratory disease (rhinitis and asthma) in older children and adults due to sensitivity to inhalant allergens (dust mite, mold, and pollen inhalants). Allergy to egg represents one of the most common causes of food allergy, especially in children. The evaluation for egg-related IgE antibodies can identify up to 95% of individuals at risk for clinical allergic reactions. The most clinically prevalent allergens in egg are found in the egg white, but egg yolk also contains clinically significant specific IgE-binding allergens. The allergenic egg proteins found in egg white include ovomucoid (Gal d 1), ovalbumin (Gal d 2), ovotransferrin (Gal d 3) and lysozyme (Gal d 4). Ovomucoid has been demonstrated to be the most clinically significant egg allergen, in part due to its heat and digestion resistance. In the yolk, the protein alpha-livetin (Gal d 5) is the major allergen and is involved in bird-egg syndrome. Foods that may contain egg include salad dressings, breads, breaded foods, muffins, cakes, marshmallows, prepared soups and beverages, frostings, ice cream and sherbets, pie fillings, sausages, prepared meats, mayonnaise, coatings and breading for fried foods and other sauces. Sensitization to allergic reaction to inhaled egg-white allergens has been reported in egg-processing workers and bakers. Certain vaccines grown on chick embryos may cause severe allergic reactions in patients when injected. Further development of vaccines, most of which are no longer grown on egg protein, seems to have decreased or even eliminated the risk. There is cross-reactivity between chicken egg white and turkey, duck, goose, and gull egg whites. In vitro serum testing for IgE antibodies provides an indication of the immune response to allergens that may be associated with allergic disease. | Class,IgE kU/L,Interpretation, 0,<0.10,Negative, 0/1,0.10-0.34,Borderline/equivocal, 1,0.35-0.69,Equivocal, 2,0.70-3.49,Positive, 3,3.50-17.4,Positive, 4,17.5-49.9,Strongly positive, 5,50.0-99.9,Strongly positive, 6,> or =100,Strongly positive, | Whole egg includes proteins and potential allergens from both egg white and egg yolk. Egg white is generally more allergenic than egg yolk. Clinical reactions to egg are predominantly IgE-mediated immediate reactions characterized by atopic dermatitis, urticarial (hives), angioedema, vomiting, diarrhea, rhinoconjunctivitis, and asthma. Children with atopic dermatitis may have an immediate exacerbation of symptoms or a delayed reaction causing a worsening of their dermatitis 1 to 2 days after exposure to egg. Eosinophilic esophagitis as a result of allergy to egg has been described. Egg white is often responsible for the early development of urticaria and eczema during infancy. In egg yolk, alpha-livetin (Gal d 5) is the major allergen and allergenicity to Gal d 5 is involved in bird-egg syndrome characterized egg intolerance in adults is due to sensitization by inhalation of bird dander. In these cases, there is secondary sensitization or cross-reactivity with serum albumin in egg yolk (Gal d 5) resulting in potential respiratory symptoms including asthma or rhinitis with bird exposure and additional allergic symptoms to egg. Table of Major Egg Allergens Egg white allergen Common name Heat-and Digestion Stability Allergenic activity Gal d 1 Ovomucoid Stable +++ (major allergen) Gal d 2 Ovalbumin Unstable ++ Gal d 3 Ovotransferrin/conalbumin Unstable + Gal d 4 Lysosyme Unstable ++ Egg yolk allergen Gal d 5 Alpha-livetin, serum albumin Partially stable Gal d 6 YGP42, a lipoprotein Stabile Detection of IgE antibodies in serum (class 1 or greater) indicates an increased likelihood of allergic disease as opposed to other etiologies and defines the allergens that may be responsible for eliciting signs and symptoms. The level of IgE antibodies in serum varies directly with the concentration of IgE antibodies expressed as a class score or kU/L. | Testing for IgE antibodies is not useful in patients previously treated with immunotherapy to determine if residual clinical sensitivity exists or in patients in whom the medical management does not depend upon identification of allergen specificity. Some individuals with clinically insignificant sensitivity to allergens may have measurable levels of IgE antibodies in serum, and test results must be interpreted in the clinical context. False-positive results for IgE antibodies may occur in patients with markedly elevated serum IgE (>2500 kU/L) due to nonspecific binding to allergen solid phases. | 1. Homburger HA, Hamilton RG: Allergic diseases. In: McPherson RA, Pincus MR, eds. Henry's Clinical Diagnosis and Management by Laboratory Methods. 23rd ed. Elsevier; 2017:1057-1070 2. Caubet JC, Wang J: Current understanding of egg allergy. Pediatr Clin North Am. 2011;58(2):427-xi. doi: 10.1016/j.pcl.2011.02.014 3. Shin M, Han Y, Ahn K: The influence of the time and temperature of heat treatment on the allergenicity of egg white proteins. Allergy Asthma Immunol Res. 2013 Mar;5(2):96-101. doi: 10.4168/aair.2013.5.2.96. | Specific IgE from the patient's serum reacts with the allergen of interest, which is covalently coupled to an ImmunoCAP. After washing away nonspecific IgE, enzyme-labeled anti-IgE antibody is added to form a complex. After incubation, unbound anti-IgE is washed away, and the bound complex incubated with a developing agent. After stopping the reaction, the fluorescence of the eluate is measured. Fluorescence is proportional to the amount of specific IgE present in the patient's sample (ie, the higher the fluorescence value, the more IgE antibody is present).(Package insert: ImmunoCAP System Specific IgE FEIA. Phadia; Rev 06/2020) | Same day/1 to 3 days | 14 days | This test has been cleared, approved, or is exempt by the US Food and Drug Administration and is used per manufacturer's instructions. Performance characteristics were verified by Mayo Clinic in a manner consistent with CLIA requirements. | 86003 | Whole Egg, IgE | 7291-8 | WEGG | Whole Egg, IgE | 7291-8
WESMT | Whole Exome and Mitochondrial Genome Sequencing, Varies | Serving as a first-tier test to identify a molecular and/or mitochondrial diagnosis in patients with suspected genetic disorders, which can allow for: -Better understanding of the natural history/prognosis -Targeted management (anticipatory guidance, management changes, specific therapies) -Predictive testing of at-risk family members -Testing and exclusion of disease in siblings or other relatives -Recurrence risk assessment Serving as a second-tier test for patients in whom previous genetic testing was negative. Providing a potentially cost-effective alternative to establishing a molecular diagnosis compared to performing multiple independent molecular assays. | WESDX: Sequence Capture and Targeted Next-Generation Sequencing followed by Sanger Sequencing or Quantitative Polymerase Chain Reaction (qPCR) MITOP: Long-Range Polymerase Chain Reaction (LR-PCR) followed by Next-Generation Sequencing (NGS) | Yes | Exome and Mitochondrial Genome | This test requires specific paperwork in order to proceed with testing. | Patient Preparation:A previous bone marrow transplant from an allogenic donor will interfere with testing. Call 800-533-1710 for instructions for testing patients who have received a bone marrow transplant. Submit only 1 of the following specimens: Specimen Type:Whole blood Container/Tube: Preferred:Lavender top (EDTA) or yellow top (ACD) Acceptable:Any anticoagulant Specimen Volume:3 mL Collection Instructions: 1. Invert several times to mix blood. 2. Send specimen in original tube. Specimen Stability Information:Ambient (preferred)/Refrigerated Additional Information: If a cord blood specimen is received, MATCC / Maternal Cell Contamination, Molecular Analysis, Varies will be performed at an additional charge. Specimen Type: Skin biopsy Supplies: Fibroblast Biopsy Transport Media (T115) Container/Tube: Sterile container with any standard cell culture media (eg, minimal essential media, RPMI 1640). The solution should be supplemented with 1% penicillin and streptomycin. Specimen Volume: 4-mm punch Specimen Stability Information: Refrigerated (preferred)/Ambient Additional Information:A separate culture charge will be assessed under CULFB / Fibroblast Culture for Biochemical or Molecular Testing. An additional 3 to 4 weeks is required to culture fibroblasts before genetic testing can occur. SpecimenType: Cultured fibroblasts Container/Tube: T-25 flask SpecimenVolume: 2 Flasks CollectionInstructions: Submit confluent cultured fibroblast cells from a skin biopsy from another laboratory. Cultured cells from a prenatal specimen will not be accepted. Specimen Stability Information: Ambient (preferred)/Refrigerated (<24 hours) Additional Information:A separate culture charge will be assessed underCULFB / Fibroblast Culture for Biochemical or Molecular Testing. An additional 3 to 4 weeks is required to culture fibroblasts before genetic testing can occur. Specimen Type: Blood spot Supplies:Card-Blood Spot Collection (Filtration Paper) (T493) Container/Tube: Preferred: Collection card (Whatman Protein Saver 903 Paper) Acceptable: PerkinElmer 226 (formerly Ahlstrom 226) filter paper or blood spot collection card Specimen Volume: 5 Blood spots Collection Instructions: 1. An alternative blood collection option for a patient older than 1 year is a fingerstick. For detailed instructions, seeHow to Collect Dried Blood Spot Samples. 2. Let blood dry on the filter paper at ambient temperature in a horizontal position for a minimum of 3 hours. 3. Do not expose specimen to heat or direct sunlight. 4. Do not stack wet specimens. 5. Keep specimen dry. Specimen Stability Information:Ambient (preferred)/Refrigerated Additional Information: 1. Due to lower concentration of DNA yielded from blood spot, it is possible that additional specimen may be required to complete testing. 2. For collection instructions, seeBlood Spot Collection Instructions. 3. For collection instructions in Spanish, seeBlood Spot Collection Card-Spanish Instructions(T777). 4. For collection instructions in Chinese, seeBlood Spot Collection Card-Chinese Instructions(T800). |  | Whole Exome Sequencing: This test uses next-generation sequencing technology to assess patients with suspected underlying genetic disorders for single nucleotide and copy number variants within the protein-coding regions (exons and splice junctions) of approximately 20,000 genes simultaneously. Indications for whole exome sequencing include but are not limited to(1,2): -Patients with one or more congenital anomalies -Patients with developmental delay or intellectual disability with onset prior to age 18 years -Patients with a phenotype and/or family history that strongly suggests an underlying genetic cause, yet genetic tests for that phenotype have failed to arrive at a diagnosis (diagnostic odyssey) -Patients with a phenotype and/or family history that strongly suggests an underlying genetic cause, but the phenotype does not fit with one specific disorder (numerous individual genetic tests would be required for evaluation) -Patients with a suspected genetic disorder that has numerous underlying genetic causes, making analysis of numerous genes simultaneously a more practical approach than single-gene testing (condition is genetically heterogeneous) -Patients with a suspected genetic disorder for which specific molecular genetic testing is not yet available -Patients with an atypical presentation of a genetic disorder It is highly recommended that samples are also submitted from the patient’s biological mother and biological father, which are used for comparison purposes (trio analysis). Based upon published reports, a diagnosis is identified in trio-based WES in approximately 25% to 37% of cases, with slightly lower diagnostic yield in non-trio WES.(3,4,5) However, testing for singletons (patient only), duos (patient and one family member to be used as a comparator), and non-traditional trios (patient and 2 family members to be used as comparators) will also be accepted if both biological parents are unavailable. Mitochondrial Full Genome Analysis: The mitochondrion occupies a unique position in eukaryotic biology. First, it is the site of energy metabolism, without which aerobic metabolism and life as we know it would not be possible. Second, it is the sole subcellular organelle that is composed of proteins derived from 2 genomes, mitochondrial and nuclear. A group of hereditary disorders due to variants in either the mitochondrial genome or nuclear mitochondrial genes have been well characterized. The diagnosis of mitochondrial disease can be particularly challenging as the presentation can occur at any age, involving virtually any organ system, and with widely varying severities. This test utilizes massively parallel sequencing, also termed next-generation sequencing (NGS), to determine the exact sequence of the entire 16,569 base-pair mitochondrial genome. The utility of this test is to assist in the diagnosis of the subset of mitochondrial diseases that result from variants in the mitochondrial genome. This includes certain types of myopathies and neuro-ophthalmologic diseases, such as MELAS (mitochondrial encephalomyopathy, lactic acidosis, stroke-like episodes), MERRF (myoclonic epilepsy with ragged red fibers), mitochondrial myopathy, neurogenic muscle weakness, ataxia, retinitis pigmentosa, Leigh syndrome, Leber hereditary optic neuropathy, and chronic progressive external ophthalmoplegia. In addition to the detection of single base changes with these disorders, large deletions, such as those associated with Kearns-Sayre or Pearson syndromes, are also detected. Variants in mitochondrial proteins that are encoded by genes in the nucleus, such as the enzymes of fatty acid oxidation, are not detected using this test. In contrast to variants in nuclear genes, which are present in either 0, 1, or 2 copies, mitochondrial variants can be present in any fraction of the total organelles, a phenomenon known as heteroplasmy. Typically, the severity of disease presentation is a function of the degree of heteroplasmy. Individuals with a higher fraction of altered mitochondria present with more severe disease than those with lower percentages of altered alleles. The sensitivity for the detection of altered alleles in a background of wild-type (or normal) mitochondrial sequences by NGS is approximately 10%. | An interpretive report will be provided. | Variants of interest are evaluated according to American College of Medical Genetics and Genomics (ACMG) recommendations.(6) Variants are classified based on known, predicted, or possible pathogenicity and reported with interpretive comments detailing their potential or known significance. Separate test reports will be issued for WESDX / Whole Exome Sequencing for Hereditary Disorders, Varies and MITOP / Mitochondrial Full Genome Analysis, Next-Generation Sequencing (NGS), Varies. For whole exome sequencing, variants are reported in one of the following categories: -Likely Causative: variants with a high degree of suspicion for causing the patient's reported clinical features -Possibly Relevant: variants that may be related to the patient's clinical features or variants in genes of uncertain significance (GUS) -Secondary Findings: Medically actionable variants unrelated to the indication for testing (see below for additional information) For mitochondrial variants, the degree of heteroplasmy of each single nucleotide or delin (deletion-insertion) variant, defined as the ratio (percentage) of variant sequence reads to the total number of reads, will also be reported. Large deletions will be reported as either homoplasmic or heteroplasmic, but the degree of heteroplasmy will not be estimated, due to possible preferential amplification of the smaller deletion product by long-range polymerase chain reaction. It is possible that a variant may not be recognized as the underlying cause of disease due to incomplete scientific knowledge about the function of all genes in the human genome and/or the impact of variants in those genes. Secondary Findings: Patients are evaluated for medically actionable secondary findings and these findings are reported in accordance with the ACMG recommendations.(7) Variants in these genes will not be evaluated or reported if the patient selects to opt out of this evaluation, unless they overlap with the patient's reported clinical phenotype. The presence of a variant in family member comparator samples is stated on the patient's (proband's) report unless family members opt out of secondary findings. If the patient (proband) opts out, secondary findings will not be reported for any family member. Variants that are present in family member comparators but absent from the patient (proband) are not evaluated. The absence of a reportable secondary finding does not guarantee that there are no disease-associated or likely disease-associated variants in these genes, as portions of the genes may not be adequately covered by this testing methodology. Exome Reanalysis: Healthcare providers may contact the laboratory at 800-533-1710 to request reanalysis of the patient's exome due to new patient clinical features, advances in genetic knowledge, or changes in testing methodology. A charge may apply for reanalysis. Raw Data Requests: Requests for the raw data obtained from whole exome sequencing should be directed to the laboratory. A separate fee may apply. Raw data will be released for individuals who complete a Mayo Clinic release of information form. If raw data for family member comparators is requested, it will only be released with an accompanying request for the proband's raw data. Contact the laboratory for instructions on completing the release of information form. The laboratory is not responsible for providing software or other tools needed to visualize, filter, or interpret this data. | Clinical Correlations:Test results should be interpreted in the context of clinical findings, family history, and other laboratory data. Misinterpretation of results may occur if the information provided is inaccurate or incomplete. A small percentage of individuals who have mitochondrial genome involvement may have a variant that is not identified by the methods performed. The absence of a variant, therefore, does not eliminate the possibility of a mitochondrial disease due to variant in the mitochondrial genome. Variants in mitochondrial genes encoded by the nuclear genome will not be detected with this assay. For predictive testing of asymptomatic individuals, it is important to first document the presence of a gene variant in an affected family member. To discuss the availability of further testing options, or for assistance in the interpretation of these results, Mayo Clinic Laboratory genetic counselors can be contacted at 1-800-533-1710. Technical Limitations:If the patient has had an allogeneic hematopoietic stem cell transplant or a recent heterologous blood transfusion, results may be inaccurate due to the presence of donor DNA. Call Mayo Clinic Laboratories for instructions for testing patients who have received a bone marrow transplant. Whole exome sequencing may not detect all types of genomic variants. In rare cases, false-negative or false-positive results may occur. The depth of coverage may be variable for some target regions. Given these limitations, negative results do not rule out the diagnosis of a genetic disorder. If a specific clinical disorder is suspected, evaluation by alternative methods can be considered. There may be regions of genes that cannot be effectively evaluated by sequencing or deletion and duplication analysis as a result of technical limitations of the assay, including regions of homology, high guanine-cytosine (GC) content, and repetitive sequences. Confirmation of select reportable variants will be performed by alternate methodologies based on internal laboratory criteria. This test is validated to detect 95% of deletions up to 75 base pairs (bp) and insertions up to 47 bp. Deletions/insertions (delins) of 40 or more bp, including mobile element insertions, may be less reliably detected than smaller delins. Deletion/Duplication Analysis: This analysis detects multi-exon deletions/duplications; however, in some instances single exon resolution can be achieved. The reliability of detection can be variable due to isolated reduction in sequence coverage or inherent genomic complexity. Balanced structural rearrangements (such as translocations and inversions) may not be detected. This test is not designed to detect low levels of mosaicism or to differentiate between somatic and germline variants. If there is a possibility that any detected variant is somatic, additional testing may be necessary to clarify the significance of results. Reclassification of Variants:At this time, it is not standard practice for the laboratory to systematically review previously classified variants on a regular basis. The laboratory encourages health care providers to contact the laboratory at any time to learn how the classification of a particular variant may have changed over time. Due to broadening genetic knowledge, it is possible that the laboratory may discover new information of relevance to the patient. Should that occur the laboratory may issue an amended report. Variant Evaluation:Evaluation and categorization of variants is performed using published American College of Medical Genetics and Genomics (ACMG) and the Association for Molecular Pathology recommendations as a guideline.(6) Other gene-specific guidelines may also be considered. Variants are classified based on known, predicted, or possible pathogenicity and reported with interpretive comments detailing their potential or known significance. Variants classified as benign or likely benign are not reported. Multiple in silico evaluation tools may be used to assist in the interpretation of these results. The accuracy of predictions made by in silico evaluation tools is highly dependent upon the data available for a given gene, and periodic updates to these tools may cause predictions to change over time. Results from in silico evaluation tools should be interpreted with caution and professional clinical judgement. Rarely, incidental findings or secondary findings outside of the genes recommended by the ACMG may implicate another predisposition or presence of active disease. These findings will be carefully reviewed to determine whether they will be reported. Data Sharing: Deidentified variant information may be shared in public genetic databases, such ClinVar and Matchmaker Exchange. | 1. Manickam K, McClain MR, Demmer LA, et al: Exome and genome sequencing for pediatric patients with congenital anomalies or intellectual disability: an evidence-based clinical guideline of the American College of Medical Genetics and Genomes (ACMG). Genet Med. 2021 Nov;23(11):2029-2037. doi: 10.1038/s41436-021-01242-6 2. ACMG Board of Directors: Points to consider for informed consent for genome/exome sequencing. Genet Med. 2013 Sep;15(9):748-749. doi: 10.1038/gim.2013.94 3. Yang Y, Muzny DM, Xia F, et al: Molecular findings among patients referred for clinical whole-exome sequencing. JAMA. 2014 Nov 12;312(18):1870-1879. doi: 10.1001/jama.2014.14601 4. Lee H, Deignan JL, Dorrani N, et al: Clinical exome sequencing for genetic identification of rare Mendelian disorders. JAMA. 2014 Nov 12;312(18):1880-1887. doi: 10.1001/jama.2014.14604 5. Farwell KD, Shahmirzadi L, El-Khechen D, et al: Enhanced utility of family-centered diagnostic exome sequencing with inheritance model-based analysis: results from 500 unselected families with undiagnosed genetic conditions. Genet Med. 2015 Jul;17(7):578-586. doi: 10.1038/gim.2014.154 6. Richards S, Aziz N, Bale S, et al: Standards and guidelines for the interpretation of sequence variants: a joint consensus recommendation of the American College of Medical Genetics and Genomics and the Association for Molecular Pathology. Genet Med. 2015 May;17(5):405-24. doi: 10.1038/gim.2015.30 7. Miller DT, Lee K, Gordon AS, et al: Recommendations for reporting of secondary findings in clinical exome and genome sequencing, 2021 update: a policy statement of the American College of Medical Genetics and Genomics (ACMG). Genet Med. 2021Aug;23(8):1391-1398. doi: 10.1038/s41436-021-01171-4 | Mitochondrial Genome Sequencing: Next-generation sequencing (NGS) is used to test for the presence of variants within the mitochondrial genome (includes 13 protein coding genes, 22 transfer RNA genes, and 2 ribosomal RNA genes) and to determine the mitochondrial haplogroup of the patient. Large deletions within the mitochondrial genome are first detected by gel electrophoresis (as size-shifted polymerase chain reaction bands), and the locations of the deletions in the mitochondrial DNA are then determined from the NGS data. The haplogroup is computed using the software package HaploGrep (Kloss-Brandstatter A, Pacher D, Schonherr S, et al: HaploGrep: a fast and reliable algorithm for automatic classification of mitochondrial DNA haplogroups. Hum Mutat. 2011 Jan;32(1):25-32) and PhyloTree.(van Oven M, Kayser M: Updated comprehensive phylogenetic tree of global human mitochondrial DNA variation. Hum Mutat 2009; 30[2]:E386-E394. Available at www.phylotree.org) Whole Exome Sequencing: NGS is performed on DNA extracted from the patient and all submitted comparator samples to test for the presence of variants in coding regions and intron/exon boundaries. The human genome reference GRCh37/hg19 build is used for sequence read alignment. Variants are called using an optimized bioinformatics package. At least 99% of the bases are covered at a read depth over 30X. Sensitivity is estimated at above 99% for single nucleotide variants, above 94% for deletion-insertions (delins) less than 40 base pairs (bp), above 95% for deletions up to 75 bp, and insertions up to 47 bp. This assay also detects most copy number variants (deletions/duplications) involving 3 or more exons. In some instances, copy number variants less than 3 exons may be detected; however, the reliability of this detection is variable due to isolated reduction in sequence coverage or inherent genomic complexity. Resulting variants are filtered and annotated using public and proprietary resources and presented for analysis and interpretation using a vended interpretation tool. Confirmation of select reportable variants in the proband and submitted comparator samples may be performed by alternate methodologies based on internal laboratory criteria. There may be regions of genes that cannot be effectively evaluated by sequencing or deletion and duplication analysis as a result of technical limitations of the assay, including regions of homology, high guanine-cytosine (GC) content, and repetitive sequences.(Unpublished Mayo method) | 84 days | Whole blood: 2 weeks (if available); Extracted DNA: 3 months; Blood spots, cultured fibroblasts, skin biopsy, cord blood: 1 month | This test was developed and its performance characteristics determined by Mayo Clinic in a manner consistent with CLIA requirements. It has not been cleared or approved by the US Food and Drug Administration. | 81415-Patient only81415, 81416-Patient and one family member comparator sample (duo) (as appropriate)81415, 81416 x 2-Patient and two family member comparator samples (trio or non-traditional trio) (as appropriate)81415, 81416 x 3-Patient and three family member comparator samples (quad) (as appropriate)81460-Whole Mitochondrial Genome81465-Whole Mitochondrial Genome Large Deletion Analysis88233-Tissue culture, skin, solid tissue biopsy (if appropriate)88240-Cryopreservation (if appropriate) | Exome and Mitochondrial Genome | 86205-2 | 616413 | Released By | 18771-6
WESDX | Whole Exome Sequencing for Hereditary Disorders, Varies | Serving as a first-tier test to identify a molecular diagnosis in patients with suspected genetic disorders, which can allow for: -Better understanding of the natural history/prognosis -Targeted management (anticipatory guidance, management changes, specific therapies) -Predictive testing of at-risk family members -Testing and exclusion of disease in siblings or other relatives -Recurrence risk assessment Serving as a second-tier test for patients in whom previous genetic testing was negative Providing a potentially cost-effective alternative to establishing a molecular diagnosis compared to performing multiple independent molecular assays | Sequence Capture and Targeted Next-Generation Sequencing followed by Sanger Sequencing or Quantitative Polymerase Chain Reaction (qPCR), as needed. | Yes | Whole Exome Sequencing | This test requires specific paperwork in order to proceed with testing. | Patient Preparation:A previous bone marrow transplant from an allogenic donor will interfere with testing. Call 800-533-1710 for instructions for testing patients who have received a bone marrow transplant. Submit only 1 of the following specimens: Specimen Type:Whole blood Container/Tube: Preferred: Lavender top (EDTA) or yellow top (ACD) Acceptable:Any anticoagulant Specimen Volume:3 mL Collection Instructions: 1. Invert several times to mix blood. 2. Send whole blood specimen in original tube.Do not aliquot. Specimen Stability Information:Ambient (preferred)/Refrigerated Additional Information: If a cord blood specimen is received, MATCC / Maternal Cell Contamination, Molecular Analysis, Varies will be performed at an additional charge. Specimen Type: Skin biopsy Supplies: Fibroblast Biopsy Transport Media (T115) Container/Tube: Sterile container with any standard cell culture media (eg, minimal essential media, RPMI 1640). The solution should be supplemented with 1% penicillin and streptomycin. Specimen Volume: 4-mm punch Specimen Stability Information: Refrigerated (preferred)/Ambient Additional Information:A separate culture charge will be assessed under CULFB / Fibroblast Culture for Biochemical or Molecular Testing. An additional 3 to 4 weeks is required to culture fibroblasts before genetic testing can occur. SpecimenType: Cultured fibroblast Container/Tube: T-25 flask SpecimenVolume: 2 Flasks CollectionInstructions: Submit confluent cultured fibroblast cells from a skin biopsy from another laboratory. Cultured cells from a prenatal specimen will not be accepted. Specimen Stability Information: Ambient (preferred)/Refrigerated (<24 hours) Additional Information:A separate culture charge will be assessed under CULFB / Fibroblast Culture for Biochemical or Molecular Testing. An additional 3 to 4 weeks is required to culture fibroblasts before genetic testing can occur. Specimen Type: Blood spot Supplies:Card-Blood Spot Collection (Filtration Paper) (T493) Container/Tube: Preferred: Collection card (Whatman Protein Saver 903 Paper) Acceptable: PerkinElmer 226 (formerly Ahlstrom 226) filter paper, or blood spot collection card Specimen Volume: 5 Blood spots Collection Instructions: 1. An alternative blood collection option for a patient older than 1 year is a fingerstick. For detailed instructions, seeHow to Collect Dried Blood Spot Samples. 2. Let blood dry on the filter paper at ambient temperature in a horizontal position for a minimum of 3 hours. 3. Do not expose specimen to heat or direct sunlight. 4. Do not stack wet specimens. 5. Keep specimen dry. Specimen Stability Information: Ambient (preferred)/Refrigerated Additional Information: 1. Due to lower concentration of DNA yielded from blood spot, it is possible that additional specimen may be required to complete testing. 2. For collection instructions, seeBlood Spot Collection Instructions 3. For collection instructions in Spanish, seeBlood Spot Collection Card-Spanish Instructions(T777) 4. For collection instructions in Chinese, seeBlood Spot Collection Card-Chinese Instructions(T800) Specimen Type:Saliva Patient Preparation:Patient should not eat, drink, smoke, or chew gum 30 minutes prior to collection. Supplies:Saliva Swab Collection Kit (T786) Specimen Volume:1 Swab Collection Instructions:Collect and send specimen per kit instructions. Specimen Stability Information:Ambient 30 days Additional Information:Due to lower concentration of DNA yielded from saliva, it is possible that additional specimen may be required to complete testing. |  | This test uses next-generation sequencing technology to assess patients with suspected underlying genetic disorders for single nucleotide and copy number variants within the protein-coding regions (exons and splice junctions) of approximately 20,000 genes simultaneously. Indications for whole exome sequencing include but are not limited to:(1,2) -Patients with one or more congenital anomalies -Patients with developmental delay or intellectual disability with onset prior to age 18 years -Patients with a phenotype and/or family history that strongly suggests an underlying genetic cause, yet genetic tests for that phenotype have failed to arrive at a diagnosis (diagnostic odyssey) -Patients with a phenotype and/or family history that strongly suggests an underlying genetic cause, but the phenotype does not fit with one specific disorder (numerous individual genetic tests would be required for evaluation) -Patients with a suspected genetic disorder that has numerous underlying genetic causes, making analysis of numerous genes simultaneously a more practical approach than single-gene testing (condition is genetically heterogeneous) -Patients with a suspected genetic disorder for which specific molecular genetic testing is not yet available -Patients with an atypical presentation of a genetic disorder It is highly recommended that specimens are also submitted from the patient's biological mother and biological father, which are used for comparison purposes (trio analysis). Based upon published reports, a diagnosis is identified in trio-based whole exome sequencing (WES) in approximately 25% to 37% of cases, with slightly lower diagnostic yield in non-trio WES.(3-5) However, testing for singletons (patient only), duos (patient and one family member to be used as a comparator), and non-traditional trios (patient and two family members to be used as comparators) will also be accepted if both biological parents are unavailable. | An interpretive report will be provided. | Variants of interest are evaluated according to American College of Medical Genetics and Genomics (ACMG) recommendations.(6) Variants are classified based on known, predicted, or possible pathogenicity and reported with interpretive comments detailing their potential or known significance. Variants are reported in one of the following categories: -Likely Causative: variants with a high degree of suspicion for causing the patient's reported clinical features -Possibly Relevant: variants that may be related to the patient's clinical features or variants in genes of uncertain significance (GUS) -Secondary Findings: medically actionable variants unrelated to the indication for testing (see below for additional information) It is possible that a variant may not be recognized as the underlying cause of disease due to incomplete scientific knowledge about the function of all genes in the human genome and/or the impact of variants in those genes. Secondary Findings: Patients are evaluated for medically actionable secondary findings and these findings are reported in accordance with the ACMG recommendations.(7) Variants in these genes will not be evaluated or reported if the patient opts out of this evaluation unless they overlap with the patient's reported clinical features. The presence of a variant in family member comparator samples is stated on the patient's (proband's) report unless family members opt-out of secondary findings. If the patient (proband) opts out, secondary findings will not be reported for any family member. Variants that are present in family member comparators but absent from the patient (proband) are not evaluated. The absence of a reportable secondary finding does not guarantee that there are no disease-causing or likely disease-causing variants in these genes, as portions of the genes may not be adequately covered by this testing methodology. Reanalysis and Raw Data Requests: Patient data is not guaranteed to be stored indefinitely. Requests for reanalysis or release of raw data may not be possible, and a new whole exome sequencing order may be required if the original patient data is no longer available or no longer compatible with current bioinformatics processes or analysis tools. Healthcare providers may contact the laboratory at 800-533-1710 to request reanalysis of the patient's exome due to new patient clinical features, advances in genetic knowledge, or changes in testing methodology. A charge may apply for reanalysis. Requests for the raw data obtained from whole exome sequencing should be directed to the laboratory. A separate fee may apply. Raw data will be released for individuals who complete a Mayo Clinic release of information form. If raw data for family member comparators is requested, it will only be released with an accompanying request for the proband's raw data. Contact the laboratory for instructions on completing the release of information form. The laboratory is not responsible for providing software or other tools needed to visualize, filter, or interpret this data. | Clinical Correlations: Test results should be interpreted in the context of clinical findings, family history, and other laboratory data. Misinterpretation of results may occur if the information provided is inaccurate or incomplete. To discuss the availability of additional testing options or for assistance in the interpretation of these results, contact Mayo Clinic Laboratories genetic counselors at 800-533-1710. Technical Limitations: Whole exome sequencing may not detect all types of genomic variants. In rare cases, false-negative or false-positive results may occur. The depth of coverage may be variable for some target regions. Given these limitations, negative results do not rule out the diagnosis of a genetic disorder. If a specific clinical disorder is suspected, evaluation by alternative methods can be considered. There may be regions of genes that cannot be effectively evaluated by sequencing or deletion and duplication analysis as a result of technical limitations of the assay, including regions of homology, high guanine-cytosine (GC) content, and repetitive sequences. Confirmation of select reportable variants will be performed by alternate methodologies based on internal laboratory criteria. This test is validated to detect 95% of deletions up to 75 base pairs (bp) and insertions up to 47 bp. Deletions-insertions (delins) of 40 or more bp, including mobile element insertions, may be less reliably detected than smaller delins. Deletion/Duplication Analysis: This analysis detects multi-exon deletions/duplications; however, in some instances, single exon resolution can be achieved. The reliability of detection can be variable due to isolated reduction in sequence coverage or inherent genomic complexity. Balanced structural rearrangements (such as translocations and inversions) may not be detected. This test is not designed to detect low levels of mosaicism or to differentiate between somatic and germline variants. If there is a possibility that any detected variant is somatic, additional testing may be necessary to clarify the significance of results. If the patient has had an allogeneic hematopoietic stem cell transplant or a recent blood transfusion, results may be inaccurate due to the presence of donor DNA. Call Mayo Clinic Laboratories for instructions for testing patients who have received a bone marrow transplant. Reclassification of Variants: Currently, it is not standard practice for the laboratory to systematically review previously classified variants on a regular basis. The laboratory encourages healthcare providers to contact the laboratory at any time to learn how the classification of a particular variant may have changed over time. Due to broadening genetic knowledge, it is possible that the laboratory may discover new information of relevance to the patient. Should that occur, the laboratory may issue an amended report. Variant Evaluation: Evaluation and categorization of variants are performed using published American College of Medical Genetics and Genomics and the Association for Molecular Pathology recommendations as a guideline (ACMG).(6) Other gene-specific guidelines may also be considered. Variants are classified based on known, predicted, or possible pathogenicity and reported with interpretive comments detailing their potential or known significance. Variants classified as benign or likely benign are not reported. Multiple in silico evaluation tools may be used to assist in the interpretation of these results. The accuracy of predictions made by in silico evaluation tools is highly dependent upon the data available for a given gene, and periodic updates to these tools may cause predictions to change over time. Results from in silico evaluation tools should be interpreted with caution and professional clinical judgment. Rarely, incidental findings or secondary findings outside of the genes recommended by the ACMG may implicate another predisposition or presence of active disease. These findings will be carefully reviewed to determine whether they will be reported. Data Sharing: Deidentified variant information may be shared in public genetic databases, such ClinVar and Matchmaker Exchange. | 1. Manickam K, McClain MR, Demmer LA, et al: Exome and genome sequencing for pediatric patients with congenital anomalies or intellectual disability: an evidence-based clinical guideline of the American College of Medical Genetics and Genomes (ACMG). Genet Med. 2021 Nov;23(11):2029-2037. doi: 10.1038/s41436-021-01242-6 2. ACMG Board of Directors: Points to consider for informed consent for genome/exome sequencing. Genet Med. 2013;15(9):748-749. doi: 10.1038/gim.2013.94 3. Yang Y, Muzny DM, Xia F, et al: Molecular findings among patients referred for clinical whole-exome sequencing. JAMA. 2014 Nov;312(18):1870-1879. doi: 10.1001/jama.2014.14601 4. Lee H, Deignan JL, Dorrani N, et al: Clinical exome sequencing for genetic identification of rare Mendelian disorders. JAMA. 2014 Nov;312(18):1880-1887. doi: 10.1001/jama.2014.14604 5. Farwell KD, Shahmirzadi L, El-Khechen D, et al: Enhanced utility of family-centered diagnostic exome sequencing with inheritance model-based analysis: results from 500 unselected families with undiagnosed genetic conditions. Genet Med. 2015 Jul;17(7):578-586. doi: 10.1038/gim.2014.154 6. Richards S, Aziz N, Bale S, et al: Standards and guidelines for the interpretation of sequence variants: a joint consensus recommendation of the American College of Medical Genetics and Genomics and the Association for Molecular Pathology. Genet Med. 2015 May;17(5):405-24. doi: 10.1038/gim.2015.30 7. Miller DT, Lee K, Gordon AS, et al: Recommendations for reporting of secondary findings in clinical exome and genome sequencing, 2021 update: a policy statement of the American College of Medical Genetics and Genomics (ACMG). Genet Med. 2021Aug;23(8):1391-1398. doi: 10.1038/s41436-021-01171-4 | Next-generation sequencing (NGS) is performed on DNA extracted from the patient and all submitted comparator samples to test for the presence of variants in coding regions and intron/exon boundaries. The human genome reference GRCh37/hg19 build is used for sequence read alignment. Variants are called using an optimized bioinformatics package. At least 99% of the bases are covered at a read depth over 30X. Sensitivity is estimated at above 99% for single nucleotide variants, above 94% for deletion-insertions (delins) less than 40 base pairs (bp), above 95% for deletions up to 75 bp, and insertions up to 47 bp. This assay also detects most copy number variants (deletions/duplications) involving three or more exons. In some instances, copy number variants less than three exons may be detected, however, the reliability of this detection is variable due to isolated reduction in sequence coverage or inherent genomic complexity. Resulting variants are filtered and annotated using public and proprietary resources and presented for analysis and interpretation using a vended interpretation tool. Confirmation of select reportable variants in the proband and submitted comparator samples may be performed by alternate methodologies based on internal laboratory criteria. There may be regions of genes that cannot be effectively evaluated by sequencing or deletion and duplication analysis as a result of technical limitations of the assay, including regions of homology, high guanine-cytosine (GC) content, and repetitive sequences.(Unpublished Mayo method) | 84 days | Whole blood: 2 weeks (if available); Extracted DNA: 3 months; Blood spots, saliva, cultured fibroblasts, skin biopsy, cord blood: 1 month | This test was developed and its performance characteristics determined by Mayo Clinic in a manner consistent with CLIA requirements. It has not been cleared or approved by the US Food and Drug Administration. | 81415-Patient only81415, 81416-Patient and one family member comparator sample (duo) (as appropriate)81415, 81416 x 2-Patient and two family member comparator samples (trio or non-traditional trio) (as appropriate)81415, 81416 x 3-Patient and three family member comparator samples (quad) (as appropriate) | Whole Exome Sequencing | 86205-2 | 616413 | Released By | 18771-6
WESR | Whole Exome Sequencing Reanalysis, Varies | Identifying a diagnosis or additional variants associated with the phenotype in patients who previously have had a negative or inconclusive whole exome sequencing test Reanalyzing whole exome sequencing data when a patient (proband) presents with new clinical features Reanalyzing whole exome sequencing data to pick up newly discovered gene-disease associations, changes to variant classification, and bioinformatics pipeline upgrades | Reanalysis of Whole Exome Next-Generation Sequencing with Orthogonal Confirmation | Yes | Whole Exome Sequencing Reanalysis | This test requires specific paperwork in order to proceed with testing. | For most patients, a new specimen submission will not be required. Testing can be performed using stored DNA from the original whole exome sequencing test. To order testing on the stored specimen, see Additional Testing Requirements. Patient Preparation:A previous bone marrow transplant from an allogenic donor will interfere with testing. Call 800-533-1710 for instructions for testing patients who have received a bone marrow transplant. Submit only 1 of the following specimens: Specimen Type:Whole blood Container/Tube: Preferred:Lavender top (EDTA) or yellow top (ACD) Acceptable:Any anticoagulant Specimen Volume:3 mL Collection Instructions: 1. Invert several times to mix blood. 2. Send whole blood specimen in original tube.Do not aliquot. Specimen Stability Information:Ambient (preferred)/Refrigerated Specimen Type: Skin biopsy Supplies: Fibroblast Biopsy Transport Media (T115) Container/Tube: Sterile container with any standard cell culture media (eg, minimal essential media, RPMI 1640). The solution should be supplemented with 1% penicillin and streptomycin. Specimen Volume: 4-mm punch Specimen Stability Information: Refrigerated (preferred)/Ambient Additional Information:A separate culture charge will be assessed underCULFB / Fibroblast Culture for Biochemical or Molecular Testing. An additional 3 to 4 weeks is required to culture fibroblasts before genetic testing can occur. SpecimenType: Cultured fibroblasts Container/Tube: T-25 flask SpecimenVolume: 2 Flasks CollectionInstructions: Submit confluent cultured fibroblast cells from a skin biopsy from another laboratory. Cultured cells from a prenatal specimen will not be accepted. Specimen Stability Information: Ambient (preferred)/Refrigerated (<24 hours) Additional Information:A separate culture charge will be assessed under CULFB / Fibroblast Culture for Biochemical or Molecular Testing. An additional 3 to 4 weeks is required to culture fibroblasts before genetic testing can occur. Specimen Type: Blood spot Supplies:Card-Blood Spot Collection (Filtration Paper) (T493) Container/Tube: Preferred: Collection card (Whatman Protein Saver 903 Paper) Acceptable: PerkinElmer 226 (formerly Ahlstrom 226) filter paper or blood spot collection card Specimen Volume: 5 Blood spots Collection Instructions: 1. An alternative blood collection option for a patient older than 1 year is a fingerstick. For detailed instructions, seeHow to Collect Dried Blood Spot Samples. 2. Let blood dry on the filter paper at ambient temperature in a horizontal position for a minimum of 3 hours. 3. Do not expose specimen to heat or direct sunlight. 4. Do not stack wet specimens. 5. Keep specimen dry Specimen Stability Information: Ambient (preferred)/Refrigerated Additional Information: 1. Due to lower concentration of DNA yielded from blood spot, it is possible that additional specimen may be required to complete testing. 2. For collection instructions, seeBlood Spot Collection Instructions 3. For collection instructions in Spanish, seeBlood Spot Collection Card-Spanish Instructions(T777) 4. For collection instructions in Chinese, seeBlood Spot Collection Card-Chinese Instructions(T800) Specimen Type:Saliva Patient Preparation:Patient should not eat, drink, smoke, or chew gum 30 minutes prior to collection. Supplies:Saliva Swab Collection Kit (T786) Specimen Volume:1 Swab Collection Instructions:Collect and send specimen per kit instructions. Specimen Stability Information:Ambient 30 days Additional Information:Due to lower concentration of DNA yielded from saliva, it is possible that additional specimen may be required to complete testing. |  | Whole exome sequencing utilizes next-generation sequencing to assess patients with suspected underlying genetic disorders for variants within the protein-coding regions (exons and splice junctions) of approximately 20,000 genes simultaneously. Based on a meta-analysis, the diagnostic utility of whole exome sequencing is approximately 36%.(2) In patients who have had negative or inconclusive whole exome sequencing results, reanalysis of whole exome sequencing data has been found to result in a new diagnosis in approximately 15% of cases.(3) For more information seeWhole Exome and Genome Sequencing Information and Test Ordering Guide. | An interpretive report will be provided. | Variants of interest are evaluated according to American College of Medical Genetics and Genomics (ACMG) recommendations.(4) Variants are classified based on known, predicted, or possible pathogenicity and reported with interpretive comments detailing their potential or known significance. Variants are reported in one of the following categories: -Likely Causative: variants with a high degree of suspicion for causing the patient's reported clinical features -Possibly Relevant: variants that may be related to the patient's clinical features or variants in genes of uncertain significance -Secondary Findings: medically actionable variants unrelated to the indication for testing (see below for additional information) It is possible that a variant may not be recognized as the underlying cause of disease due to incomplete scientific knowledge about the function of all genes in the human genome or the impact of variants in those genes. Secondary Findings Patients are evaluated for medically actionable secondary findings and these findings are reported in accordance with the most current ACMG recommendations, including the most up-to-date gene list.(5) Variants in these genes will not be evaluated or reported if the patient opts out of this evaluation unless they overlap with the patient's reported clinical phenotype. The opt in or opt out selection from the original whole exome sequencing test will be maintained unless a new Informed Consent form is returned denoting a change in this selection. If the patient originally opted in to receive secondary findings and a secondary finding was originally reported, the status cannot be changed to opt out. The presence of a variant in family member comparator specimens is stated on the patient's (proband's) report unless family members opt out of secondary findings. If the patient (proband) opts out, secondary findings will not be reported for any family member. Variants that are present in family members comparators but absent from the patient (proband) are not evaluated. The absence of a reportable secondary finding does not guarantee that there are no disease-causing or likely disease-causing variants in these genes, as portions of the genes may not be adequately covered by this testing methodology. Reanalysis and Raw Data Requests Patient data is not guaranteed to be stored indefinitely. Requests for reanalysis or release of raw data may not be possible, and a new whole exome sequencing order may be required if the original patient data is no longer available or no longer compatible with current bioinformatics processes or analysis tools. Requests for the raw data obtained from whole exome sequencing should be directed to the laboratory. A separate fee may apply. Raw data will be released for individuals who complete a Mayo Clinic release of information form. If raw data for family member comparators is requested, it will only be released with an accompanying request for the proband's raw data. Contact the laboratory for instructions on completing the release of information form. The laboratory is not responsible for providing software or other tools needed to visualize, filter, or interpret this data. | Clinical Correlations: Test results should be interpreted in the context of clinical findings, family history, and other laboratory data. Misinterpretation of results may occur if the information provided is inaccurate or incomplete. To discuss the availability of additional testing options or for assistance in the interpretation of these results, contact Mayo Clinic Laboratories genetic counselors at 800-533-1710. Technical Limitations: Whole exome sequencing may not detect all types of genomic variants. In rare cases, false-negative or false-positive results may occur. The depth of coverage may be variable for some target regions. Given these limitations, negative results do not rule out the diagnosis of a genetic disorder. If a specific clinical disorder is suspected, evaluation by alternative methods can be considered. There may be regions of genes that cannot be effectively evaluated by sequencing or deletion and duplication analysis (as applicable) as a result of technical limitations of the assay, including regions of homology, high guanine-cytosine (GC) content, and repetitive sequences. Confirmation of select reportable variants will be performed by alternate methodologies based on internal laboratory criteria. This test is not designed to detect low levels of mosaicism or differentiate between somatic and germline variants. If there is a possibility that any detected variant is somatic, additional testing may be necessary to clarify the significance of results. If the patient has had an allogeneic hematopoietic stem cell transplant or a recent blood transfusion, results may be inaccurate due to the presence of donor DNA. Call Mayo Clinic Laboratories for instructions for testing patients who have received a bone marrow transplant. Reclassification of Variants: All previously reported variants will be reclassified at the time of reanalysis. However, it is not currently standard practice for the laboratory to systematically review previously classified variants on a regular basis. The laboratory encourages healthcare providers to contact the laboratory at any time to learn how the classification of a particular variant may have changed over time. Due to broadening genetic knowledge, it is possible that the laboratory may discover new information of relevance to the patient. Should that occur, the laboratory may issue an amended report. VariantEvaluation: Evaluation and categorization of variants are performed using published American College of Medical Genetics and Genomics (ACMG) and the Association for Molecular Pathology recommendations as a guideline.(4) Other gene-specific guidelines may also be considered. Variants are classified based on known, predicted, or possible pathogenicity and reported with interpretive comments detailing their potential or known significance. Variants classified as benign or likely benign are not reported. Multiple in silico evaluation tools may be used to assist in the interpretation of these results. The accuracy of predictions made by in silico evaluation tools is highly dependent upon the data available for a given gene, and periodic updates to these tools may cause predictions to change over time. Results from in silico evaluation tools should be interpreted with caution and professional clinical judgment. Rarely, incidental or secondary findings outside of the genes recommended by the ACMG may implicate another predisposition or presence of active disease. These findings will be carefully reviewed to determine whether they will be reported. Data Sharing: Deidentified variant information may be shared in public genetic databases, such as GeneMatcher or ClinVar. | 1. Deignan JL, Chung WK, Kearney HM, et al: Points to consider in the reevaluation and reanalysis of genomic test results: A statement of the American College of Medical Genetics and Genomics (ACMG). Genet Med. 2019 June;21(6):1267-1270 2. Clark MM, Stark Z, Farnaes L, et al: Meta-analysis of the diagnostic and clinical utility of genome and exome sequencing and chromosomal microarray in children with suspected genetic diseases. NPJ Genom Med. 2018 Jul 9;3:16. doi: 10.1038/s41525-018-0053-8 3. Tan NB, Stapleton R, Stark Z, et al: Evaluating systematic reanalysis of clinical genomic data in rare disease from single center experience and literature review. Mol Genet Genomic Med. 2020;8(11):e1508 4. Richards S, Aziz N, Bale S, et al: Standards and guidelines for the interpretation of sequence variants: a joint consensus recommendation of the American College of Medical Genetics and Genomics and the Association for Molecular Pathology. Genet Med. 2015 May;17(5):405-424 5. Miller DT, Lee K, Gordon AS, et al: Recommendations for reporting of secondary findings in clinical exome and genome sequencing, 2021 update: a policy statement of the American College of Medical Genetics and Genomics (ACMG). Genet Med. 2021 Aug;23(8):1391-1398. doi: 10.1038/s41436-021-01171-4 | The human genome reference GRCh37/hg19 build is used for sequence read alignment. Variants are called using an optimized bioinformatics package. Resulting variants are filtered and annotated using public and proprietary resources and presented for analysis and interpretation using a vended interpretation tool. Confirmation of select reportable variants in the proband and submitted comparator specimens may be performed by alternate methodologies based on internal laboratory criteria. There may be regions of genes that cannot be effectively evaluated as a result of technical limitations of the assay, including regions of homology, high guanine-cytosine (GC) content, and repetitive sequences.(Unpublished Mayo method) If the original test was WES / Whole Exome Sequencing, Varies; WESPP / Whole Exome Sequencing Plus Pharmacogenomics; WESPM / Whole Exome Sequencing plus Whole Mitochondrial Genome Sequencing, Varies: Reanalysis includes reevaluation of previously recognized variants (both reported and unreported single nucleotide variants and small deletions/insertions). No new variant types will be detected; refer to the original WES/WESPP/WESPM report for additional information. If the original test was WESDX / Whole Exome Sequencing for Hereditary Disorders, Varies or WESMT / Whole Exome and Mitochondrial Genome Sequencing, Varies: Reanalysis includes reevaluation of previously recognized variants (both reported and unreported single nucleotide variants, small deletions/insertions, and copy number variants) and may also involve bioinformatically reprocessing the data (sequence alignment and variant calling, annotation, and/or filtering). No new variant types will be detected; refer to the original WESDX/WESMT report for additional information. | 84 days | Whole blood: 2 weeks (if available); Extracted DNA: 3 months; Blood spots, saliva, cultured fibroblasts, skin biopsy, cord blood: 1 month | This test was developed and its performance characteristics determined by Mayo Clinic in a manner consistent with CLIA requirements. It has not been cleared or approved by the US Food and Drug Administration. | The first reanalysis: No chargeFor all subsequent reanalysis requests: 81417 | Whole Exome Sequencing Reanalysis | 86205-2 | 616888 | Released By | 18771-6
WGSDX | Whole Genome Sequencing for Hereditary Disorders, Varies | Serving as a first-tier test to identify a molecular diagnosis in patients with suspected genetic disorders, which can allow for: -Better understanding of the natural history/prognosis -Targeted management (anticipatory guidance, management changes, specific therapies) -Predictive testing of at-risk family members -Testing and exclusion of disease in siblings or other relatives -Recurrence risk assessment Serving as a second-tier test for patients in whom previous genetic testing was negative Providing a potentially cost-effective alternative to establishing a molecular diagnosis compared to performing multiple independent molecular assays(1) | Next-Generation Sequencing (NGS) followed by Sanger Sequencing, Quantitative Polymerase Chain Reaction (qPCR), or other methods, as needed. | Yes | Whole Genome Sequencing | This test requires specific paperwork in order to proceed with testing. | Patient Preparation:A previous bone marrow transplant from an allogenic donor will interfere with testing.For instructions for testing patients who have received a bone marrow transplant, call 800-533-1710. Submit only 1 of the following specimens for each family member. Specimen Type:Whole blood Container/Tube: Preferred:Lavender top (EDTA) or yellow top (ACD) Acceptable:Any anticoagulant Specimen Volume:3 mL Collection Instructions: 1. Invert several times to mix blood. 2. Send whole blood specimen in original tube.Do not aliquot. Specimen Stability Information:Ambient (preferred)/Refrigerated Additional Information: 1. If a cord blood specimen is received, MATCC / Maternal Cell Contamination, Molecular Analysis, Varies will be performed at an additional charge; maternal blood sample is required. 2. To ensure minimum volume and concentration of DNA is met, the preferred volume of blood must be submitted. Testing may be canceled if DNA requirements are inadequate. Specimen Type:Skin biopsy Supplies:Fibroblast Biopsy Transport Media (T115) Container/Tube:Sterile container with any standard cell culture media (eg, minimal essential media, RPMI 1640). The solution should be supplemented with 1% penicillin and streptomycin. Specimen Volume:4-mm punch Specimen Stability Information:Refrigerated (preferred)/Ambient Additional Information:A separate culture charge will be assessed under CULFB / Fibroblast Culture for Biochemical or Molecular Testing. An additional 3 to 4 weeks is required to culture fibroblasts before genetic testing can occur. Specimen Type:Cultured fibroblast Container/Tube:T-25 flask Specimen Volume:2 Flasks Collection Instructions:Submit confluent cultured fibroblast cells from a skin biopsy from another laboratory. Cultured cells from a prenatal specimen will not be accepted. Specimen Stability Information:Ambient (preferred)/Refrigerated (<24 hours) Additional Information:A separate culture charge will be assessed under CULFB / Fibroblast Culture for Biochemical or Molecular Testing. An additional 3 to 4 weeks is required to culture fibroblasts before genetic testing can occur. Specimen Type:Saliva Patient Preparation:Patient should not eat, drink, smoke, or chew gum 30 minutes prior to collection. Supplies:Saliva Swab Collection Kit (T786) Specimen Volume:1 Swab Collection Instructions:Collect and send specimen per kit instructions. Specimen Stability Information:Ambient 30 days Additional Information:Due to lower quantity/quality of DNA yielded from saliva, some aspects of the test may not perform as well as DNA extracted from a whole blood sample. When applicable, specific gene regions that were unable to be interrogated will be noted in the report. Alternatively, additional specimen may be required to complete testing. Specimen Type:Muscle tissue biopsy Supplies:Muscle Biopsy Kit (T541) Collection Instructions:Prepare and transport specimen per instructions inMuscle Biopsy Specimen Preparation Instructions. Specimen Volume:10 to 80 mg Specimen Stability Information:Frozen (preferred)/Ambient/Refrigerated | Whole blood: 1 mL; Other specimen types: See Specimen Required | This test uses next-generation sequencing technology to assess the genome of patients with suspected underlying genetic disorders. Indications for whole genome sequencing include, but are not limited to, the following:(1,2) -Patients with one or more congenital anomalies -Patients with developmental delay or intellectual disability with age of onset prior to 18 years -Patients with a phenotype or family history that strongly suggests an underlying genetic cause, yet genetic tests for that phenotype have failed to arrive at a diagnosis (diagnostic odyssey) -Patients with a phenotype or family history that strongly suggests an underlying genetic cause, but the phenotype does not fit with one specific disorder (numerous individual genetic tests would be required for evaluation) -Patients with a suspected genetic disorder that has numerous underlying genetic causes, making analysis of numerous genes simultaneously a more practical approach than single-gene testing (condition is genetically heterogeneous) -Patients with a suspected genetic disorder for which specific molecular genetic testing is not yet available -Patients with an atypical presentation of a genetic disorder It is highly recommended that specimens are also submitted from the patient's biological mother and biological father, which are used for comparison purposes (trio analysis). However, testing for the patient only (singleton), the patient and one first-degree relative (duo), and the patient and two first-degree relatives (nontraditional trios) will also be accepted if the patient's biological mother and biological father are not available for testing. Testing typically includes up to two family member comparators. Contact the laboratory for approval to send the patient and three first-degree relatives (quad). Based upon published reports, a diagnosis is identified by whole genome sequencing (WGS) in up to 44% of cases.(3,4) In comparison to whole exome sequencing (WES), WGS has advantages as it is more comprehensive, detects additional variant types, and includes coverage outside of the exons.(5) WGS has been shown to identify additional diagnoses in patients who previously had WES with negative or inconclusive results.(3,6-8) | An interpretive report will be provided. | Variants of interest are evaluated according to American College of Medical Genetics and Genomics recommendations.(9,10) Variants are classified based on known, predicted, or possible pathogenicity and reported with interpretive comments detailing their potential or known significance. Variants are reported in one of the following categories: -Likely Causative: Variants with a high degree of suspicion for causing the patient's reported clinical features -Possibly Relevant: Variants that may be related to the patient's clinical features or variants in genes of uncertain significance -Secondary Findings: Medically actionable variants unrelated to the indication for testing (see below for additional information) It is possible that a variant may not be recognized as the underlying cause of disease due to incomplete scientific knowledge about the function of all genes in the human genome and/or the impact of variants in those genes. Secondary Findings: Patients are evaluated for medically actionable secondary findings and these findings are reported in accordance with the American College of Medical Genetics and Genomics recommendations.(11) Variants in these genes will not be evaluated or reported if the patient opts out of this evaluation unless they overlap with the patient's reported clinical features. The presence of a secondary finding in family member comparator samples is stated on the patient's (proband's) report unless family members opt out of secondary findings. If the patient (proband) opts out, secondary findings will not be evaluated or reported in any family member comparators. Secondary findings that are present in family member comparators but absent from the patient (proband) are not evaluated or reported. The absence of a reportable secondary finding does not guarantee that there are no disease-causing or likely disease-causing variants in these genes, as review is limited to known or highly suspected pathogenic findings, and not all regions of these genes are adequately evaluated by this technology. Reanalysis and Raw Data Requests: It is not guaranteed that patient data will be stored indefinitely. Requests for reanalysis or release of raw data may not be possible, and a new whole genome sequencing order may be required if the original patient data is no longer available or no longer compatible with current bioinformatics processes or analysis tools. Healthcare providers may contact the laboratory at 800-533-1710 to request reanalysis of the patient's genome due to new patient clinical features, advances in genetic knowledge, or changes in testing methodology. A charge may apply for reanalysis. Requests for the raw data obtained from whole genome sequencing should be directed to the laboratory. A separate fee may apply. Raw data will be released for individuals who complete a Mayo Clinic release of information form. If raw data for family member comparators is requested, it will only be released with an accompanying request for the proband's raw data. Contact the laboratory for instructions on completing the release of information form. The laboratory is not responsible for providing software or other tools needed to visualize, filter, or interpret this data. | Clinical Correlations: Test results should be interpreted in the context of clinical findings, family history, and other laboratory data. Misinterpretation of results may occur if the information provided is inaccurate or incomplete. To discuss the availability of additional testing options or for assistance in the interpretation of these results, contact Mayo Clinic Laboratories genetic counselors at 800-533-1710. Technical Limitations: Whole genome sequencing may not detect all types of genomic variants; therefore, false-negative results are possible. There may be regions of genes that cannot be effectively evaluated by whole genome sequencing as a result of technical limitations of the assay, including variable depth of coverage, regions of homology, and repetitive sequences. Given these limitations, negative results do not rule out the diagnosis of a genetic disorder. If a specific clinical disorder is suspected, evaluation by alternative methods can be considered. In addition, in rare cases false-positive results may occur; however, false-positive events should be exceedingly rare as confirmation of reportable variants will be performed by alternate methodologies based on internal laboratory criteria. Single Nucleotide Variants: Genome-wide sensitivity for single nucleotide variants (SNV) is greater than 98% and in noncomplex regions sensitivity is greater than 99.9%. Deletions and Insertions (less than 1000 base pairs): This test is validated to detect greater than 99% of deletions and insertions (delins) up to 50 base pairs (bp) for noncomplex regions. Performance in complex regions is slightly reduced with sensitivities of 92% to 99% depending on the size of the delins event. Although detected by this assay, performance for larger delins (51-999 bp) is not comprehensively established. Copy Number Variants (greater than or equal to 1000 base pairs): Genome-wide sensitivity for copy number variants (CNV) detectable by chromosomal microarray is greater than 99.9% as established by a comprehensive comparison with clinically validated non-mosaic CNV detected by chromosomal microarray. Additional Variant Classes: A variety of additional variant classes can be detected by this test, including mitochondrial variants, repeat expansions, select spinal muscular atrophy (SMA)-associated variants, balanced structural rearrangements, and mosaic variants of all classes. A limited validation of each of these additional variant classes was conducted before inclusion in this assay; however, comprehensive assessment of sensitivity and false-negative rate has not been established. These variants will be evaluated per laboratory protocol, and findings of clinical relevance will be reported following confirmation with validated laboratory methods. Importantly, the sensitivity and performance for these variant classes is not expected to meet that of current gold-standard testing methodologies; therefore, additional testing may be indicated if there is clinical suspicion for a disorder involving these variant classes. Specific technical limitations for each class are described below. Mitochondrial Genome Variants: This assay can detect mitochondrial genome SNV and small delins with heteroplasmy levels above 5%; however, comprehensive sensitivity/false-negative rate is not established. Detection of large deletion and duplication events involving the mitochondrial genome is not available with the current analysis. Any clinically relevant and reportable mitochondrial variants detected will be confirmed with standard validated methods prior to reporting. Repeat Expansion Variants: Select short tandem repeats (STR; also known as repeat expansions) in pathogenic ranges can be detected with this assay; however, comprehensive sensitivity/false negative rate is not established. STR loci included in this assay are:C9orf72, CSTB, ATN1, FXN, FMR1, HTT, AR, ATXN1, ATXN2, ATXN3, CACNA1A,andATXN7. Only loci overlapping the patient's (proband's) clinical features will be evaluated and reported. All repeat expansions meeting laboratory reporting criteria will be confirmed and further characterized by standard validated methods prior to reporting. SMA Variants: SMN1copy number andSMN2copy number are determined. This assay also ascertains whether the g.27134T>G alteration is present or absent in patients found to have 2 copies ofSMN1. All variants will be confirmed by validated laboratory methods before reporting. Balanced Structural Rearrangements: This assay does not involve comprehensive evaluation of balanced structural rearrangements (eg, translocations and inversions). However, select genomic regions may be evaluated and balanced events reported when there is a directed clinical focus (eg, known family history or specific locus of high clinical suspicion communicated to the laboratory). Comprehensive sensitivity/false-negative rate is not established. All reported rearrangements will be confirmed by validated laboratory methods before reporting (additional specimen may be required for further characterization). Mosaicism: This assay is not designed to detect mosaicism or to differentiate between somatic and germline variants. Mosaic variants may be detected; however, comprehensive limits of detection for mosaic events are not established. All mosaic variants meeting laboratory reporting criteria will be confirmed by validated laboratory methods before reporting. If the patient has had an allogeneic hematopoietic stem cell transplant or a recent blood transfusion, results may be inaccurate due to the presence of donor DNA. Call Mayo Clinic Laboratories for instructions for testing patients who have received a bone marrow transplant. Reclassification of Variants: Currently, it is not standard practice for the laboratory to systematically review previously classified variants on a regular basis. The laboratory encourages healthcare providers to contact the laboratory at any time to learn how the classification of a particular variant may have changed over time. Due to broadening genetic knowledge, it is possible that the laboratory may discover new information of relevance to the patient. Should that occur, the laboratory may issue an amended report. Variant Evaluation: Evaluation and categorization of variants are performed using published American College of Medical Genetics and Genomics (ACMG) recommendations as a guideline.(9,10) Other gene-specific guidelines may also be considered. Variants are classified based on known, predicted, or possible pathogenicity and reported with interpretive comments detailing their potential or known significance. Variants classified as benign or likely benign are not reported. Rarely, incidental or secondary findings outside of the genes recommended by the ACMG may implicate another predisposition or presence of active disease. These findings will be carefully reviewed to determine whether they will be reported. Data Sharing: Deidentified variant information may be shared in public genetic databases, such ClinVar and Matchmaker Exchange. A genetic consultation is recommended for patients undergoing this test, both prior to testing and after results are available. | 1. Manickam K, McClain MR, Demmer LA, et al. Exome and genome sequencing for pediatric patients with congenital anomalies or intellectual disability: an evidence-based clinical guideline of the American College of Medical Genetics and Genomes (ACMG). Genet Med. 2021;23(11):2029-2037. doi:10.1038/s41436-021-01242-6 2. ACMG Board of Directors. Points to consider for informed consent for genome/exome sequencing. Genet Med. 2013;15(9):748-749. doi:10.1038/gim.2013.94 3. Lionel AC, Costain G, Monfared N, et al. Improved diagnostic yield compared with targeted gene sequencing panels suggests a role for whole-genome sequencing as a first-tier genetic test. Genet Med. 2018;20(4):435-443. doi:10.1038/gim.2017.119 4. Lee HF, Chi CS, Tsai CR. Diagnostic yield and treatment impact of whole-genome sequencing in paediatric neurological disorders. Dev Med Child Neurol. 2021;63(8):934-938. doi:10.1111/dmcn.14722 5. Austin-Tse CA, Jobanputra V, Perry DL, et al. Best practices for the interpretation and reporting of clinical whole genome sequencing. NPJ Genom Med. 2022;7(1):27. doi:10.1038/s41525-022-00295-z 6. Splinter K, Adams DR, Bacino CA, et al. Effect of genetic diagnosis on patients with previously undiagnosed disease. N Engl J Med. 2018;379(22):2131-2139. doi:10.1056/NEJMoa1714458 7. Bertoli-Avella AM, Beetz C, Ameziane N, et al. Successful application of genome sequencing in a diagnostic setting: 1007 index cases from a clinically heterogeneous cohort. Eur J Hum Genet. 2021;29(1):141-153. doi:10.1038/s41431-020-00713-9 8. Palmer EE, Sachdev R, Macintosh R, et al. Diagnostic yield of whole genome sequencing after nondiagnostic exome sequencing or gene panel in developmental and epileptic encephalopathies. Neurology. 2021;96(13):e1770-e1782. doi:10.1212/WNL.0000000000011655 9. Richards S, Aziz N, Bale S, et al. Standards and guidelines for the interpretation of sequence variants: a joint consensus recommendation of the American College of Medical Genetics and Genomics and the Association for Molecular Pathology. Genet Med. 2015;17(5):405-24. doi:10.1038/gim.2015.30 10. Riggs ER, Andersen EF, Cherry AM, et al. Technical standards for the interpretation and reporting of constitutional copy-number variants: a joint consensus recommendation of the American College of Medical Genetics and Genomics (ACMG) and the Clinical Genome Resource (ClinGen) [published correction appears in Genet Med. 2021 Nov;23(11):2230]. Genet Med. 2020;22(2):245-257. doi:10.1038/s41436-019-0686-8 11. Miller DT, Lee K, Gordon AS, et al. Recommendations for reporting of secondary findings in clinical exome and genome sequencing, 2021 update: a policy statement of the American College of Medical Genetics and Genomics (ACMG). Genet Med. 2021;23(8):1391-1398. doi:10.1038/s41436-021-01171-4 | Next-generation sequencing is performed on DNA extracted from the patient (proband) and all submitted comparator samples (if applicable) to test for the presence of variants. The human genome reference GRCh38/hg38 build is used for sequence read alignment. Variants are called using an optimized bioinformatics package. The average genomic coverage is at or above a read depth of 32X. Sensitivity is estimated to be above 99% for single nucleotide variants, and above 94% for deletion-insertions (delins) less than 50 base pairs (bp). This assay also detects greater than 99% copy number variants (deletions/duplications) at least 1000 bp in size. Confirmation of select reportable variants in the proband and submitted comparator samples may be performed by alternate methodologies based on internal laboratory criteria. There may be regions of genes that cannot be effectively evaluated by sequencing as a result of technical limitations of the assay, including regions of homology, variable depth of coverage, and repetitive sequences.(Unpublished Mayo method) | 84 days | Whole blood: 2 weeks (if available); Extracted DNA: 3 months; Cord blood, saliva, cultured fibroblasts, skin biopsy: 1 month | This test was developed and its performance characteristics determined by Mayo Clinic in a manner consistent with CLIA requirements. It has not been cleared or approved by the US Food and Drug Administration. | 81425-Patient only81425, 81426-Patient and one family member comparator sample (duo) (as appropriate)81425, 81426 x 2-Patient and two family member comparator samples (trio or non-traditional trio) (as appropriate)81425, 81426 x 3-Patient and three family member comparator samples (quad) (as appropriate)88233-Tissue culture, skin, solid tissue biopsy (if appropriate)88240-Cryopreservation (if appropriate) | Whole Genome Sequencing | 86206-0 | 614473 | Released By | 18771-6
WGSR | Whole Genome Sequencing Reanalysis, Varies | Identifying a diagnosis or additional variants associated with the phenotype in patients who previously have had a negative or inconclusive whole genome sequencing test Reanalyzing whole genome sequencing data when a patient (proband) presents with new clinical features Reanalyzing whole genome sequencing data to pick up newly discovered gene-disease associations, changes to variant classification, and bioinformatics pipeline upgrades | Reanalysis of Whole Genome Next-Generation Sequencing followed by Sanger Sequencing, Quantitative Polymerase Chain Reaction (qPCR), or other methods, as needed | Yes | Whole Genome Sequencing Reanalysis | This test requires specific paperwork in order to proceed with testing. | For most patients, a new specimen submission will not be required. Testing can be performed using stored DNA from the original whole genome sequencing test. To order testing on the stored specimen, see Additional Testing Requirements. Patient Preparation:A previous bone marrow transplant from an allogenic donor will interfere with testing. For instructions for testing patients who have received a bone marrow transplant, call 800-533-1710. Specimen Type:Whole blood Container/Tube: Preferred:Lavender top (EDTA) or yellow top (ACD) Acceptable:Any anticoagulant Specimen Volume:3 mL Collection Instructions: 1. Invert several times to mix blood. 2. Send whole blood specimen in original tube.Do not aliquot. Specimen Stability Information:Ambient (preferred)/Refrigerated Additional Information: To ensure minimum volume and concentration of DNA is met, the preferred volume of blood must be submitted. Testing may be canceled if DNA requirements are inadequate. Specimen Type: Skin biopsy Supplies: Fibroblast Biopsy Transport Media (T115) Container/Tube: Sterile container with any standard cell culture media (eg, minimal essential media, RPMI 1640). The solution should be supplemented with 1% penicillin and streptomycin. Specimen Volume: 4-mm punch Specimen Stability Information: Refrigerated (preferred)/Ambient Additional Information: A separate culture charge will be assessed under CULFB / Fibroblast Culture for Biochemical or Molecular Testing. An additional 3 to 4 weeks is required to culture fibroblasts before genetic testing can occur. SpecimenType: Cultured fibroblast Container/Tube: T-25 flask SpecimenVolume: 2 Flasks CollectionInstructions: Submit confluent cultured fibroblast cells from a skin biopsy from another laboratory. Cultured cells from a prenatal specimen will not be accepted. Specimen Stability Information: Ambient (preferred)/Refrigerated (<24 hours) Additional Information: A separate culture charge will be assessed under CULFB / Fibroblast Culture for Biochemical or Molecular Testing. An additional 3 to 4 weeks is required to culture fibroblasts before genetic testing can occur. Specimen Type:Saliva Patient Preparation:Patient should not eat, drink, smoke, or chew gum 30 minutes prior to collection. Supplies:Saliva Swab Collection Kit (T786) Specimen Volume:1 Swab Collection Instructions:Collect and send specimen per kit instructions. Specimen Stability Information:Ambient 30 days Additional Information:Due to lower quantity/quality of DNA yielded from saliva, some aspects of the test may not perform as well as DNA extracted from a whole blood sample. When applicable, specific gene regions that were unable to be interrogated will be noted in the report. Alternatively, additional specimen may be required to complete testing. Specimen Type:Muscle tissue biopsy Supplies:Muscle Biopsy Kit (T541) Collection Instructions:Prepare and transport specimen per instructions inMuscle Biopsy Specimen Preparation Instructions. Specimen Volume:10 to 80 mg Specimen Stability Information:Frozen (preferred)/Ambient/Refrigerated | Whole blood: 1 mL; Other specimen types: See Specimen Required | Whole genome sequencing utilizes next-generation sequencing technology to assess the genome of patients with suspected underlying genetic disorders. Based on a meta-analysis, the diagnostic utility of whole genome sequencing is approximately 41%.(2) In patients who have had negative or inconclusive whole genome sequencing results, reanalysis of whole genome sequencing data has been found to result in a new diagnosis in approximately 10% of cases.(3) For more information, seeWhole Exome Sequencing (WGS): Questions and Answers for Providers. | An interpretive report will be provided. | Variants of interest are evaluated according to American College of Medical Genetics and Genomics (ACMG) recommendations.(4,5) Variants are classified based on known, predicted, or possible pathogenicity and reported with interpretive comments detailing their potential or known significance. Variants are reported in one of the following categories: -Likely Causative: Variants with a high degree of suspicion for causing the patient's reported clinical features -Possibly Relevant: Variants that may be related to the patient's clinical features or variants in genes of uncertain significance (GUS) -Secondary Findings: Medically actionable variants unrelated to the indication for testing (see below for additional information) It is possible that a variant may not be recognized as the underlying cause of disease due to incomplete scientific knowledge about the function of all genes in the human genome or the impact of variants in those genes. Secondary Findings: Patients are evaluated for medically actionable secondary findings and these findings are reported in accordance with the most current ACMG recommendations, including the most up-to-date gene list.(6) Variants in these genes will not be evaluated or reported if the patient opts out of this evaluation unless they overlap with the patient's reported clinical features. The opt in or opt out selection from the original whole genome sequencing test will be maintained unless a new Informed Consent form is returned denoting a change in this selection. If the patient originally opted in to receive secondary findings and a secondary finding was originally reported, the status cannot be changed to opt out. The presence of a secondary finding in family member comparator samples is stated on the patient's (proband's) report unless family members opt out of secondary findings. If the patient (proband) opts out, secondary findings will not be evaluated or reported in any family member comparators. Secondary findings that are present in family members comparators but absent from the patient (proband) are not evaluated or reported. The absence of a reportable secondary finding does not guarantee that there are no disease-causing or likely disease-causing variants in these genes, as review is limited to known or highly suspected pathogenic findings, and not all regions of these genes are adequately evaluated by this technology. Reanalysis and Raw Data Requests: It is not guaranteed that patient data will be stored indefinitely. Requests for reanalysis or release of raw data may not be possible, and a new whole genome sequencing order may be required if the original patient data is no longer available or no longer compatible with current bioinformatics processes or analysis tools. Requests for the raw data obtained from whole genome sequencing should be directed to the laboratory. A separate fee may apply. Raw data will be released for individuals who complete a Mayo Clinic release of information form. If raw data for family member comparators is requested, it will only be released with an accompanying request for the proband's raw data. Contact the laboratory for instructions on completing the release of information form. The laboratory is not responsible for providing software or other tools needed to visualize, filter, or interpret this data. | Clinical Correlations: Test results should be interpreted in the context of clinical findings, family history, and other laboratory data. Misinterpretation of results may occur if the information provided is inaccurate or incomplete. To discuss the availability of additional testing options or for assistance in the interpretation of these results, contact Mayo Clinic Laboratories genetic counselors at 800-533-1710. Technical Limitations:Whole genome sequencing may not detect all types of genomic variants; therefore, false-negative results are possible. There may be regions of genes that cannot be effectively evaluated by whole genome sequencing as a result of technical limitations of the assay, including variable depth of coverage, regions of homology, and repetitive sequences. Given these limitations, negative results do not rule out the diagnosis of a genetic disorder. If a specific clinical disorder is suspected, evaluation by alternative methods can be considered. In addition, in rare cases false-positive results may occur; however, false-positive events should be exceedingly rare as confirmation of reportable variants will be performed by alternate methodologies based on internal laboratory criteria. Single Nucleotide Variants: Genome-wide sensitivity for single nucleotide variants (SNV) is greater than 98% and in noncomplex regions sensitivity is greater than 99.9%. Deletions and Insertions (less than 1000 base pairs): This test is validated to detect greater than 99% of deletions and insertions (delins) up to 50 base pairs (bp) for noncomplex regions. Performance in complex regions is slightly reduced with sensitivities of 92% to 99% depending on the size of the delins event. Although detected by this assay, performance for larger delins (51-999 bp) is not comprehensively established. Copy Number Variants (greater than or equal to 1000 base pairs): Genome-wide sensitivity for copy number variants (CNV) detectable by chromosomal microarray is greater than 99.9% as established by a comprehensive comparison with clinically validated nonmosaic CNV detected by chromosomal microarray. Additional Variant Classes: A variety of additional variant classes can be detected by this test, including mitochondrial variants, repeat expansions, select spinal muscular atrophy (SMA)-associated variants, balanced structural rearrangements, and mosaic variants of all classes. A limited validation of each of these additional variant classes was conducted before inclusion in this assay; however, comprehensive assessment of sensitivity and false negative rate has not been established. These variants will be evaluated per laboratory protocol, and findings of clinical relevance will be reported following confirmation with validated laboratory methods. Importantly, the sensitivity and performance for these variant classes is not expected to meet that of current gold-standard testing methodologies; therefore, additional testing may be indicated if there is clinical suspicion for a disorder involving these variant classes. Specific technical limitations for each class are described below. Mitochondrial Genome Variants: This assay can detect mitochondrial genome SNV and small delins with heteroplasmy levels above 5%; however, comprehensive sensitivity/false-negative rate is not established. Detection of large deletion and duplication events involving the mitochondrial genome is not available with the current analysis. Any clinically relevant and reportable mitochondrial variants detected will be confirmed with standard validated methods prior to reporting. Repeat Expansion Variants: Select short tandem repeats (STR; also known as repeat expansions) in pathogenic ranges can be detected with this assay; however, comprehensive sensitivity/false-negative rate is not established. STR loci included in this assay are:C9orf72, CSTB, DMPK, ATN1, FXN, FMR1, HTT, AR, ATXN1, ATXN2, ATXN3, CACNA1A,andATXN7. Only loci overlapping the patient's (proband's) clinical features will be evaluated and reported. All repeat expansions meeting laboratory reporting criteria will be confirmed and further characterized by standard validated methods prior to reporting. SMA Variants: SMN1copy number andSMN2copy number are determined. This assay also ascertains whether the g.27134T>G alteration is present in patients found to have 2 copies ofSMN1. All variants will be confirmed by validated laboratory methods before reporting. Balanced Structural Rearrangements: This assay does not involve comprehensive evaluation of balanced structural rearrangements (eg, translocations and inversions). However, select genomic regions may be evaluated and balanced events reported when there is a directed clinical focus (eg, known family history or specific locus of high clinical suspicion communicated to the laboratory). Comprehensive sensitivity/false-negative rate is not established. All reported rearrangements will be confirmed by validated laboratory methods before reporting (additional specimen may be required for further characterization). Mosaicism: This assay is not designed to detect mosaicism or to differentiate between somatic and germline variants. Mosaic variants may be detected; however, comprehensive limits of detection for mosaic events are not established. All mosaic variants meeting laboratory reporting criteria will be confirmed by validated laboratory methods before reporting. If the patient has had an allogeneic hematopoietic stem cell transplant or a recent blood transfusion, results may be inaccurate due to the presence of donor DNA. Call Mayo Clinic Laboratories for instructions for testing patients who have received a bone marrow transplant. Reclassification of Variants: All previously reported variants will be reclassified at the time of reanalysis. However, it is not currently standard practice for the laboratory to systematically review previously classified variants on a regular basis. The laboratory encourages healthcare providers to contact the laboratory at any time to learn how the classification of a particular variant may have changed over time. Due to broadening genetic knowledge, it is possible that the laboratory may discover new information of relevance to the patient. Should that occur, the laboratory may issue an amended report. VariantEvaluation: Evaluation and categorization of variants are performed using published American College of Medical Genetics and Genomics (ACMG) recommendations as a guideline.(4,5) Other gene-specific guidelines may also be considered. Variants are classified based on known, predicted, or possible pathogenicity and reported with interpretive comments detailing their potential or known significance. Variants classified as benign or likely benign are not reported. Rarely, incidental or secondary findings outside of the genes recommended by the ACMG may implicate another predisposition or presence of active disease. These findings will be carefully reviewed to determine whether they will be reported. Data Sharing: Deidentified variant information may be shared in public genetic databases, such as ClinVar or Matchmaker Exchange. A genetic consultation is recommended for patients undergoing this test, both prior to testing and after results are available. | 1. Deignan JL, Chung WK, Kearney HM, et al. Points to consider in the reevaluation and reanalysis of genomic test results: a statement of the American College of Medical Genetics and Genomics (ACMG). Genet Med. 2019;21(6):1267-1270 2. Clark MM, Stark Z, Farnaes L, et al. Meta-analysis of the diagnostic and clinical utility of genome and genome sequencing and chromosomal microarray in children with suspected genetic diseases. NPJ Genom Med. 2018;3:16. doi:10.1038/s41525-018-0053-8 3. Costain G, Jobling R, Walker S, et al. Periodic reanalysis of whole-genome sequencing data enhances the diagnostic advantage over standard clinical genetic testing. Eur J Hum Genet. 2018;26(5):740-744. doi:10.1038/s41431-018-0114-6 4. Richards S, Aziz N, Bale S, et al. Standards and guidelines for the interpretation of sequence variants: a joint consensus recommendation of the American College of Medical Genetics and Genomics and the Association for Molecular Pathology. Genet Med. 2015;17(5):405-424 5.Riggs ER, Andersen EF, Cherry AM, et al. Technical standards for the interpretation and reporting of constitutional copy-number variants: a joint consensus recommendation of the American College of Medical Genetics and Genomics (ACMG) and the Clinical Genome Resource (ClinGen) [published correction appears in Genet Med. 2021 Nov;23(11):2230]. Genet Med. 2020;22(2):245-257. doi:10.1038/s41436-019-0686-8 6. Miller DT, Lee K, Gordon AS, et al. Recommendations for reporting of secondary findings in clinical exome and genome sequencing, 2021 update: a policy statement of the American College of Medical Genetics and Genomics (ACMG). Genet Med. 2021;23(8):1391-1398. doi:10.1038/s41436-021-01171-4 | The human genome reference GRCh38/hg38 build is used for sequence read alignment. Variants are called using an optimized bioinformatics package. The average genomic coverage is at or above a read depth of 32X. Sensitivity is estimated at above 99% for single nucleotide variants, above 94% for deletion-insertions (delins) less than 50 base pairs (bp). This assay also detects greater than 99% copy number variants (deletions/duplications) at least 1000 bp in size. Confirmation of select reportable variants in the proband and submitted comparator samples may be performed by alternate methodologies based on internal laboratory criteria. There may be regions of genes that cannot be effectively evaluated by sequencing as a result of technical limitations of the assay, including regions of homology, variable depth of coverage, and repetitive sequences.(Unpublished Mayo method) | 84 days | Whole blood: 2 weeks (if available); Extracted DNA: 3 months; Cord blood, saliva, cultured fibroblasts, skin biopsy, tissue biopsy: 1 month | This test was developed and its performance characteristics determined by Mayo Clinic in a manner consistent with CLIA requirements. It has not been cleared or approved by the US Food and Drug Administration. | First reanalysis: No charge81427-For all subsequent reanalysis requests | Whole Genome Sequencing Reanalysis | 86206-0 | 618567 | Released By | 18771-6
WRGR | Wild Rye Grass, IgE, Serum | Establishing a diagnosis of an allergy to wild rye grass Defining the allergen responsible for eliciting signs and symptoms Identifying allergens: -Responsible for allergic response and/or anaphylactic episode -To confirm sensitization prior to beginning immunotherapy -To investigate the specificity of allergic reactions to insect venom allergens, drugs, or chemical allergens | Fluorescence Enzyme Immunoassay (FEIA) | Yes | Wild Rye Grass, IgE | Serum | Collection Container/Tube: Preferred:Serum gel Acceptable:Red top Submission Container/Tube:Plastic vial Specimen Volume:0.5 mL for every 5 allergens requested Collection Instructions:Centrifuge and aliquot serum into a plastic vial. | For 1 allergen: 0.3 mL For more than 1 allergen: (0.05 mL x number of allergens) + 0.25 mL deadspace | Clinical manifestations of immediate hypersensitivity (allergic) diseases are caused by the release of proinflammatory mediators (histamine, leukotrienes, and prostaglandins) from IgE-sensitized effector cells (mast cells and basophils) when cell-bound IgE antibodies interact with an allergen. In vitro serum testing for IgE antibodies provides an indication of the immune response to allergens that may be associated with allergic disease. The allergens chosen for testing often depend upon the age of the patient, history of allergen exposure, season of the year, and clinical manifestations. In individuals predisposed to develop allergic disease, the sequence of sensitization and clinical manifestations proceed as follows: eczema and respiratory disease (rhinitis and bronchospasm) in infants and children less than 5 years due to food sensitivity (milk, egg, soy, and wheat proteins) followed by respiratory disease (rhinitis and asthma) in older children and adults due to sensitivity to inhalant allergens (dust mite, mold, and pollen inhalants). | Class,IgE kU/L,Interpretation, 0,<0.10,Negative, 0/1,0.10-0.34,Borderline/equivocal, 1,0.35-0.69,Equivocal, 2,0.70-3.49,Positive, 3,3.50-17.4,Positive, 4,17.5-49.9,Strongly positive, 5,50.0-99.9,Strongly positive, 6,> or =100,Strongly positive, | Detection of IgE antibodies in serum (class 1 or greater) indicates an increased likelihood of allergic disease as opposed to other etiologies and defines the allergens that may be responsible for eliciting signs and symptoms. The level of IgE antibodies in serum varies directly with the concentration of IgE antibodies expressed as a class score or kU/L. | Testing for IgE antibodies is not useful in patients previously treated with immunotherapy to determine if residual clinical sensitivity exists or in patients in whom the medical management does not depend upon identification of allergen specificity. Some individuals with clinically insignificant sensitivity to allergens may have measurable levels of IgE antibodies in serum, and test results must be interpreted in the clinical context. False-positive results for IgE antibodies may occur in patients with markedly elevated serum IgE (>2500 kU/L) due to nonspecific binding to allergen solid phases. | Homburger HA, Hamilton RG: Allergic diseases. In: McPherson RA, Pincus MR, eds. Henry's Clinical Diagnosis and Management by Laboratory Methods. 23rd ed. Elsevier; 2017:1057-1070 | Specific IgE from the patient's serum reacts with the allergen of interest, which is covalently coupled to an ImmunoCAP. After washing away nonspecific IgE, enzyme-labeled anti-IgE antibody is added to form a complex. After incubation, unbound anti-IgE is washed away, and the bound complex incubated with a developing agent. After stopping the reaction, the fluorescence of the eluate is measured. Fluorescence is proportional to the amount of specific IgE present in the patient's sample (ie, the higher the fluorescence value, the more IgE antibody is present).(Package insert: ImmunoCAP System Specific IgE FEIA. Phadia; Rev 06/2020) | 1 to 3 days | 14 days | This test has been cleared, approved, or is exempt by the US Food and Drug Administration and is used per manufacturer's instructions. Performance characteristics were verified by Mayo Clinic in a manner consistent with CLIA requirements. | 86003 | Wild Rye Grass, IgE | 16922-7 | WRGR | Wild Rye Grass, IgE | 16922-7
WILL | Willow, IgE, Serum | Establishing a diagnosis of an allergy to willow Defining the allergen responsible for eliciting signs and symptoms Identifying allergens: -Responsible for allergic response and/or anaphylactic episode -To confirm sensitization prior to beginning immunotherapy -To investigate the specificity of allergic reactions to insect venom allergens, drugs, or chemical allergens | Fluorescence Enzyme Immunoassay (FEIA) | Yes | Willow, IgE | Serum | Collection Container/Tube: Preferred:Serum gel Acceptable:Red top Submission Container/Tube:Plastic vial Specimen Volume:0.5 mL for every 5 allergens requested Collection Instructions:Centrifuge and aliquot serum into a plastic vial. | For 1 allergen: 0.3 mL For more than 1 allergen: (0.05 mL x number of allergens) + 0.25 mL deadspace | Clinical manifestations of immediate hypersensitivity (allergic) diseases are caused by the release of proinflammatory mediators (histamine, leukotrienes, and prostaglandins) from IgE-sensitized effector cells (mast cells and basophils) when cell-bound IgE antibodies interact with an allergen. In vitro serum testing for IgE antibodies provides an indication of the immune response to allergens that may be associated with allergic disease. The allergens chosen for testing often depend upon the age of the patient, history of allergen exposure, season of the year, and clinical manifestations. In individuals predisposed to develop allergic disease, the sequence of sensitization and clinical manifestations proceed as follows: eczema and respiratory disease (rhinitis and bronchospasm) in infants and children less than 5 years due to food sensitivity (milk, egg, soy, and wheat proteins) followed by respiratory disease (rhinitis and asthma) in older children and adults due to sensitivity to inhalant allergens (dust mite, mold, and pollen inhalants). | Class,IgE kU/L,Interpretation, 0,<0.10,Negative, 0/1,0.10-0.34,Borderline/equivocal, 1,0.35-0.69,Equivocal, 2,0.70-3.49,Positive, 3,3.50-17.4,Positive, 4,17.5-49.9,Strongly positive, 5,50.0-99.9,Strongly positive, 6,> or =100,Strongly positive, | Detection of IgE antibodies in serum (class 1 or greater) indicates an increased likelihood of allergic disease as opposed to other etiologies and defines the allergens that may be responsible for eliciting signs and symptoms. The level of IgE antibodies in serum varies directly with the concentration of IgE antibodies expressed as a class score or kU/L. | Testing for IgE antibodies is not useful in patients previously treated with immunotherapy to determine if residual clinical sensitivity exists or in patients in whom the medical management does not depend upon identification of allergen specificity. Some individuals with clinically insignificant sensitivity to allergens may have measurable levels of IgE antibodies in serum, and test results must be interpreted in the clinical context. False-positive results for IgE antibodies may occur in patients with markedly elevated serum IgE (>2500 kU/L) due to nonspecific binding to allergen solid phases. | Homburger HA, Hamilton RG: Allergic diseases. In: McPherson RA, Pincus MR, eds. Henry's Clinical Diagnosis and Management by Laboratory Methods. 23rd ed. Elsevier; 2017:1057-1070 | Specific IgE from the patient's serum reacts with the allergen of interest, which is covalently coupled to an ImmunoCAP. After washing away nonspecific IgE, enzyme-labeled anti-IgE antibody is added to form a complex. After incubation, unbound anti-IgE is washed away, and the bound complex incubated with a developing agent. After stopping the reaction, the fluorescence of the eluate is measured. Fluorescence is proportional to the amount of specific IgE present in the patient's sample (ie, the higher the fluorescence value, the more IgE antibody is present).(Package insert: ImmunoCAP System Specific IgE FEIA. Phadia; Rev 06/2020) | Same day/1 to 3 days | 14 days | This test has been cleared, approved, or is exempt by the US Food and Drug Administration and is used per manufacturer's instructions. Performance characteristics were verified by Mayo Clinic in a manner consistent with CLIA requirements. | 86003 | Willow, IgE | 6285-1 | WILL | Willow, IgE | 6285-1
WT1I | Wilms Tumor (WT-1) Immunostain, Technical Component Only | Aiding in the identification of Wilms tumor | Immunohistochemistry (IHC) | Yes | Wilm's Tumor (WT-1) IHC, Tech Only | For the initial technical component only immunohistochemical (IHC) stain performed, the appropriate bill-only test ID will be reflexed and charged (IHTOI). For each additional technical component only IHC stain performed, an additional bill-only test ID will be reflexed and charged (IHTOA). | Supplies:Immunostain Technical Only Envelope (T693) Specimen Type:Tissue Container/Tube:Immunostains Technical Only Envelope Preferred:2 Unstained positively charged glass slide (25- x 75- x 1-mm) per test ordered; sections 4-microns thick. Acceptable:Formalin-fixed, paraffin-embedded tissue block |  | Wilms tumor-1 (WT-1) protein is a transcription factor that acts as a tumor suppressor gene. WT-1 is involved in differentiation of certain tissues such as mesothelium and the urogenital system. It is also expressed in Wilms tumor, a kidney tumor found in children. In normal tissues, it is expressed in kidney cells, a subset of hematopoietic cells, Sertoli cells in the testis, granulosa cells in the ovary, and decidual cells of the uterus. |  | This test does not include pathologist interpretation, only technical performance of the stain. If interpretation is required, order PATHC / Pathology Consultation for a full diagnostic evaluation or second opinion of the case. The positive and negative controls are verified as showing appropriate immunoreactivity. If a control tissue is not included on the slide, a scanned image of the relevant quality control tissue is available upon request; call 855-516-8404. Interpretation of this test should be performed in the context of the patient's clinical history and other diagnostic tests by a qualified pathologist. | Age of a cut paraffin section can affect immunoreactivity. Stability thresholds vary widely among published literature and are antigen dependent. Best practice is for paraffin sections to be cut within 6 weeks. | 1. Al-Hussaini M, Stockman A, Foster H, McCluggage WG. WT-1 assists in distinguishing ovarian from uterine serous carcinoma and in distinguishing between serous and endometrioid ovarian carcinoma. Histopathology. 2004;44:109-115 2. Hwang H, Quenneville L, Haziji H, Gown AM. Wilms tumor gene product: sensitive and contextually specific marker of serous carcinomas of ovarian surface epithelial origin. Appl Immunohistochem Mol Morphol. 2004;12:122-126 3. Lae ME, Roche PC, Jin L, et al. Desmoplastic small round cell tumor: a clinicopathologic, immunohistochemical, and molecular study of 32 tumors. Am J Surg Pathol. 2002;26(7):823-835 4. Nakatsuka S-I, Oji Y, Horiuchi T, et al: Immunohistochemical detection of WT1 protein in a variety of cancer cells. Mod Pathol 2006;19:804-814 5. Magaki S, Hojat SA, Wei B, So A, Yong WH. An introduction to the performance of immunohistochemistry. Methods Mol Biol. 2019;1897:289-298. doi:10.1007/978-1-4939-8935-5_25 | Immunohistochemistry on sections of paraffin-embedded tissue.(Unpublished Mayo method) | 1 to 3 days | Until staining is complete | This test has been cleared, approved, or is exempt by the US Food and Drug Administration and is used per manufacturer's instructions. Performance characteristics were verified by Mayo Clinic in a manner consistent with CLIA requirements. |  | Wilm's Tumor (WT-1) IHC, Tech Only | Order only;no result | 70894 | Wilm's Tumor (WT-1) IHC, Tech Only | Bill only; no result
WNDZ | Wilson Disease, ATP7B Full Gene Sequencing with Deletion/Duplication, Varies | Confirming the diagnosis of Wilson disease | Sequence Capture and Targeted Next-Generation Sequencing (NGS) followed by Polymerase Chain Reaction (PCR) and Sanger Sequencing. | Yes | ATP7B Full Gene Analysis | For skin biopsy or cultured fibroblast specimens, fibroblast culture testing will be performed at an additional charge. If viable cells are not obtained, the client will be notified. | Patient Preparation:A previous bone marrow transplant from an allogenic donor will interfere with testing. For instructions for testing patients who have received a bone marrow transplant, call 800-533-1710. Submit only 1 of the following specimens: Specimen Type:Whole blood Container/Tube:Lavender top (EDTA) or yellow top (ACD) Specimen Volume:3 mL Collection Instructions: 1. Invert several times to mix blood. 2. Send whole blood specimen in original tube.Do not aliquot. Specimen Stability Information:Ambient (preferred)/Refrigerated Specimen Type: Blood spot Container/Tube: Preferred: Collection card (Whatman Protein Saver 903 Paper) Acceptable: PerkinElmer 226 (formerly Ahlstrom 226) filter paper, or Blood Spot Collection Card (T493) Specimen Volume: 5 Blood spots Collection Instructions: 1. An alternative blood collection option for a patient older than 1 year is a fingerstick. For detailed instructions, seeHow to Collect Dried Blood Spot Samples. 2. Let blood dry on the filter paper at ambient temperature in a horizontal position for a minimum of 3 hours. 3. Do not expose specimen to heat or direct sunlight. 4. Do not stack wet specimens. 5. Keep specimen dry Specimen Stability Information:Ambient (preferred)/Refrigerated Additional Information: 1. Due to lower concentration of DNA yielded from blood spot, it is possible that additional specimen may be required to complete testing. 2. For collection instructions, seeBlood Spot Collection Instructions 3. For collection instructions in Spanish, seeBlood Spot Collection Card-Spanish Instructions(T777) 4. For collection instructions in Chinese, seeBlood Spot Collection Card-Chinese Instructions(T800) Specimen Type:Saliva Patient Preparation:Patient should not eat, drink, smoke, or chew gum 30 minutes prior to collection. Supplies:Saliva Swab Collection Kit (T786) Specimen Volume:1 swab Collection Instructions:Collect and send specimen per kit instructions. Specimen Stability Information:Ambient 30 days Additional Information:Due to lower concentration of DNA yielded from saliva, it is possible that additional specimen may be required to complete testing. Specimen Type: Skin biopsy Supplies: Fibroblast Biopsy Transport Media (T115) Container/Tube: Sterile container with any standard cell culture media (eg, minimal essential media, RPMI 1640). The solution should be supplemented with 1% penicillin and streptomycin. Specimen Volume: 4-mm punch Specimen Stability Information: Refrigerated (preferred)/Ambient Additional Information:A separate culture charge will be assessed under CULFB / Fibroblast Culture for Biochemical or Molecular Testing. An additional 3 to 4 weeks is required to culture fibroblasts before genetic testing can occur. SpecimenType: Cultured fibroblast Container/Tube: T-25 flask SpecimenVolume: 2 Flasks CollectionInstructions: Submit confluent cultured fibroblast cells from a skin biopsy from another laboratory. Cultured cells from a prenatal specimen will not be accepted. Specimen Stability Information: Ambient (preferred)/Refrigerated (<24 hours) Additional Information: A separate culture charge will be assessed under CULFB / Fibroblast Culture for Biochemical or Molecular Testing. An additional 3 to 4 weeks is required to culture fibroblasts before genetic testing can occur. | Blood: 1 mL; Blood spots: 2 spots; Skin biopsy, cultured fibroblasts, or saliva: See Specimen Required | Wilson disease (WD) is an autosomal recessive disorder that results from the body's inability to excrete excess copper. Typically, the liver releases excess copper into the bile. Individuals with WD lack the necessary enzyme that facilitates clearance of copper from the liver to bile. As a result, copper accumulates first in the liver and gradually in other organs. The brain, kidneys, bones, and corneas can also be affected. WD affects approximately 1 in 30,000 people worldwide, with a carrier frequency of approximately 1 in 90 individuals. The primary clinical manifestations of WD are hepatic and neurologic. Hepatic disease can be quite variable, ranging from hepatomegaly or other nonspecific symptoms that mimic viral hepatitis to severe liver damage, such as cirrhosis. Neurologic symptoms of WD can include poor fine-motor coordination, ataxia, and dysphagia. Psychiatric manifestations are reported in approximately 20% of individuals with WD. A characteristic ophthalmologic finding is the Kayser-Fleischer ring. Individuals with WD typically begin to show symptoms of liver dysfunction or neurologic disease in the first or second decade of life. If not treated, WD can cause liver failure, severe brain damage, and even death. A variety of laboratory tests are recommended in the initial evaluation for WD. In approximately 95% of cases, serum ceruloplasmin is below normal. Additionally, patients with WD show decreased copper in serum, increased copper in urine, and significantly elevated copper on liver biopsy. While liver biopsy is not recommended as a first-tier screening test for WD, it can be useful to help interpret discrepant biochemical or molecular results. Analyte screening tests should be considered prior to molecular analysis. WD is caused by disease-causing variants in theATP7Bgene. More than 300 disease-causing variants have been identified in theATP7Bgene. Most disease-causing variants are family-specific, with the exception of the H1069Q variant, which accounts for greater than 50% of identified disease alleles in the Northern European population. | An interpretive report will be provided. | All detected variants are evaluated according to American College of Medical Genetics and Genomics recommendations.(1) Variants are classified based on known, predicted, or possible pathogenicity and reported with interpretive comments detailing their potential or known significance. | Clinical Correlations: Test results should be interpreted in the context of clinical findings, family history, and other laboratory data. Misinterpretation of results may occur if the information provided is inaccurate or incomplete. If testing was performed because of clinically significant family history, it is often useful to first test an affected family member. Detection of a reportable variant in an affected family member would allow for more informative testing of at-risk individuals. To discuss the availability of additional testing options or for assistance in the interpretation of these results, contact the Mayo Clinic Laboratories genetic counselors at 800-533-1710. Technical Limitations: Next-generation sequencing may not detect all types of genomic variants. In rare cases, false-negative or false-positive results may occur. The depth of coverage may be variable for some target regions; assay performance below the minimum acceptable criteria or for failed regions will be noted. Given these limitations, negative results do not rule out the diagnosis of a genetic disorder. If a specific clinical disorder is suspected, evaluation by alternative methods can be considered. There may be regions of genes that cannot be effectively evaluated by sequencing or deletion and duplication analysis as a result of technical limitations of the assay, including regions of homology, high guanine-cytosine (GC) content, and repetitive sequences. Confirmation of select reportable variants will be performed by alternate methodologies based on internal laboratory criteria. This test is validated to detect 95% of deletions up to 75 base pairs (bp) and insertions up to 47 bp. Deletions-insertions (delins) of 40 or more bp, including mobile element insertions, may be less reliably detected than smaller delins. Deletion/Duplication Analysis: This analysis targets single and multi-exon deletions/duplications; however, in some instances, single exon resolution cannot be achieved due to isolated reduction in sequence coverage or inherent genomic complexity. Balanced structural rearrangements (such as translocations and inversions) may not be detected. This test is not designed to detect low levels of mosaicism or to differentiate between somatic and germline variants. If there is a possibility that any detected variant is somatic, additional testing may be necessary to clarify the significance of results. For detailed information regarding gene-specific performance and technical limitations, see Method Description or contact a laboratory genetic counselor. If the patient has had an allogeneic hematopoietic stem cell transplant or a recent blood transfusion, results may be inaccurate due to the presence of donor DNA. Call Mayo Clinic Laboratories for instructions for testing patients who have received a bone marrow transplant. Reclassification of Variants: Currently, it is not standard practice for the laboratory to systematically review previously classified variants on a regular basis. The laboratory encourages healthcare providers to contact the laboratory at any time to learn how the classification of a particular variant may have changed over time. Due to broadening genetic knowledge, it is possible that the laboratory may discover new information of relevance to the patient. Should that occur, the laboratory may issue an amended report. Variant Evaluation: Evaluation and categorization of variants are performed using published American College of Medical Genetics and Genomics and the Association for Molecular Pathology recommendations as a guideline.(1) Other gene-specific guidelines may also be considered. Variants are classified based on known, predicted, or possible pathogenicity and reported with interpretive comments detailing their potential or known significance. Variants classified as benign or likely benign are not reported. Multiple in silico evaluation tools may be used to assist in the interpretation of these results. The accuracy of predictions made by in silico evaluation tools is highly dependent upon the data available for a given gene, and periodic updates to these tools may cause predictions to change over time. Results from in silico evaluation tools should be interpreted with caution and professional clinical judgment. Rarely, incidental or secondary findings may implicate another predisposition or presence of active disease. Incidental findings may include, but are not limited to, results related to the sex chromosomes. These findings will be carefully reviewed to determine whether they will be reported. | 1. Richards S, Aziz N, Bale S, et al. Standards and guidelines for the interpretation of sequence variants: a joint consensus recommendation of the American College of Medical Genetics and Genomics and the Association for Molecular Pathology. Genet Med. 2015;17(5):405-424 2. European Association for Study of Liver. EASL Clinical Practice Guidelines. Wilson's disease. J Hepatol. 2012;56(3):671-685 3. Roberts EA, Schilsky ML, American Association for Study of Liver Diseases (AASLD). Diagnosis and treatment of Wilson disease: an update. Hepatology. 200847(6):2089-2111 4. Mak CM, Lam CW. Diagnosis of Wilson's disease: a comprehensive review. Crit Rev Clin Lab Sci. 2008;45(3):263-290 5. Bandmann O, Weiss KH, Kaler SG. Wilson's disease and other neurological copper disorders. Lancet Neurol. 2015;14(1):103-113 | Next-generation sequencing (NGS) and Sanger sequencing are performed to test for the presence of variants in coding regions and intron/exon boundaries ofATP7Bgene, as well as some other regions that have known disease-causing variants. The human genome reference GRCh37/hg19 build was used for sequence read alignment. At least 99% of the bases are covered at a read depth over 30X. Sensitivity is estimated to be over 99% for single nucleotide variants, over 94% for deletions/insertions (delins) less than 40 base pairs (bp), over 95% for deletions up to 75 bp and insertions up to 47 bp. NGS and/or a polymerase chain reaction-based quantitative method is performed to test for the presence of deletions and duplications in theATP7Bgene. There may be regions of this gene that cannot be effectively evaluated by sequencing or deletion and duplication analysis as a result of technical limitations of the assay, including regions of homology, high guanine-cytosine (GC) content, and repetitive sequences.(Unpublished Mayo method) The reference transcript for theATP7Bgene is NM_000053.4.Reference transcript numbers may be updated due to transcript re-versioning. Always refer to the final patient report for gene transcript information referenced at the time of testing. Confirmation of select reportable variants may be performed by alternate methodologies based on internal laboratory criteria. The following additional noncoding variants are being analyzed by this test: c.-676A>G, c.-460G>A, c.-447C>T, c.-442G>A, c.-436_-422del15, c.-388C>T, c.-210A>T, c.-133A>C, c.-128A>C, c.-123C>A, and c.-128_-124delAGCCG. | 14 to 21 days | Whole blood: 2 weeks (if available); Extracted DNA: 3 months; Blood spots, saliva, cultured fibroblasts, skin biopsy: 1 month | This test was developed and its performance characteristics determined by Mayo Clinic in a manner consistent with CLIA requirements. It has not been cleared or approved by the US Food and Drug Administration. | 81406 | ATP7B Full Gene Analysis | 95781-1 | 619422 | Released By | 18771-6
FWING | Wingscale (Atriplex Canescens) IgE |  | Enzyme Immunoassay (EIA) | Yes | Wingscale (Atriplex canescens) IgE | Serum | Specimen Type:Serum Container/Tube:Red Top Specimen Volume:0.5 mL Collection Instructions:Draw blood in a plain red-top tube(s), serum gel tube(s) is acceptable. Spin down and send 0.5 mL of serum refrigerated in a plastic vial. | 0.5 mL |  | <0.35 kU/L | Class IgE (kU/L) Comment 0 <0.35 Below Detection 1 0.35-0.69 Low Positive 2 0.70-3.49 Moderate Positive 3 3.50-17.49 Positive 4 17.50-49.99 Strong Positive 5 >=49.99 Very Strong Positive |  |  |  | 4 to 7 days |  | This test was developed and its performance characteristics determined by Eurofins Viracor . It has not been cleared or approved by the U.S. Food and Drug Administration. | 86003 | Wingscale (Atriplex canescens) IgE | 7779-2 | Z4029 | CLASS | 102664-0
WORM | Wormwood, IgE, Serum | Establishing a diagnosis of an allergy to wormwood Defining the allergen responsible for eliciting signs and symptoms Identifying allergens: -Responsible for allergic response and/or anaphylactic episode -To confirm sensitization prior to beginning immunotherapy -To investigate the specificity of allergic reactions to insect venom allergens, drugs, or chemical allergens | Fluorescence Enzyme Immunoassay (FEIA) | Yes | Wormwood, IgE | Serum | Collection Container/Tube: Preferred:Serum gel Acceptable:Red top Submission Container/Tube:Plastic vial Specimen Volume:0.5 mL for every 5 allergens requested Collection Instructions:Centrifuge and aliquot serum into a plastic vial. | For 1 allergen: 0.3 mL For more than 1 allergen: (0.05 mL x number of allergens) + 0.25 mL deadspace | Clinical manifestations of immediate hypersensitivity (allergic) diseases are caused by the release of proinflammatory mediators (histamine, leukotrienes, and prostaglandins) from IgE-sensitized effector cells (mast cells and basophils) when cell-bound IgE antibodies interact with an allergen. In vitro serum testing for IgE antibodies provides an indication of the immune response to allergens that may be associated with allergic disease. The allergens chosen for testing often depend upon the age of the patient, history of allergen exposure, season of the year, and clinical manifestations. In individuals predisposed to develop allergic disease, the sequence of sensitization and clinical manifestations proceed as follows: eczema and respiratory disease (rhinitis and bronchospasm) in infants and children less than 5 years due to food sensitivity (milk, egg, soy, and wheat proteins) followed by respiratory disease (rhinitis and asthma) in older children and adults due to sensitivity to inhalant allergens (dust mite, mold, and pollen inhalants). | Class,IgE kU/L,Interpretation, 0,<0.10,Negative, 0/1,0.10-0.34,Borderline/equivocal, 1,0.35-0.69,Equivocal, 2,0.70-3.49,Positive, 3,3.50-17.4,Positive, 4,17.5-49.9,Strongly positive, 5,50.0-99.9,Strongly positive, 6,> or =100,Strongly positive, | Detection of IgE antibodies in serum (class 1 or greater) indicates an increased likelihood of allergic disease as opposed to other etiologies and defines the allergens that may be responsible for eliciting signs and symptoms. The level of IgE antibodies in serum varies directly with the concentration of IgE antibodies expressed as a class score or kU/L. | Testing for IgE antibodies is not useful in patients previously treated with immunotherapy to determine if residual clinical sensitivity exists or in patients in whom the medical management does not depend upon identification of allergen specificity. Some individuals with clinically insignificant sensitivity to allergens may have measurable levels of IgE antibodies in serum, and test results must be interpreted in the clinical context. False-positive results for IgE antibodies may occur in patients with markedly elevated serum IgE (>2500 kU/L) due to nonspecific binding to allergen solid phases. | Homburger HA, Hamilton RG: Allergic diseases. In: McPherson RA, Pincus MR, eds. Henry's Clinical Diagnosis and Management by Laboratory Methods. 23rd ed. Elsevier; 2017:1057-1070 | Specific IgE from the patient's serum reacts with the allergen of interest, which is covalently coupled to an ImmunoCAP. After washing away nonspecific IgE, enzyme-labeled anti-IgE antibody is added to form a complex. After incubation, unbound anti-IgE is washed away, and the bound complex incubated with a developing agent. After stopping the reaction, the fluorescence of the eluate is measured. Fluorescence is proportional to the amount of specific IgE present in the patient's sample (ie, the higher the fluorescence value, the more IgE antibody is present).(Package insert: ImmunoCAP System Specific IgE FEIA. Phadia; Rev 06/2020) | Same day/1 to 3 days | 14 days | This test has been cleared, approved, or is exempt by the US Food and Drug Administration and is used per manufacturer's instructions. Performance characteristics were verified by Mayo Clinic in a manner consistent with CLIA requirements. | 86003 | Wormwood, IgE | 6286-9 | WORM | Wormwood, IgE | 6286-9
XALDZ | X-Linked Adrenoleukodystrophy, Full Gene Analysis, Varies | Confirming a diagnosis of X-linked adrenoleukodystrophy Identifying a variant in theABCD1gene | Polymerase Chain Reaction (PCR) followed by DNA Sequencing | Yes | X-ALD, Full Gene Analysis | For skin biopsy or cultured fibroblast specimens, fibroblast culture testing will be performed at an additional charge. If viable cells are not obtained, the client will be notified. | Patient Preparation:A previous bone marrow transplant from an allogenic donor will interfere with testing. Call 800-533-1710 for instructions for testing patients who have received a bone marrow transplant. Submit only 1 of the following specimens: Preferred: Specimen Type:Whole blood Container/Tube: Preferred:Lavender top (EDTA) or yellow top (ACD) Acceptable:Any anticoagulant Specimen Volume:3 mL Collection Instructions: 1. Invert several times to mix blood. 2. Send whole blood specimen in original tube.Do not aliquot. Specimen Stability Information:Ambient (preferred)/Refrigerated Specimen Type:Cultured fibroblasts Container/Tube:T-75 or T-25 flask Specimen Volume:1 Full T-75 flask or 2 full T-25 flasks Specimen Stability Information:Ambient (preferred)/Refrigerated <24 hours Additional Information:A separate culture charge will be assessed under CULFB / Fibroblast Culture for Biochemical or Molecular Testing. An additional 3 to 4 weeks is required to culture fibroblasts before genetic testing can occur. Supplies:Fibroblast Biopsy Transport Media (T115) Specimen Type:Skin biopsy Container/Tube:Sterile container with any standard cell culture media (eg, minimal essential media, RPMI 1640). The solution should be supplemented with 1% penicillin and streptomycin.). Specimen Volume:4-mm punch Specimen Stability Information:Refrigerated (preferred)/Ambient Additional Information:A separate culture charge will be assessed under CULFB / Fibroblast Culture for Biochemical or Molecular Testing. An additional 3 to 4 weeks is required to culture fibroblasts before genetic testing can occur. Specimen Type:Blood spot Supplies:Card - Blood Spot Collection (Filter Paper) (T493) Container/Tube: Preferred:Collection card (Whatman Protein Saver 903 Paper) Acceptable:PerkinElmer 226 (formerly Ahlstrom 226) filter paper, or blood spot collection card Specimen Volume:2 to 5 Blood spots Collection Instructions: 1. An alternative blood collection option for a patient older than 1 year is a fingerstick. For detailed instructions, seeHow to Collect Dried Blood Spot Samples. 2. Let blood dry on the filter paper at ambient temperature in a horizontal position for a minimum of 3 hours. 3. Do not expose specimen to heat or direct sunlight. 4. Do not stack wet specimens. 5. Keep specimen dry. Specimen Stability Information:Ambient (preferred)/Refrigerated Additional Information: 1. Due to lower concentration of DNA yielded from blood spot, it is possible that additional specimen may be required to complete testing. 2. For collection instructions, seeBlood Spot Collection Instructions. 3. For collection instructions in Spanish, seeBlood Spot Collection Card-Spanish Instructions(T777). 4. For collection instructions in Chinese, seeBlood Spot Collection Card-Chinese Instructions(T800). | Blood: 1 mL Blood Spots: 5 punches-3 mm diameter | X-linked adrenoleukodystrophy (X-ALD) is a peroxisomal disease characterized by magnetic resonance imaging (MRI) findings in the white matter, adrenocortical insufficiency, and abnormal plasma concentrations of very long chain fatty acids. The phenotypic expression of X-ALD varies widely. The phenotypes can be subdivided into 3 main categories: childhood cerebral form, adrenomyeloneuropathy (AMN), and Addison disease only. The childhood cerebral form has onset of symptoms between ages 4 and 8, beginning with attention deficit hyperactivity disorder-like symptoms with progressive cognitive, behavior, vision, hearing, and motor deterioration. AMN usually presents in males in their late twenties as progressive paraparesis, sexual dysfunction, sphincter disturbances, and abnormalities in adrenocortical function. The Addison only phenotype typically presents by age 7.5 with adrenocortical insufficiency without significant neurological involvement. Most of these patients eventually develop AMN. Some female carriers may experience mild AMN symptoms with a later age of onset. The phenotype cannot be predicted byvery long chain fatty acids (VLCFA)plasma concentration or by the nature of the genetic variant. The same variant can be associated with each of the known phenotypes. Different phenotypes often occur within a family. POX / Fatty Acid Profile, Peroxisomal (C22-C26), Serum testingis the preferred first-tier screening method for X-ALD. This is abnormal in 99% of affected males and 85% of carrier females. Sequencing of theABCD1geneis available to confirm the diagnosis of X-ALD, improve carrier detection, and assist with prenatal diagnosis. | An interpretive report will be provided. | All detected alterations are evaluated according to American College of Medical Genetics and Genomics recommendations.(1) Variants are classified based on known, predicted, or possible pathogenicity and reported with interpretive comments detailing their potential or known significance. | A small percentage of individuals who have a diagnosis of X-linked adrenoleukodystrophy (X-ALD) may have a variant that is not identified by this method (eg, large deletions/duplications, promoter alterations, deep intronic alterations). The absence of variants, therefore, does not eliminate the possibility of the diagnosis of X-ALD. For testing asymptomatic individuals it is important to first document the presence of anABCD1gene variant in an affected family member. In some cases, DNA alterations of undetermined significance may be identified. Rare alterations exist that could lead to false-negative or false-positive results. If results obtained do not match the clinical findings, additional testing should be considered. Test results should be interpreted in the context of clinical findings, family history, and other laboratory data. Errors in our interpretation of results may occur if information given is inaccurate or incomplete. | 1. Richards S, Aziz N, Bale S, et al: Standards and guidelines for the interpretation of sequence variants: a joint consensus recommendation of the American College of Medical Genetics and Genomics and the Association for Molecular Pathology. Genet Med. 2015 May;17(5):405-424 2. Moser HW, Mahmood A, Raymond GV: X-linked adrenoleukodystrophy. Nat Clin Pract Neurol. 2007 Mar;3(3):140-151 3. Wang Y, Busin R, Reeves C, et al:X-linked adrenoleukodystrophy: ABCD1 de novo mutationsandmosaicism.Mol Genet Metab.2011 Sep-Oct;104(1-2):160-166 4. Kemp S, Berger J, Aubourg P:X-linked adrenoleukodystrophy: Clinical, metabolic, genetic and pathophysiological aspects.Biochim Biophys Acta.2012 Sept;1822(9):1465-1474 | Bidirectional sequence analysis is performed to test for the presence of a variant in all coding regions and intron/exon boundaries of theABCD1gene.(Unpublished Mayo method) | 14 to 20 days | Whole Blood: 2 weeks (if available); Extracted DNA: 3 months | This test was developed and its performance characteristics determined by Mayo Clinic in a manner consistent with CLIA requirements. It has not been cleared or approved by the US Food and Drug Administration. | 81405-ABCD1(ATP-binding cassette, sub-family D [ALD] member 1)(eg, adrenoleukodystrophy) full gene sequence88233-Tissue culture, skin or solid tissue biopsy (if appropriate)88240-Cryopreservation (if appropriate) | X-ALD, Full Gene Analysis | 95782-9 | 53567 | Released By | 18771-6
XHIM | X-Linked Hyper IgM Syndrome, Blood | Screening for X-linked hyper-IgM (XL-HIGM) or CD40L deficiency, primarily in male patients younger than 10 years Ascertaining XL-HIGM carrier status in women of child-bearing age (younger than 45 years) | Flow Cytometry | No | X-Linked Hyper IgM Syndrome, B | WB Sodium Heparin | Container/Tube:Green top (sodium heparin) Specimen Volume:4 mL Collection Instructions:Send whole blood specimen in original tube.Do not aliquot. Additional Information:For serial monitoring, it is recommended that specimen collection be performed at the same time of day. | 1.2 mL | CD154 (CD40 ligand: CD40L) is required for the interaction of T cells and B cells as part of the normal adaptive immune response. Activation of T cells leads to the expression of the CD40L molecule on the cell surface. CD40L binds the CD40 receptor that is constitutively expressed on B cells, monocytes, and macrophages. Interaction of CD40L with CD40 is important in B-cell proliferation, differentiation, and class-switch recombination (isotype class-switching). Patients with X-linked hyper-IgM (XL-HIGM) syndrome have defective CD40L expression on their activated helper CD4 T cells.(1,2) It is the most common class switch recombination defect and accounts for approximately 50% of the patients in this category. It leads to defective B-cell responses and the absence of immunoglobulin class-switching, which are typified by a profound reduction or absence of isotype class-switched memory B cells (CD19+CD27+IgM-IgD-) with low or absent secreted IgG and IgA and normal or elevated serum IgM levels.(1,2) Due to the impairment of T-cell function and macrophage activation, patients with XL-HIGM are particularly prone to opportunistic infections withPneumocystis jiroveci,Cryptosporidium, andToxoplasma gondii.(1) A defect in surface expression of CD40L on activated CD4 T cells can be demonstrated using an anti-CD40L antibody and flow cytometry.(3,4) Since certainCD40LGvariants can maintain surface protein expression, albeit with loss of function, it is important to also evaluate CD40L-binding capacity to eliminate the possibility of false-negative results. A soluble recombinant, chimeric receptor protein, CD40-uIg, is incorporated into the assay, which assesses CD40L function by determining receptor-binding activity. Approximately 20% of patients with XL-HIGM have activated CD4 T cells with normal surface expression of CD40L but aberrant function.(4) XL-HIGM is a severe primary immunodeficiency that affects male patients, and most patients are diagnosed within a few months to the first year of life. Female patients are typically carriers and asymptomatic. Consequently, this test is only indicated for boys (<10 years) or to identify carriers, women of child-bearing age (<45 years). | Present | This is a qualitative assay; CD40L-protein expression and function are reported as present or absent. Absence of CD40L-protein expression and function is consistent withX-linked hyper-IgM (XL-HIGM). In female patients, the presence of 2 populations-normal and abnormal-is consistent with carrier status. Most patients (80%-90%) with XL-HIGM have absent or significantly reduced CD40L expression on their activated CD4 T cells. Patients with normal CD40L expression, but abnormal function, show an absence of binding with soluble chimeric CD40-uIg antibody, substantiating a diagnosis of XL-HIGM. Female patients who are carriers for this disease will show a typical bimodal pattern of CD40L expression, with 50% of the T cells lacking any CD40L expression. In the case of aberrant protein function, a similar profile will be obtained with the CD40-uIg antibody. CD69 is a marker for T-cell activation and serves as a positive control; in the absence of induced CD69 expression on T cells, the presence of XL-HIGM cannot be assessed. | This test is typically not indicated in male patients older than 10 years or women older than child-bearing age (>45 years). For questions about appropriate test selection, call 800-533-1710. The test must be performed on fresh, heparinized whole blood cells for appropriate CD40L expression on activated CD4 T cells; specimen handling instructions must be followed. T-cell activation is variable on specimens tested between 48 and 72 hours after blood collection. These specimens will be analyzed, and results will be reported after the laboratory director's review. Patients with normal CD40L expression and normal receptor binding with the CD40-uIg antibody yet presenting with the clinical phenotype of hyper-IgM (HIGM) syndrome should be evaluated for autosomal recessive forms of this syndrome including genetic variants inCD40,AICDA(AID), andUNG.(1,2) A combination of clinical features and laboratory analyses should permit identification of an underlying HIGM defect, if present. The other X-linked form of hyper-IgM can rarely be caused by disease-causing variants in theNEMO(NF-kappa B essential modulator) gene (official symbolIKBKG), which can be discriminated from theCD40LGdeficiency due to the unusual and characteristic clinical findings including abnormal development of ectoderm-derived skin structures and immunodeficiency with increased susceptibility to mycobacterial infections.(1,2) Previous studies have reported variants involving splice sites that result in the generation of small amounts of wild-type CD40L, associated with a milder clinical phenotype.(4) In these cases, the CD40-uIg fusion protein may show some binding, albeit at lower intensity and, therefore, the final molecular diagnosis depends on sequencing of theCD40LGgene (see BCELL / B-Cell and Antibody Deficiency Gene Panel, Varies). . This is not a confirmatory test for CD40L deficiency, and genetic testing must be performed to determine the specific variant involved. Information about genetic testing for CD40L deficiency is available; call 800-533-1710. | 1. Etzioni A, Ochs HD. The hyper IgM syndrome-an evolving story. Pediatr Res. 2004:56(4):519-525 2. Durandy A, Peron S, Fischer A. Hyper-IgM syndromes. Curr Opin Rheumatol. 2006;18(4):369-376 3. Lee WI, Torgerson TR, Schumacher MJ, Yel L, Zhu Q, Ochs HD. Molecular analysis of a large cohort of patients with the hyper immunoglobulin M (IgM) syndrome. Blood. 2005;105(5):1881-1890 4. Seyama K, Nonoyama S, Gangsaas I, et al. Mutations of the CD40 ligand gene and its effect on CD40 ligand expression in patients with X-linked hyper IgM syndrome. Blood. 1998;92(7):2421-2434 5. Vargas-Hernandez A, Berron-Ruiz L, Staines-Boone T, et al. Clinical and genetic analysis of patients with X-linked hyper-IgM syndrome. Clin Genet. 2013;83(6):585-587 6. Vavassori V, Mercuri E, Marcovecchio GE, et al. Modeling, optimization, and comparable efficacy of T cell and hematopoietic stem cell gene editing for treating hyper-IgM syndrome. EMBO Mol Med. 2021;13(3):e13545 | The assay measures the expression of CD40L on activated CD4 T cells. Heparinized whole blood is incubated with phorbol myristate acetate (PMA) and ionomycin (calcium ionophore) for lymphocyte activation. The red blood cells are lysed, and the remaining white blood cells are stained with a 4-color panel of antibodies on a single platform. The assay involves 4 tubes, which include an unstimulated control for both the CD40L and CD40-uIg antibodies. CD69 expression is measured as a positive control for appropriate T-cell activation. A combination of CD3, CD8, CD154 (CD40L), and CD40-uIg antibodies enables assessment of CD40L expression and binding (with CD40-uIg) on total T cells (CD3+), suppressor T cells (CD3+CD8+), and helper T cells (CD3+CD8-). A normal, healthy control will be included with each experiment to ensure the optimal performance of the assay.(O'Gorman MR, Zaas D, Paniagua M, et al: Development of a rapid whole blood flow cytometry procedure for the diagnosis of X-linked hyper-IgM syndrome patients and carriers. Clin Immunol Immunopathol. 1997 Nov;85[2]:179-181; Unpublished Mayo method) | 3 to 4 days | 4 days | This test was developed using an analyte specific reagent. Its performance characteristics were determined by Mayo Clinic in a manner consistent with CLIA requirements. This test has not been cleared or approved by the US Food and Drug Administration. | 88184-Flow cytometry, cell surface, cytoplasmic88185 x 6-Each additional marker | X-Linked Hyper IgM Syndrome, B | 98239-7 | 23901 | Interpretation | 69052-9
FCDX3 | Xylazine Confirmation (Qualitative), Umbilical Cord, Tissue |  | Can only be ordered as a reflex test. | Yes | Xylazine Conf (Qual), UC | Tissue | Only orderable as a reflex test. |  |  | Reporting limit determined each analysis. Units: ng/g Only orderable as a reflex test. | [7 empty] | 80375 | Xylazine Conf (Qual), UC | Not Provided | Z6303 | Xylazine | Not Provided
YMCRO | Y Chromosome Microdeletions, Molecular Detection, Varies | Evaluating men with azoospermia, severe oligozoospermia, or otherwise unexplained male factor infertility | Polymerase Chain Reaction (PCR) | Yes | Y Microdeletion | Varies | Patient Preparation:A previous bone marrow transplant from an allogenic donor will interfere with testing. Call 800-533-1710 for instructions for testing patients who have received a bone marrow transplant. Specimen Type:Whole blood Container/Tube: Preferred:Lavender top (EDTA) or yellow top (ACD) Acceptable:Any anticoagulant Specimen Volume:3 mL Collection Instructions: 1. Invert several times to mix blood. 2. Send whole blood specimen in original tube.Do not aliquot. | 1 mL | Yq microdeletions involving some or all of the azoospermic factor (AZF) region are the most frequently identified cause of spermatogenic failure in chromosomally normal men with nonobstructive azoospermia (3%-15%) or severe oligospermia (6%-10%). Among unselected infertile men, the overall frequency of Yq microdeletions is approximately 3%. The relative frequency of Yq microdeletions makes the evaluation for them an important aspect of the diagnostic work up in infertile men, especially those with azoospermia or severe oligospermia. Most cases of Yq microdeletions occur de novo, and due to the consequential infertile phenotype, they are typically not transmitted. However, in cases where assisted reproductive technology (example: testicular sperm extraction followed by intracytoplasmic sperm injection) is used to achieve viable pregnancy, all male offspring born to a microdeletion carrier will carry the deletion and may be infertile. Men testing positive for 1 or more microdeletions who are enrolled in an in vitro fertilization treatment program may wish to consider alternative options to intracytoplasmic sperm injection (eg, donor sperm) and consultation with an experienced reproductive endocrinologist and medical geneticist is recommended. Most Y microdeletions are the result of homologous recombination between repeated sequence blocks. Testing for deletions involves investigating for the presence or absence of markers located within nonpolymorphic regions of the AZF region. |  | An interpretive report will be provided. | This assay will not detect all of the causes of infertility or azoospermia. Therefore, the absence of a detectable microdeletion does not rule out the presence of other genetic or nongenetic factors that may be the cause of clinical findings. Test results should be interpreted in the context of clinical findings, family history, and other laboratory data. Errors in the interpretation of results may occur if information given is inaccurate or incomplete. Rare variants (ie, polymorphisms) exist that could lead to false-negative or false-positive results. If results obtained do not match the clinical findings, additional testing should be considered. In rare cases, DNA alterations of undetermined significance may be identified. A genetic consultation is recommended for all patients undergoing this testing. Additional consultation with a reproductive endocrinologist/urologist to discuss reproductive options is recommended when a deletion is detected. | 1. Stahl PJ, Masson P, Mielnik A, et al: A decade of experience emphasizes that testing for Y microdeletions is essential in American men with azoospermia and severe oligozoospermia. Fertil Steril. 2010 Oct;94(5):1753-1756 2. Shalender Bhasin: Approach to the infertile man. J Clin Endocrinol Metab. 2007Jun; 92(6):1995-2004 3. Ferlin A, Arredi B, Speltra E, et al: Molecular and clinical characterization of Y chromosome microdeletions in infertile men: A 10-year experience in Italy. J Clin Endocrinol Metab. 2007 Mar;92(3):762-770 | Multiplex polymerase chain reaction and agarose gel electrophoresis are used to test DNA for the presence of microdeletions in the AZFa, AZFb, and AZFc regions of the Y chromosome.(Simoni M, Bakker E, Krausz C: EAA/EMQN best practice guidelines for molecular diagnosis of y-chromosomal microdeletions. State of the art 2004 Int J Androl 2004;Aug 27[4]:240-249) | 7 to 10 days |  | This test was developed and its performance characteristics determined by Mayo Clinic in a manner consistent with CLIA requirements. It has not been cleared or approved by the US Food and Drug Administration. | 81403-DAZ/SRY (deleted in azoospermia and sex determining region Y) (eg, male infertility), common deletions (eg, AZFa, AZFb, AZFc, AZFd) | Y Microdeletion | 35456-3 | 53369 | Released By | 18771-6
YFHV | Yellow Faced Hornet Venom, IgE, Serum | Establishing a diagnosis of an allergy to yellow faced hornet venom Defining the allergen responsible for eliciting signs and symptoms Identifying allergens: -Responsible for allergic response and/or anaphylactic episode -To confirm sensitization prior to beginning immunotherapy -To investigate the specificity of allergic reactions to insect venom allergens, drugs, or chemical allergens | Fluorescence Enzyme Immunoassay (FEIA) | Yes | Yellow Faced Hornet Venom, IgE | Serum | Collection Container/Tube: Preferred:Serum gel Acceptable:Red top Submission Container/Tube:Plastic vial Specimen Volume:0.5 mL for every 5 allergens requested Collection Instructions:Centrifuge and aliquot serum into a plastic vial. | For 1 allergen: 0.3 mL For more than 1 allergen: (0.05 mL x number of allergens) + 0.25 mL deadspace | Clinical manifestations of immediate hypersensitivity (allergic) diseases are caused by the release of proinflammatory mediators (histamine, leukotrienes, and prostaglandins) from IgE-sensitized effector cells (mast cells and basophils) when cell-bound IgE antibodies interact with an allergen. In vitro serum testing for IgE antibodies provides an indication of the immune response to allergens that may be associated with allergic disease. The allergens chosen for testing often depend upon the age of the patient, history of allergen exposure, season of the year, and clinical manifestations. In individuals predisposed to develop allergic disease, the sequence of sensitization and clinical manifestations proceed as follows: eczema and respiratory disease (rhinitis and bronchospasm) in infants and children less than 5 years due to food sensitivity (milk, egg, soy, and wheat proteins) followed by respiratory disease (rhinitis and asthma) in older children and adults due to sensitivity to inhalant allergens (dust mite, mold, and pollen inhalants). | Class,IgE kU/L,Interpretation, 0,<0.10,Negative, 0/1,0.10-0.34,Borderline/equivocal, 1,0.35-0.69,Equivocal, 2,0.70-3.49,Positive, 3,3.50-17.4,Positive, 4,17.5-49.9,Strongly positive, 5,50.0-99.9,Strongly positive, 6,> or =100,Strongly positive, | Detection of IgE antibodies in serum (class 1 or greater) indicates an increased likelihood of allergic disease as opposed to other etiologies and defines the allergens that may be responsible for eliciting signs and symptoms. The level of IgE antibodies in serum varies directly with the concentration of IgE antibodies expressed as a class score or kU/L. | Testing for IgE antibodies is not useful in patients previously treated with immunotherapy to determine if residual clinical sensitivity exists or in patients in whom the medical management does not depend upon identification of allergen specificity. Some individuals with clinically insignificant sensitivity to allergens may have measurable levels of IgE antibodies in serum, and test results must be interpreted in the clinical context. False-positive results for IgE antibodies may occur in patients with markedly elevated serum IgE (>2500 kU/L) due to nonspecific binding to allergen solid phases. | Homburger HA, Hamilton RG: Allergic diseases. In: McPherson RA, Pincus MR, eds. Henry's Clinical Diagnosis and Management by Laboratory Methods. 23rd ed. Elsevier; 2017:1057-1070 | Specific IgE from the patient's serum reacts with the allergen of interest, which is covalently coupled to an ImmunoCAP. After washing away nonspecific IgE, enzyme-labeled anti-IgE antibody is added to form a complex. After incubation, unbound anti-IgE is washed away, and the bound complex incubated with a developing agent. After stopping the reaction, the fluorescence of the eluate is measured. Fluorescence is proportional to the amount of specific IgE present in the patient's sample (ie, the higher the fluorescence value, the more IgE antibody is present).(Package insert: ImmunoCAP System Specific IgE FEIA. Phadia; Rev 06/2020) | Same day/1 to 3 days | 14 days | This test has been cleared, approved, or is exempt by the US Food and Drug Administration and is used per manufacturer's instructions. Performance characteristics were verified by Mayo Clinic in a manner consistent with CLIA requirements. | 86003 | Yellow Faced Hornet Venom, IgE | 6288-5 | YFHV | Yellow Faced Hornet Venom, IgE | 6288-5
YJV | Yellow Jacket Venom, IgE, Serum | Establishing a diagnosis of an allergy to yellow jacket venom Defining the allergen responsible for eliciting signs and symptoms Identifying allergens: -Responsible for allergic response and/or anaphylactic episode -To confirm sensitization prior to beginning immunotherapy -To investigate the specificity of allergic reactions to insect venom allergens, drugs, or chemical allergens | Fluorescence Enzyme Immunoassay (FEIA) | Yes | Yellow Jacket Venom, IgE | Serum | Collection Container/Tube: Preferred:Serum gel Acceptable:Red top Submission Container/Tube:Plastic vial Specimen Volume:0.5 mL for every 5 allergens requested Collection Instructions:Centrifuge and aliquot serum into a plastic vial. | For 1 allergen: 0.3 mL For more than 1 allergen: (0.05 mL x number of allergens) + 0.25 mL deadspace | Clinical manifestations of immediate hypersensitivity (allergic) diseases are caused by the release of proinflammatory mediators (histamine, leukotrienes, and prostaglandins) from IgE-sensitized effector cells (mast cells and basophils) when cell-bound IgE antibodies interact with an allergen. In vitro serum testing for IgE antibodies provides an indication of the immune response to allergens that may be associated with allergic disease. The allergens chosen for testing often depend upon the age of the patient, history of allergen exposure, season of the year, and clinical manifestations. In individuals predisposed to develop allergic disease, the sequence of sensitization and clinical manifestations proceed as follows: eczema and respiratory disease (rhinitis and bronchospasm) in infants and children less than 5 years due to food sensitivity (milk, egg, soy, and wheat proteins) followed by respiratory disease (rhinitis and asthma) in older children and adults due to sensitivity to inhalant allergens (dust mite, mold, and pollen inhalants). | Class,IgE kU/L,Interpretation, 0,<0.10,Negative, 0/1,0.10-0.34,Borderline/equivocal, 1,0.35-0.69,Equivocal, 2,0.70-3.49,Positive, 3,3.50-17.4,Positive, 4,17.5-49.9,Strongly positive, 5,50.0-99.9,Strongly positive, 6,> or =100,Strongly positive, | Detection of IgE antibodies in serum (class 1 or greater) indicates an increased likelihood of allergic disease as opposed to other etiologies and defines the allergens that may be responsible for eliciting signs and symptoms. The level of IgE antibodies in serum varies directly with the concentration of IgE antibodies expressed as a class score or kU/L. | Testing for IgE antibodies is not useful in patients previously treated with immunotherapy to determine if residual clinical sensitivity exists or in patients in whom the medical management does not depend upon identification of allergen specificity. Some individuals with clinically insignificant sensitivity to allergens may have measurable levels of IgE antibodies in serum, and test results must be interpreted in the clinical context. False-positive results for IgE antibodies may occur in patients with markedly elevated serum IgE (>2500 kU/L) due to nonspecific binding to allergen solid phases. | Homburger HA, Hamilton RG: Allergic diseases. In: McPherson RA, Pincus MR, eds. Henry's Clinical Diagnosis and Management by Laboratory Methods. 23rd ed. Elsevier; 2017:1057-1070 | Specific IgE from the patient's serum reacts with the allergen of interest, which is covalently coupled to an ImmunoCAP. After washing away nonspecific IgE, enzyme-labeled anti-IgE antibody is added to form a complex. After incubation, unbound anti-IgE is washed away, and the bound complex incubated with a developing agent. After stopping the reaction, the fluorescence of the eluate is measured. Fluorescence is proportional to the amount of specific IgE present in the patient's sample (ie, the higher the fluorescence value, the more IgE antibody is present).(Package insert: ImmunoCAP System Specific IgE FEIA. Phadia; Rev 06/2020) | Same day/1 to 3 days | 14 days | This test has been cleared, approved, or is exempt by the US Food and Drug Administration and is used per manufacturer's instructions. Performance characteristics were verified by Mayo Clinic in a manner consistent with CLIA requirements. | 86003 | Yellow Jacket Venom, IgE | 6740-5 | YJV | Yellow Jacket Venom, IgE | 6740-5
YERSC | Yersinia Culture, Feces | Determining whetherYersiniaspecies may be the cause of diarrhea Reflexive testing forYersiniaspecies from nucleic acid amplification test-positive feces This test is generallynot usefulforpatients hospitalized more than 3 days because the yield from specimens from these patients is very low, as is the likelihood of identifying a pathogen that has not been detected previously. | Conventional Culture | Yes | Yersinia Culture, F | When this test is ordered, the reflex tests may be performed at an additional charge. | Patient Preparation:Medications: Do not use barium or bismuth before specimen collection. Supplies:Culture and Sensitivity Stool Transport Vial (T058) Container/Tube:Commercially available transport system specific for recovery of enteric pathogens from fecal specimens (15 mL of non-nutritive transport medium containing phenol red as a pH indicator, either Cary-Blair or Para-Pak C and S) Specimen Volume:Representative portion of fecal specimen Collection Instructions: 1. Collect fresh feces and submit 1 gram or 5 mL in container with transport medium. 2. Place feces in preservative within 2 hours of collection. 3. Place vial in a sealed plastic bag. | 1 mL | Diarrhea may be caused by a number of agents, including bacteria, viruses, parasites, and chemicals; these agents may result in similar symptoms. A thorough patient history covering symptoms, severity and duration of illness, age, travel history, food consumption, history of recent antibiotic use, and illnesses in the family or other contacts will help the healthcare provider determine the appropriate testing to be performed. Several species ofYersiniathat are detected by this test may cause diarrhea.Yersinia enterocoliticais the species most frequently isolated with this test. | No growth of pathogen | The growth ofYersiniaspecies identifies a potential cause of diarrhea. | The yield ofYersiniaspecies is reduced when specimens are delayed in transit to the laboratory (>2 hours from collection for unpreserved specimens). Check local public health requirements, which may require submission of isolates to a public health laboratory. Not all species ofYersiniaare detected by this test. | 1. Pillai DR. Fecal culture for aerobic pathogens of gastroenteritis. In: Leber AL, Church DL, eds. Clinical Microbiology Procedures Handbook. 4th ed. ASM Press; 2016:Section 3.8.1 2.Pillai DR, Griener T. Culture forCampylobacterand related organisms. In: Leber AL, Church DL, eds. Clinical Microbiology Procedures Handbook. 4th ed. ASM Press; 2016:Section 3.8.2 3. DuPont HL. Persistent diarrhea: A clinical review. JAMA. 2016;315(24):2712-2723. doi: 10.1001/jama.2016.7833 4. Tacket CO, Narain JP, Sattin R, et al. A multistate outbreak of infections caused byYersinia enterocoliticatransmitted by pasteurized milk.JAMA. 1984;251(4):483-486 5. El Qouqa IA, El Jarou MA, Samaha AS, et al.Yersinia enterocoliticainfection among children aged less than 12 years: a case-control study. Int J Infect Dis. 2011;15(1):e48-53 6. Loftus CG, Harewood GC, Cockerill FR 3rd, Murray JA. Clinical features of patients with novelYersiniaspecies. Dig Dis Sci. 2002;47(12):2805-2810 | The fecal specimen is inoculated onto cefsulodin-irgasan-novobiocin agar and phosphate buffered saline for cold enrichment. After incubation, suspectYersiniacolonies are identified using one or a combination of the following techniques: Matrix-assisted laser desorption/ionization time of flight (MALDI-TOF) mass spectrometry, conventional biochemical tests, carbon source utilization, serologic methods, or nucleic acid sequencing of the 16S ribosomal RNA gene.Yersiniaspecies that may be reported include but are not limited to:Yersinia enterocolitica;Yersinia frederiksenii;Yersinia intermedia;Yersinia kristensenii;Yersinia pestis;Yersinia pseudotuberculosis;andYersinia similis.(Kingry LC, Tarr CL, Petersen JM:Yersinia. In: Carroll KC, Pfaller MA, eds. Manual of Clinical Microbiology. 12th ed. ASM Press;2019:751-764) | 24 to 27 days | 7 days | This test has been cleared, approved, or is exempt by the US Food and Drug Administration and is used per manufacturer's instructions. Performance characteristics were verified by Mayo Clinic in a manner consistent with CLIA requirements. | 87046-Yersinia Culture, Stool-with isolation and preliminary examination87077-Bacteria Identification (if appropriate)87153-Aerobe Ident by Sequencing (if appropriate)87077-Additional Identification Procedure (if appropriate)87077-Ident by MALDI-TOF mass spec (if appropriate) | Yersinia Culture, F | 28549-4 | YERSC | Yersinia Culture, F | 28549-4
YAP1 | Yes-Associated Protein (YAP) Immunostain, Technical Component Only | Identification and differentiation of medulloblastomas | Immunohistochemistry (IHC) | Yes | YAP1 IHC, Tech Only | For the initial technical component only immunohistochemical (IHC) stain performed, the appropriate bill-only test ID will be reflexed and charged (IHTOI). For each additional technical component only IHC stain performed, an additional bill-only test ID will be reflexed and charged (IHTOA). | Supplies:Immunostain Technical Only Envelope (T693) Specimen Type:Tissue Container/Tube:Immunostains Technical Only Envelope Preferred:2 Unstained, positively charged glass slides (25- x 75- x 1-mm) per test ordered; sections 4-microns thick Acceptable:Formalin-fixed, paraffin-embedded tissue block |  | Yes-associated protein (YAP) is a downstream regulatory target in the Hippo signaling pathway that is upregulated in SHH (sonic hedgehog)-associated medulloblastomas and medulloblastomas with activation of the Wnt (wingless-related integration site) signaling pathway and is expressed in lung, placenta, prostate, ovary, and testis. |  | This test does not include pathologist interpretation, only technical performance of the stain. If interpretation is required, order PATHC / Pathology Consultation for a full diagnostic evaluation or second opinion of the case. The positive and negative controls are verified as showing appropriate immunoreactivity. If a control tissue is not included on the slide, a scanned image of the relevant quality control tissue is available upon request; call 855-516-8404. Interpretation of this test should be performed in the context of the patient's clinical history and other diagnostic tests by a qualified pathologist. | Age of a cut paraffin section can affect immunoreactivity. Stability thresholds vary widely among published literature and are antigen dependent. Best practice is for paraffin sections to be cut within 6 weeks. | 1. Ellison DW, Dalton J, Kocak M, et al. Medulloblastoma clinicopathological correlates of SHH, WNT, and non-SHH/WNT molecular subgroups. Acta Neuropathol. 2011;121:381-396 2. Northcott PA, Korshunov A, Witt H, et al. Medulloblastoma comprises four distinct molecular variants. J Clin Oncol. 2011;29(11):1408-1414 3. Thompson MC, Fuller C, Hogg TL, et al. Genomics identifies medulloblastoma subgroups that are enriched for specific genetic alterations. J Clin Oncol. 2006;24:1924-1931 4. Magaki S, Hojat SA, Wei B, So A, Yong WH. An introduction to the performance of immunohistochemistry. Methods Mol Biol. 2019;1897:289-298. doi:10.1007/978-1-4939-8935-5_25 | Immunohistochemistry on sections of paraffin-embedded tissue.(Unpublished Mayo method) | 1 to 3 days | Until staining is complete | This test has been cleared, approved, or is exempt by the US Food and Drug Administration and is used per manufacturer's instructions. Performance characteristics were verified by Mayo Clinic in a manner consistent with CLIA requirements. | 88342-TC, primary88341-TC, if additional IHC | YAP1 IHC, Tech Only | Order only;no result | 70895 | YAP1 IHC, Tech Only | Bill only; no result
FYABS | Yo Antibody Screen with Reflex to Titer and Western Blot |  | Immunofluorescence Assay (IFA) Western Blot (WB) | Yes | Yo Ab Scr. w/Reflex to Titer and WB | If Yo Antibody Screen, IFA is positive, Yo Ab, Western Blot, FYABW, will be performed at an additional charge. | Draw blood in a plain red-top tube(s), serum gel tube(s) is acceptable. Spin down and send 0.5 mL of serum ambient in a plastic vial. Note: Overnight fasting is preferred. | 0.2 mL |  | Yo Ab, IFA:Negative Purkinje cells cytoplasmic antibody (Yo) can be found in approximately 50% of patients with paraneoplastic cerebellar degeneration (PCD). The presence of Yo antibody strongly suggests underlying gynecological cancer primarily of ovarian or breast origin. A negative assay for Yo antibody does not exclude the possibility of a malignant tumor. |  |  |  |  | 4 to 12 days |  | This test was developed and its performance characteristics have been determined by Quest Diagnostics Nichols Institute, San Juan Capistrano. It has not been cleared or approved by the U.S. Food and Drug Administration. The FDA has determined that such clearance or approval is not necessary. Performance characteristics refer to the analytical performance of the test. | 86255-Screen84181-Western Blot with interpretation and report (if appropriate)86256-Titer, each antibody (if appropriate) | Yo Ab Scr. w/Reflex to Titer and WB | 14249-7 | Z3692 | Yo Ab, IFA | 14249-7
FYOG | Yogurt (Lactobacillus bulgaricus) IgE |  | Enzyme Immunoassay (EIA) | Yes | Yogurt IgE | Serum | Specimen Type:Serum Container/Tube:Red or SST Specimen Volume:0.5 mL Collection Instructions:Draw blood in a plain red-top tube(s), serum gel tube(s) is acceptable. Spin down and send 0.5 mL of serum refrigerated in a plastic vial. | 0.5 mL |  | <0.35 kU/L | Class IgE (kU/L) Comment 0 <0.35 Below Detection 1 0.35-0.69 Low Positive 2 0.70-3.49 Moderate Positive 3 3.50-17.49 Positive 4 17.50-49.99 Strong Positive 5 >49.99 Very Strong Positive |  |  | The conventional EIA uses allergen-coated discs from several suppliers and an enzyme-labeled anti-IgE. | 2 to 3 days |  | This test was developed and its performance characteristics determined by Eurofins Viracor. It has not been cleared or approved by the U.S. Food and Drug Administration. | 86003 | Yogurt IgE | 7787-5 | Z3869 | CLASS | 102848-9
BTB46 | ZBTB46 Immunostain, Technical Component Only | Identification of dendritic cells and classification of histiocytic disorders | Immunohistochemistry (IHC) | Yes | ZBTB46 IHC, Tech Only | For the initial technical component only immunohistochemical (IHC) stain performed, the appropriate bill-only test ID will be reflexed and charged (IHTOI). For each additional technical component only IHC stain performed, an additional bill-only test ID will be reflexed and charged (IHTOA). | Supplies:Immunostain Technical Only Envelope (T693) Specimen Type:Tissue Container/Tube:Immunostain Technical Only Envelope Preferred:2 Unstained positively charged glass slide (25- x 75- x 1-mm) per test ordered; sections 4-microns thick. Acceptable:Formalin-fixed, paraffin-embedded tissue block |  | Zinc finger and BTB domain-containing protein 46 (ZBTB46) is a transcription factor expressed by classical dendritic cells and committed dendritic cell precursors. Expression of ZBTB46 differentiates histiocytic disorders such as Langerhans cell histiocytosis, histiocytic sarcoma, and indeterminate cell histiocytosis from Rosai-Dorfman and Erdheim-Chester disease. |  | This test does not include pathologist interpretation, only technical performance of the stain. If interpretation is required, order PATHC / Pathology Consultation for a full diagnostic evaluation or second opinion of the case. The positive and negative controls are verified as showing appropriate immunoreactivity. If a control tissue is not included on the slide, a scanned image of the relevant quality control tissue is available upon request; call 855-516-8404. Interpretation of this test should be performed in the context of the patient's clinical history and other diagnostic tests by a qualified pathologist. | Age of a cut paraffin section can affect immunoreactivity. Stability thresholds vary widely among published literature and are antigen dependent. Best practice is for paraffin sections to be cut within 6 weeks. | 1. Reizis B. Classical dendritic cells as a unique immune cell lineage. J Exp Med. 2012 209(6):1053-1056 2. Satpathy AT, Wumesh KC, Albring JC, et al. Zbtb46 expression distinguishes classical dendritic cells and their committed progenitors from other immune lineages. J Exp Med. 2012 209(6):1135-1152 3.Meredith MM, Liu K, Darrasse-Jeze G, et al. Expression of the zinc finger transcription factor zDC (Zbtb46, Btbd4) defines the classical dendritic cell lineage.J Exp Med. 2012 209(6):1156-1165 4.Satpathy AT, Brown RA, Gomulia E, et al. Expression of the transcription factor ZBTB46 distinguishes human histiocytic disorders of classical dendritic cell origin. Mod Path. 2018 31:1479-1486 5. Magaki S, Hojat SA, Wei B, So A, Yong WH. An introduction to the performance of immunohistochemistry. Methods Mol Biol. 2019;1897:289-298. doi:10.1007/978-1-4939-8935-5_25 | Immunohistochemistry on sections of paraffin-embedded tissue.(Unpublished Mayo method) | 1 to 3 days | Until staining is complete | This test has been cleared, approved, or is exempt by the US Food and Drug Administration and is used per manufacturer's instructions. Performance characteristics were verified by Mayo Clinic in a manner consistent with CLIA requirements. | 88342-TC, primary88341-TC, if additional IHC | ZBTB46 IHC, Tech Only | Order only;no result | 605255 | ZBTB46 IHC, Tech Only | Bill only; no result
VZIKM | Zika Virus, IgM Antibody Capture ELISA, Serum | Screening for the presence of IgM-class antibodies to Zika virus This test isnot intended formedical-legal use. This test isnotrecommended forasymptomatic couples attempting conception. | IgM Antibody Capture Enzyme-Linked Immunosorbent Assay (MAC-ELISA) | Yes | Zika Virus MAC-ELISA, IgM, S | For more information see: | Collection Container/Tube: Preferred:Serum gel Acceptable:Red top Submission Container/Tube:Plastic vial Specimen Volume:1 mL Collection Instructions: 1. Allow blood to clot at room temperature (20-25 degrees C) for 30 to 60 minutes, then centrifuge and aliquot serum into plastic vial. 2. Send serum specimen frozen. | 0.8 mL | Zika virus is an RNA virus in the genusFlavivirusand is primarily transmitted through the bite of an infectedAedesspeciesmosquito. Other means of transmission include through transfusion of blood and blood products, sexually through genital secretions, perinatally, vertically from mother to fetus, and potentially through contact with other body secretions such as tears and sweat. Historically, most cases of Zika virus infection have occurred in parts of Africa and South-East Asia. However, Zika virus emerged in South America in early 2015 and is now endemic in over 50 countries in South, Central, and North America, including in several US territories and focal regions of the southern United States. The majority (approximately 80%) of individuals infected with Zika virus are asymptomatic. Among symptomatic patients, fever, headache, retro-orbital pain, conjunctivitis, maculopapular rash, myalgias, and arthralgias are commonly reported. Notably, these symptoms are not distinct and can be seen with other emerging arboviruses, including dengue and chikungunya. Therefore, diagnostic testing for each of these viruses is recommended in patients returning for areas where these viruses cocirculate. Intrauterine or prenatal infection with Zika virus has been causally linked to development of microcephaly, with the greatest risk for fetal abnormality occurring if the infection is acquired during the first trimester. Finally, Zika virus has also been associated with development of Guillain-Barre syndrome. A number of Zika virus serologic and nucleic acid amplification tests have received emergency use authorization through the US Food and Drug Administration. The recommended tests vary by the patient's symptoms, course of illness, and whether the patient is pregnant. The most up-to-date information regarding Centers for Disease Control and Prevention testing guidelines is available at www.cdc.gov/zika/index.html. These guidelines are reflected inAssessment for Zika Virus Infection. Zika virus testing isnotrecommendedfor asymptomatic couples attempting conception, given the potential for false-positive and false-negative results. Additionally, it is well established the Zika virus may remain in reproductive fluids, despite negative serologic and molecular test results in blood and urine. | Negative | SeeAssessment for Zika Virus Infectionfor a review of the recommended testing and interpretation of results. For the most recent Centers for Disease Control and Prevention guidelines for Zika virus testing visitwww.cdc.gov/zika/index.html Presumptive Zika Positive: IgM-class antibodies to Zika virus (ZIKV) detected. This is a preliminary result and does not confirm evidence of ZIKV infection. Confirmatory testing may be required as determined by your local health department. False-positive results may occur in patients with other current or prior flavivirus infections (eg, dengue virus). For patients with less than 7 days of symptoms or last possible exposure to ZIKV, reverse transcription polymerase chain reaction (RT-PCR) for ZIKV on serum and urine is recommended. A positive ZIKV RT-PCR result on either specimen is confirmatory for ZIKV infection. Other Flavivirus Positive: Antibodies to a flavivirus, not ZIKV, were detected. Consider targeted testing for IgM-class antibodies to dengue and/or West Nile viruses as appropriate, taking into consideration patient exposure and presentation. Negative: No evidence of IgM-class antibodies to ZIKV. For specimens collected less than 7 days post symptom onset or possible ZIKV exposure, RT-PCR for ZIKV on serum and urine to exclude a false-negative ZIKV IgM result is recommended. For symptomatic patients with travel to dengue endemic areas, testing for IgM antibodies to dengue virus is also recommended. | A presumptive positive result by this test only suggests infection with Zika virus. This result should not be considered as diagnostic for Zika virus infection. False-positive results may occur in patients infected with other, closely related flaviviruses, including dengue virus, or in patients who have been vaccinated against yellow fever virus. Only limited evaluation of cross-reactivity with flaviviruses or arboviruses has been conducted. Therefore, confirmatory testing of presumptive or possible positive samples may be required and should be performed as determined by the local health department. Evaluation of sample by reverse transcription polymerase chain reaction for Zika virus may also be warranted. False-negative results can arise from specimen collection prior to development of an IgM antibody response (less than 4 days post-symptom onset) or after IgM levels have decreased below detectable levels. Negative results from at-risk individuals who are immunosuppressed should be interpreted with caution. Negative results do not preclude infection with Zika virus and should not be used as the sole basis of patient treatment or management decisions. All results should be interpreted by a trained professional in conjunction with review of the patient's exposure history and clinical signs and symptoms. Zika and dengue virus infections presents with symptoms similar to other arboviruses that cocirculate in areas where Zika virus is currently endemic. Diagnostic testing to rule out these infections (eg, chikungunya) and other similar presenting infection should be considered. Testing of asymptomatic pregnant women with possible exposure, but without ongoing exposure to Zika virus, is not routinely recommended. | 1. Oduyebo T, Polen KD, Walke HT, et al. Update: Interim guidance for health care providers caring for pregnant women with possible Zika virus exposure-United States (Including U.S. Territories), July 2017. MMWR Morb Mortal Wkly Rep. 2017;66(29):781-793 2. Waggoner JJ, Pinsky BA. Zika virus: Diagnostics for an emerging pandemic threat. J Clin Microbiol. 2016;54(4):860-867 3. Theel ES, Hata DJ. Diagnostic testing for Zika virus: a post outbreak update. J Clin Microbiol. 2018;56(4):e01972-17. doi:10.1128/JCM.01972-17 | The ZIKV Detect 2.0 IgM Capture enzyme-linked immunosorbent assay (ELISA) is for the detection of human IgM antibodies targeting the Zika virus (ZIKV) envelope glycoproteins. Polystyrene microtiter wells are precoated with polyclonal capture antibodies against human IgM. Positive control, negative control, and patient serum samples are diluted into a sample dilution buffer and then added to the ELISA plate in appropriate locations. After incubation and washing, a subsequent ready-to-use (RTU) ZIKV antigen (Zika Ag), a cross-reactive control antigen, and a normal cell antigen are added separately to each corresponding well. After incubation and washing, a RTU secondary antibody solution is added to each well. After a subsequent incubation and wash steps, an enzyme conjugate solution comprising horseradish peroxidase-labeled antimouse antibody is added to each well. After washing, wells are incubated with a tetramethylbenzidine substrate. An acidic stop solution is then added, and the degree of enzymatic turnover is determined by the absorbance (optical density) measurement at 450 nanometers. If human IgM antibodies targeting the ZIKV envelope glycoproteins are present, a complex is formed consisting of the IgM, antigen, secondary antibody, and conjugate. If IgM antibodies targeting the ZIKV envelope glycoproteins are not present, then the antigen, antibody, and conjugate are washed away.(Package insert: InBios ZIKV Detect 2.0 IgM Capture ELISA. InBios International, Inc; 09/23/2021) | Same day/1 to 14 days | 90 days | This test has been cleared, approved, or is exempt by the US Food and Drug Administration and is used per manufacturer's instructions. Performance characteristics were verified by Mayo Clinic in a manner consistent with CLIA requirements. | 86794 | Zika Virus MAC-ELISA, IgM, S | 80824-6 | VZIKM | Zika Virus MAC-ELISA, IgM, S | 80824-6
VZIKU | Zika Virus, PCR, Molecular Detection, Random, Urine | Qualitative detection of Zika virus RNA in paired urine and serum from individuals meetingthe Centers of Disease Control and PreventionZika virus clinical or epidemiologic criteria | Real-Time Reverse Transcription Polymerase Chain Reaction (RT-PCR)/DNA Probe Hybridization | Yes | Zika Virus PCR, Urine | Due to US Food and Drug Administration requirements,urine specimens must be tested in conjunction with a paired serum specimen. See Additional Testing Requirements | Container/Tube:Sterile container Specimen Volume:1 mL Collection Instructions: 1.Collect random urine in a sterile container. 2. Label specimen as urine. | 0.3 mL | Zika virus is an RNA virus in the genusFlavivirusand is primarily transmitted through the bite of an infectedAedesspeciesmosquito. Other means of transmission include through transfusion of blood and blood products, sexually through genital secretions, perinatally, vertically from mother to fetus, and, potentially, through contact with other body secretions, such as tears and sweat. Historically, most cases of Zika virus infection have occurred in parts of Africa and Southeast Asia. However, Zika virus emerged in South America in early 2015 and is now endemic in over 50 countries in South, Central, and North America, including in several US territories and focal regions of the southern United States. The majority (approximately 80%) of individuals infected with Zika virus are asymptomatic. Fever, headache, retro-orbital pain, conjunctivitis, maculopapular rash, myalgias and arthralgias are commonly reported among symptomatic patients. Notably, these symptoms are not distinct and can be seen with other emerging arboviruses, including dengue and chikungunya. Therefore, diagnostic testing for each of these viruses is recommended in patients returning form areas where these viruses cocirculate. Intrauterine or prenatal infection with Zika virus has been causally linked to development of microcephaly, with the greatest risk for fetal abnormality occurring if the infection is acquired during the first trimester. Finally, Zika virus has also been associated with development of Guillain-Barre syndrome. A number of Zika virus serologic and nucleic acid amplification tests have received emergency use authorization (EUA) through the US Food and Drug Administration. The recommended tests vary by the patient's symptoms, course of illness, and whether or not the patient is pregnant. For the most up-to-date information regarding the Centers of Disease Control and Prevention testing guidelines visit www.cdc.gov/zika/. These guidelines are reflected inAssessment for Zika Virus Infection. Zika virus testing isnotrecommendedfor asymptomatic couples attempting conception, given the potential for false-positive and false-negative results. Additionally, it is well established the Zika virus may remain in reproductive fluids despite negative serologic and molecular test results in blood and urine. | Negative Reference values apply to all ages. | A positive test result indicates the presence of Zika virus RNA in the specimen. The FDA requires that urine specimens be tested in conjunction with a paired serum specimen. However, a positive result in either specimen is consistent with recent infection. A negative test result with a positive internal control indicates that Zika virus RNA is not detectable in the specimen. A negative test result with a negative internal control is considered evidence of polymerase chain reaction inhibition or reagent failure. A new specimen should be collected for testing if clinically indicated. | Assay is for in vitrodiagnostic use under the Food and Drug Administration (FDA) Emergency Use Authorization (EUA) only. Negative Zika virus reverse transcription polymerase chain reaction results do not preclude infection with Zika virus and should not be used as the sole basis for patient treatment or management decisions. All results should be interpreted by a trained professional in conjunction with review of the patient's exposure history and clinical signs and symptoms. False-negative results may arise from degradation of Zika virus RNA during incorrect shipping or storage, and specimen collection after the period that Zika virus RNA is typically found in the patient (7 days-sera or 14 days-urine after onset of symptoms). | 1. Oduyebo T, Igbinosa I, Petersen EE, et al: Update: Interim guidance for health care providers caring for women of reproductive age with possible Zika virus exposure-United States, July 2016. MMWR Morb Mortal Wkly Rep. 2016 Jul 25;65(29):739-744 2. US Food and Drug Administration. Emergency Use Authorizations (Medical Devices). Available at www.fda.gov/MedicalDevices/Safety/EmergencySituations/ucm161496.htm 3. Waggoner JJ, Pinsky BA: Zika virus: Diagnostics for an emerging pandemic threat. J Clin Microbiol. 2016 Apr;54(4):860-867 | The RealStar Zika Virus RT-PCR Kit by Altona Diagnosticsis a TaqMan assay employing a reverse transcriptase (RT) reaction to convert RNA to complementary DNA, followed by polymerase chain reaction (PCR) amplification of specific target sequences and detection by target specific probes. Probes specific for Zika RNA are labelled with the fluorophore FAM. The kit also contains an internal control labeled with the fluorophore JOE. The internal control is added to the nucleic acid extraction procedure and undergoes RT and amplification in parallel to Zika virus-specific RNA that may be present in patient specimens. The different dye-labeled probes allow detection of Zika virus and the internal control simultaneously in corresponding detector channels of the LC 480 instrument.The test can be completed within 120 minutes following RNA extraction and iscompleted in a closed system.(Package insert: RealStar Zika Virus RT-PCR Kit US. Altona Diagnostics; Version 1.1, 03/2017) | Same day/1 to 5 days | 7 days | This test has received Emergency Use Authorization (EUA) by the US Food and Drug Administration and is used per manufacturer’s instructions. Performance characteristics were verified by Mayo Clinic in a manner consistent with CLIA requirements. | 87662 | Zika Virus PCR, Urine | 85623-7 | 619459 | Zika Urine PCR Interpretation | 69048-7
VZIKS | Zika Virus, PCR, Molecular Detection, Serum | Qualitative detection of Zika virus RNA in serum from individuals meeting the Centers of Disease Control and Prevention Zika virus clinical or epidemiologic criteria | Real-Time Reverse Transcription Polymerase Chain Reaction (RT-PCR)/DNA Probe Hybridization | Yes | Zika Virus PCR, Serum | The following algorithms are available: | Collection Container/Tube: Preferred:Serum gel Acceptable:Red top Submission Container:Sterile container Specimen Volume:0.5 mL Collection Instructions: 1. Collect whole blood in a serum gel tube. 2. Centrifuge and aliquot the serum into a sterile container within 6 hours of collection. 3. Label specimen as serum. | 0.25 mL | Zika virus is an RNA virus in the genusFlavivirusand is primarily transmitted through the bite of an infectedAedesspeciesmosquito. Other means of transmission include through transfusion of blood and blood products, sexually through genital secretions, perinatally, vertically from mother to fetus, and, potentially, through contact with other body secretions, such as tears and sweat. Historically, most cases of Zika virus infection have occurred in parts of Africa and Southeast Asia. However, Zika virus emerged in South America in early 2015 and is now endemic in over 50 countries in South, Central, and North America, including in several US territories and focal regions of the southern United States. The majority (approximately 80%) of individuals infected with Zika virus are asymptomatic. Fever, headache, retro-orbital pain, conjunctivitis, maculopapular rash, myalgias, and arthralgias are commonly reported among symptomatic patients. Notably, these symptoms are not distinct and can be seen with other emerging arboviruses, including dengue and chikungunya. Therefore, diagnostic testing for each of these viruses is recommended in patients returning form areas where these viruses cocirculate. Intrauterine or prenatal infection with Zika virus has been causally linked to development of microcephaly, with the greatest risk for fetal abnormality occurring if the infection is acquired during the first trimester. Finally, Zika virus has also been associated with development of Guillain-Barre syndrome. A number of Zika virus serologic and nucleic acid amplification tests have received emergency use authorization through the US Food and Drug Administration. The recommended tests vary by the patient's symptoms, course of illness, and whether or not the patient is pregnant. For the most up-to-date information regarding the Centers of Disease Control and Prevention testing guidelines, visit www.cdc.gov/zika/. These guidelines are reflected inAssessment for Zika Virus Infection. Zika virus testing isnotrecommendedfor asymptomatic couples attempting conception, given the potential for false-positive and false-negative results. Additionally, it is well established the Zika virus may remain in reproductive fluids despite negative serologic and molecular test results in blood and urine. | Negative Reference values apply to all ages. | A positive test result indicates the presence of Zika virus RNA in the specimen. A negative test result with a positive internal control indicates that Zika virus RNA is not detectable in the specimen. A negative test result with a negative internal control is considered evidence of polymerase chain reaction inhibition or reagent failure. A new specimen should be collected for testing if clinically indicated. | This assay is for in vitrodiagnostic use under the US Food and Drug Administration emergency use authorization only. Negative Zika virus reverse transcription polymerase chain reaction results do not preclude infection with Zika virus and should not be used as the sole basis for patient treatment or management decisions. All results should be interpreted by a trained professional in conjunction with review of the patient's exposure history and clinical signs and symptoms. False-negative results may arise from degradation of Zika virus RNA during incorrect shipping or storage and specimen collection after the period that Zika virus RNA is typically found in the patient (7 days after onset of symptoms). | 1. Oduyebo T, Igbinosa I, Petersen EE, et al: Update: Interim guidance for health care providers caring for women of reproductive age with possible Zika virus exposure-United States, July 2016. MMWRMorb Mortal Wkly Rep. 2016 Jul 25;65(29):739-744 2. United States Food and Drug Administration. Emergency Use Authorizations (Medical Devices). Updated September 7, 2022. Accessed January 3, 2022. Available at www.fda.gov/MedicalDevices/Safety/EmergencySituations/ucm161496.htm 3. Waggoner JJ, Pinsky BA: Zika Virus: Diagnostics for an emerging pandemic threat. J Clin Microbiol. 2016 Apr;54(4):860-867 | The RealStar Zika Virus RT-PCR Kit by Altona Diagnostics is a TaqMan assay employing a reverse transcriptase (RT) reaction to convert RNA to complementary DNA, followed by polymerase chain reaction (PCR) amplification of specific target sequences and detection by target specific probes. Probes specific for Zika RNA are labeled with the fluorophore FAM. The kit also contains an internal control labeled with the fluorophore JOE. The internal control is added to the nucleic acid extraction procedure and undergoes RT and amplification in parallel to Zika virus-specific RNA that may be present in patient specimens. The different dye-labeled probes allow detection of Zika virus and the internal control simultaneously in corresponding detector channels of the LC 480 instrument. The test can be completed within 120 minutes following RNA extraction and is completed in a closed system.(Package insert: RealStar Zika Virus RT-PCR Kit US. Altona Diagnostics; Version 1.1, 03/2017) | Same day/1 to 5 days | 7 days | This test has received Emergency Use Authorization (EUA) by the US Food and Drug Administration and is used per manufacturer’s instructions. Performance characteristics were verified by Mayo Clinic in a manner consistent with CLIA requirements. | 87662 | Zika Virus PCR, Serum | 85622-9 | 619457 | Zika Serum PCR Interpretation | 69048-7
EZNT8 | Zinc Transporter 8 (ZnT8) Antibody, Serum | Clinical distinction of type 1 from type 2 diabetes mellitus Identification of individuals at risk of type 1 diabetes (including high-risk relatives of patients with diabetes, and those with gestational diabetes) Prediction of future need for insulin treatment in adult-onset diabetic patients | Enzyme-Linked Immunosorbent Assay (ELISA) | Yes | ZnT8 Ab, S | Serum | Collection Container/Tube: Preferred:Red top Acceptable:Serum gel Submission Container/Tube:Plastic vial Specimen Volume:2 mL Collection Instructions:Centrifuge and aliquot serum into a plastic vial. | 1 mL | Islet cell autoantibodies have been known to be associated with type 1 diabetes mellitus since the 1970s.(1) Since 1988, several autoantigens against which islet antibodies are directed have been identified. These include the insulinoma-associated protein 2 (IA-2), glutamic acid decarboxylase 65 (GAD65), insulin, and, most recently, the zinc transporter ZnT8. Only 4% to 7% of patients with type 1 diabetes are autoantibody negative, fewer than 10% have only 1 marker, and around 70% have 3 or 4 markers. These findings have been confirmed in multiple specialty laboratories internationally. One or more of these autoantibodies are detected in 93% to 96% of patients with type 1 diabetes, both adults and children. These antibodies are also detectable in relatives of type 1 diabetic patients at risk for developing diabetes, before clinical onset. Because of symptom-onset in adulthood, societal obesity, and initial insulin-independence, some patients with type 1 diabetes are initially diagnosed as having type 2 diabetes,. These patients with either "latent autoimmune diabetes in adulthood" or type 1 diabetes mellitus, may be distinguished from those patients with type 2 diabetes by detection of 1 or more islet autoantibodies, including ZnT8 antibody.(2-5) Patients with gestational diabetes can also be stratified for future diabetes risk by detection of 1 or more islet autoantibodies (including ZnT8 antibody). | <15.0 U/mL | Seropositivity for ZnT8 autoantibody (> or =15 IU/mL) is supportive of: -A diagnosis of type 1 diabetes -A high risk for future development of diabetes -A current or future need for insulin therapy in patients with diabetes | Negative results do not exclude the diagnosis of or future risk for type 1 diabetes mellitus. The risk of developing type 1 diabetes may be stratified further by testing for: 1) antibodies targeting insulin, IA2, and GAD65 and 2) HLA genetic markers. Careful monitoring of hyperglycemia is the mainstay of determining the requirement for insulin therapy | 1. Bingley PJ: Clinical applications of diabetes antibody testing. J Clin Endocrinol Metab 2010;95:25-33 2. Andersson C, Vaziri-Sani F, Delli A, et al: Triple specificity of ZnT8 autoantibodies in relation to HLA and other islet autoantibodies in childhood and adolescent type 1 diabetes. Pediatr Diabetes 2013;14:97-105 3. Dereke J, Nilsson C, Landin-Olsson M, Hillman M: Prevalence of zinc transporter 8 antibodies in gestational diabetes mellitus. Diabet Med 2012;29:e436-439 4. Gorus FK, Balti EV, Vermeulen I, et al: Screening for insulinoma antigen 2 and zinc transporter 8 autoantibodies: a cost-effective and age-independent strategy to identify rapid progressors to clinical onset among relatives of type 1 diabetic patients. Clin Exp Immunol 2013;171:82-90 5. Petruzelkova L, Ananieva-Jordanova R, Vcelakova J, et al:The dynamic changes of zinc transporter 8 autoantibodies in Czech children from the onset of Type 1 diabetes mellitus. Diabet Med 2014;31:165-171 | Zinc Transporter 8 (ZnT8) antibodiesare principally directed against the C terminal domain of ZnT8. The ZnT8 autoantibody ELISA is based on the bridging principle that employs the ability of divalent ZnT8 autoantibodies to bind to ZnT8 coated on to the plate well with one arm, and to liquid ZnT8-biotin with the other arm. Calibrators or undiluted serum samples in duplicate are added to ZnT- coated plate wells and incubated overnight. ZnT8-biotin is added to each well and plate. After another incubation, aspiration, and wash, streptavidin-peroxidase is added to each well. Another incubation, aspiration, and wash are performed and peroxidase substrate is added. After a final incubation, 0.5 mol/L H2S04 stop solution is added to each well. Absorbance is measured at 450 nm, blanked against wells containing peroxidase substrate and H2S04 only. | 3 to 7 days |  | This test has been modified from the manufacturer's instructions. Its performance characteristics were determined by Mayo Clinic in a manner consistent with CLIA requirements. This test has not been cleared or approved by the US Food and Drug Administration. | 86341 | ZnT8 Ab, S | 76651-9 | 64926 | ZnT8 Ab, S | 76651-9
ZNU | Zinc, 24 Hour, Urine | Identifying the cause of abnormal serum zinc concentrations using a 24-hour urine specimen | Triple-Quadrupole Inductively-Coupled Plasma Mass Spectrometry (ICP-MS/MS) | Yes | Zinc, 24 Hr, U | Urine | Patient Preparation:High concentrations of barium are known to interfere with this test. If barium-containing contrast media has been administered, the specimen should not be collected for at least 96 hours. Supplies:Urine Tubes, 10 mL (T068) Collection Container/Tube:Clean, plastic urine collection container with no metal cap or glued insert Submission Container/Tube:Plastic urine tube or clean, plastic aliquot container with no metal cap or glued insert Specimen Volume:10 mL Collection Instructions: 1. Collect urine for 24 hours. 2. Refrigerate specimen within 4 hours of completion of 24-hour collection. 3. SeeMetals Analysis Specimen Collection and Transportfor complete instructions. Additional Information:SeeUrine Preservatives-Collection and Transportation for 24-Hour Urine Specimensfor multiple collections. | 0.4 mL | Zinc is an essential element; it is a critical cofactor for carbonic anhydrase, alkaline phosphatase, RNA and DNA polymerases, alcohol dehydrogenase, and many other physiologically important proteins. Zinc is a key element required for active wound healing. Zinc depletion occurs because it is either not absorbed from the diet (excess copper or iron interfere with absorption) or lost after absorption. Dietary deficiency may be due to absence (parenteral nutrition), or because the zinc in the diet is bound to fiber and not available for absorption. Once absorbed, the most common route of loss is via exudates from open wounds, such as third-degree burns, or gastrointestinal loss as in colitis. Hepatic cirrhosis also causes excess loss of zinc by enhancing renal excretion. The peptidase, kinase, and phosphorylase enzymes are most sensitive to zinc depletion. Zinc excess is not of major clinical concern. The popular American habit of taking megavitamins (containing huge doses of zinc) produces no direct toxicity problems. Much of this zinc passes through the gastrointestinal tract and is excreted in the feces. The excess fraction that is absorbed is excreted in the urine. The only known effect of excessive zinc ingestion relates to the fact that zinc interferes with copper absorption, which can lead to hypocupremia. | 0-17 years: Not established > or =18 years: 109-1,476 mcg/24 h | Fecal excretion of zinc is the dominant route of elimination. Renal excretion is a minor, secondary elimination pathway. Normal daily excretion of zinc in the urine is in the range of 20 to 967 mcg/24 h. High urine zinc associated with low serum zinc may be caused by hepatic cirrhosis, neoplastic disease, or increased catabolism. High urine zinc with normal or elevated serum zinc indicates a large dietary source, usually in the form of high-dose vitamins. Low urine zinc with low serum zinc may be caused by dietary deficiency or loss through exudation common in burn patients and those with gastrointestinal losses. | No significant cautionary statements | 1. Sata F, Araki S, Murata K, Aono H. Behavior of heavy metals in human urine and blood following calcium disodium ethylenediamine tetraacetate injection: observations in heavy metal workers. J Toxicol Environ Health A. 1998;54(3):167-178 2. Afridi HI, Kazi TG, Kazi NG, et al. Evaluation of cadmium, lead, nickel and zinc status in biological samples of smokers and nonsmokers hypertensive patients. J Hum Hypertens. 2010;24(1):34-43 3. Zorbas YG, Kakuris KK, Neofitov IA, Afoninos NI. Zinc utilization in zinc-supplemented and -unsupplemented healthy subjects during and after prolonged hypokinesia. Tr Elem Electro. 2008;25(2):60-68 4. Rifai N, Horwath AR, Wittwer CT, eds. Tietz Textbook of Clinical Chemistry and Molecular Diagnostics. 6th ed. Elsevier; 2018 | The metal of interest is analyzed by triple-quadrupole inductively-coupled plasma mass spectrometry.(Unpublished Mayo method) | 2 to 5 days | 14 days | This test was developed and its performance characteristics determined by Mayo Clinic in a manner consistent with CLIA requirements. It has not been cleared or approved by the US Food and Drug Administration. | 84630 | Zinc, 24 Hr, U | 5765-3 | VL5 | Urine Volume | 3167-4
ZN_S | Zinc, Serum | Detecting zinc deficiency | Dynamic Reaction Cell-Inductively Coupled Plasma-Mass Spectrometry (DRC-ICP-MS) | Yes | Zinc, S | Serum | Patient Preparation:High concentrations of gadolinium, iodine, and barium are known to interfere with most metal tests. If gadolinium-, iodine, or barium-containing contrast media has been administered, the specimen should not be collected for 96 hours. Supplies: -Metal Free Specimen Vial (T173) -Metal Free B-D Tube (No Additive), 6 mL (T184) Collection Container/Tube:6-mL Plain, royal blue-top Vacutainer plastic trace element blood collection tube Submission Container/Tube:7-mL Mayo metal-free, screw-capped, polypropylene vial Specimen Volume:0.8 mL Collection Instructions: 1. This specimenmust always be drawn first. 2.Do not collect specimen from a line. 3. Allow the specimen to clot for 30 minutes; then centrifuge the specimen to separate serum from the cellular fraction. Serum must be removed from cellular fraction within 4 hours of specimen collection. Avoid hemolysis. 4. Remove the stopper. Carefully pour specimen into a Mayo metal-free, polypropylene vial, avoiding transfer of the cellular components of blood.Do notinsert a pipet into the serum to accomplish transfer, anddo notream the specimen with a wooden stick to assist with serum transfer. 5. SeeMetals Analysis Specimen Collection and Transportfor complete instructions. | 0.2 mL | Zinc is an essential element; it is a critical cofactor for carbonic anhydrase, alkaline phosphatase, RNA and DNA polymerases, alcohol dehydrogenase, and many other physiologically important proteins. The peptidases, kinases, and phosphorylases are most sensitive to zinc depletion. Zinc is a key element required for active wound healing. Zinc depletion occurs because it is either not absorbed from the diet (excess copper or iron interfere with absorption) or lost after absorption. Dietary deficiency may be due to absence (parenteral nutrition) or because the zinc in the diet is bound to phytate (fiber) and not available for absorption. Excess copper and iron in the diet (eg, iron supplements) interfere with zinc uptake. Once absorbed, the most common route of loss is via exudates from open wounds or gastrointestinal loss. Zinc depletion occurs in burn patients who lose zinc in the exudates from their burn sites. Hepatic cirrhosis causes excess loss of zinc by enhancing kidney excretion. Other diseases that cause low serum zinc are ulcerative colitis, Crohn disease, regional enteritis, sprue, intestinal bypass, neoplastic disease, and increased catabolism induced by anabolic steroids. The conditions of anorexia and starvation also result in low zinc levels. Zinc excess is not of major clinical concern. The popular American habit of taking mega-vitamins (containing huge doses of zinc) produces no direct toxicity problems. Much of this zinc passes through the gastrointestinal tract and is excreted in the feces. The excess fraction that is absorbed is excreted in the urine. The only known effect of excessive zinc ingestion relates to the fact that zinc interferes with copper absorption, which can lead to hypocupremia. | 0-10 years: 60-120 mcg/dL 11-17 years: 66-110 mcg/dL > or =18 years: 60-106 mcg/dL | Normal serum zinc levels are from 66 to 106 mcg/dL in adults. Burn patients with acrodermatitis may have zinc levels as low as 40 mcg/dL; these patients respond quickly to zinc supplementation. An elevated serum zinc concentration is of minimal clinical interest. | Hemolyzed specimens will cause false elevation of serum zinc levels. Specimens collected through a vascular line may falsely increase the zinc level. Consider recollection by venipuncture if clinically indicated. It is essential that the specimen is collected following the trace metals collection procedure, seeMetals Analysis Specimen Collection and Transport. | 1. Tucker SB, Schroeter AL, Brown PW Jr, McCall JT. Acquired zinc deficiency. Cutaneous manifestations typical of acrodermatitis enteropathica. JAMA. 1976;235(22):2399-2402 2. Skelton JA, Havens PL, Werlin SL. Nutrient deficiencies in tube-fed children. Clin Pediatr. 2006;45(1):37-41 3. Zorbas YG, Kakuris KK, Neofitov IA, Afoninos NI. Zinc utilization in zinc-supplemented and -unsupplemented healthy subjects during and after prolonged hypokinesis. Tr Elem Electro. 2008;25:60-68 4. Ayling RM, Crook M. Nutrition: Laboratory and clinical aspects. In: Rifai N, Chiu RWK, Young I, Burnham CAD, Wittwer CT, eds. Tietz Textbook of Laboratory Medicine. 7th ed. Elsevier; 2023:457-501 | The metal of interest is analyzed by inductively coupled plasma mass spectrometry.(Unpublished Mayo method) | 1 to 3 days | 14 days | This test was developed and its performance characteristics determined by Mayo Clinic in a manner consistent with CLIA requirements. It has not been cleared or approved by the US Food and Drug Administration. | 84630 | Zinc, S | 5763-8 | 7735 | Zinc, S | 5763-8
ZNUCR | Zinc/Creatinine Ratio, Random, Urine | Identifying the cause of abnormal serum zinc concentrations using a random urine specimen | ZNCU: Triple-Quadrupole Inductively-Coupled Plasma Mass Spectrometry (ICP-MS/MS) CRETR: Enzymatic Colorimetric Assay | Yes | Zinc/Creat Ratio, Random, U | Urine | Patient Preparation:High concentrations of barium are known to interfere with most metal tests. If barium-containing contrast media has been administered, the specimen should not be collected for at least 96 hours. Supplies:Urine Tubes, 10 mL (T068) Collection Container/Tube:Clean, plastic urine collection container with no metal cap or glued insert Submission Container/Tube:Plastic urine tube or clean, plastic aliquot container with no metal cap or glued insert Specimen Volume:3 mL Collection Instructions: 1. Collect a random urine specimen. 2. SeeMetals Analysis Specimen Collection and Transportfor complete instructions. | 2 mL | Zinc is an essential element; it is a critical cofactor for carbonic anhydrase, alkaline phosphatase, RNA and DNA polymerases, alcohol dehydrogenase, and many other physiologically important proteins. Zinc is a key element required for active wound healing. Zinc depletion occurs because it is either not absorbed from the diet (excess copper or iron interfere with absorption) or lost after absorption. Dietary deficiency may be due to absence (parenteral nutrition) or because the zinc in the diet is bound to fiber and not available for absorption. Once absorbed, the most common route of loss is via exudates from open wounds, such as third-degree burns, or gastrointestinal loss as in colitis. Hepatic cirrhosis also causes excess loss of zinc by enhancing renal excretion. The peptidase, kinase, and phosphorylase enzymes are most sensitive to zinc depletion. Zinc excess is not of major clinical concern. The popular American habit of taking megavitamins (containing huge doses of zinc) produces no direct toxicity problems. Much of this zinc passes through the gastrointestinal tract and is excreted in the feces. The excess fraction that is absorbed is excreted in the urine. The only known effect of excessive zinc ingestion relates to the fact that zinc interferes with copper absorption, which can lead to hypocupremia. | ZINC/CREATININE: 0-17 years: Not established > or =18 years: 89-910 mcg/g creatinine CREATITINE: > or =18 years old: 16-326 mg/dL Reference values have not been established for patients who are younger than 18 years. | Fecal excretion of zinc is the dominant route of elimination. Renal excretion is a minor, secondary elimination pathway. Normal daily excretion of zinc in the urine is in the range of 89 to 910 mcg/g creatinine. High urine zinc associated with low serum zinc may be caused by hepatic cirrhosis, neoplastic disease, or increased catabolism. High urine zinc with normal or elevated serum zinc indicates a large dietary source, usually in the form of high-dose vitamins. Low urine zinc with low serum zinc may be caused by dietary deficiency or loss through exudation common in burn patients and those with gastrointestinal losses. | No significant cautionary statements | 1. Sata F, Araki S, Murata K, Aono H. Behaviour of heavy metals in human urine and blood following calcium disodium ethylenediamine tetraacetate injection: observations in heavy metal workers. J Toxicol Environ Health A. 1998;54(3):167-178 2. Afridi HI, Kazi TG, Kazi NG, et al. Evaluation of cadmium, lead, nickel and zinc status in biological samples of smokers and nonsmokers hypertensive patients. J Hum Hypertens. 2010;24(1):34-43 3. Zorbas YG, Kakuris KK, Neofitov IA, Afoninos NI. Zinc utilization in zinc-supplemented and-unsupplemented healthy subjects during and after prolonged hypokinesia. Tr Elem Electro. 2008;25(2):60-68 4. Roohani N, Hurrell R, Kelishadi R, Schulin R. Zinc and its importance for human health: An integrative review. J Res Med Sci. 2013;18(2):144-157 5.Rifai N, Horwath AR, Wittwer CT, eds. Tietz Textbook of Clinical Chemistry and Molecular Diagnostics. 6th ed. Elsevier; 2018 | The metal of interest is analyzed by triple-quadrupole inductively-coupled plasma mass spectrometry.(Unpublished Mayo method) | 2 to 5 days | 14 days | This test was developed and its performance characteristics determined by Mayo Clinic in a manner consistent with CLIA requirements. It has not been cleared or approved by the US Food and Drug Administration. | 8463082570 | Zinc/Creat Ratio, Random, U | 13473-4 | 615260 | Zinc/Creat Ratio, U | 13473-4
ZNCU | Zinc/Creatinine Ratio, Urine | Measurement of zinc concentration as a part of identifying the cause of abnormal serum zinc concentrations using a random urine specimen | Only orderable as part of a profile. For more information see ZNUCR / Zinc/Creatinine Ratio, Random, Urine. Inductively Coupled Plasma Mass Spectrometry (ICP-MS) | Yes | Zinc/Creat Ratio, U | Urine | Only orderable as part of a profile. For more information see ZNUCR / Zinc/Creatinine Ratio, Random, Urine. Patient Preparation:High concentrations of barium are known to interfere with most metal tests. If barium-containing contrast media has been administered, the specimen should not be collected for at least 96 hours. Supplies:Urine Tubes, 10 mL (T068) Collection Container/Tube:Clean, plastic urine collection container with no metal cap or glued insert Submission Container/Tube:Plastic urine tube or clean, plastic aliquot container with no metal cap or glued insert Specimen Volume:3 mL Collection Instructions: 1. Collect a random urine specimen. 2. SeeMetals Analysis Specimen Collection and Transportfor complete instructions. | 2 mL | Zinc is an essential element; it is a critical cofactor for carbonic anhydrase, alkaline phosphatase, RNA and DNA polymerases, alcohol dehydrogenase, and many other physiologically important proteins. Zinc is a key element required for active wound healing. Zinc depletion occurs because it is either not absorbed from the diet (excess copper or iron interfere with absorption) or lost after absorption. Dietary deficiency may be due to absence (parenteral nutrition) or because the zinc in the diet is bound to fiber and not available for absorption. Once absorbed, the most common route of loss is via exudates from open wounds, such as third-degree burns, or gastrointestinal loss as in colitis. Hepatic cirrhosis also causes excess loss of zinc by enhancing renal excretion. The peptidase, kinase, and phosphorylase enzymes are most sensitive to zinc depletion. Zinc excess is not of major clinical concern. The popular American habit of taking megavitamins (containing huge doses of zinc) produces no direct toxicity problems. Much of this zinc passes through the gastrointestinal tract and is excreted in the feces. The excess fraction that is absorbed is excreted in the urine. The only known effect of excessive zinc ingestion relates to the fact that zinc interferes with copper absorption, which can lead to hypocupremia. | Only orderable as part of a profile. For more information see ZNUCR / Zinc/Creatinine Ratio, Random, Urine. Not applicable | Fecal excretion of zinc is the dominant route of elimination. Renal excretion is a minor, secondary elimination pathway. Normal daily excretion of zinc in the urine is in the range of 89 to 910 mcg/g creatinine. High urine zinc associated with low serum zinc may be caused by hepatic cirrhosis, neoplastic disease, or increased catabolism. High urine zinc with normal or elevated serum zinc indicates a large dietary source, usually in the form of high-dose vitamins. Low urine zinc with low serum zinc may be caused by dietary deficiency or loss through exudation common in burn patients and those with gastrointestinal losses. | No significant cautionary statements | 1. Sata F, Araki S, Murata K, Aono H. Behaviour of heavy metals in human urine and blood following calcium disodium ethylenediamine tetraacetate injection: observations in heavy metal workers. J Toxicol Environ Health A. 1998;54(3):167-178 2. Afridi HI, Kazi TG, Kazi NG, et al. Evaluation of cadmium, lead, nickel and zinc status in biological samples of smokers and nonsmokers hypertensive patients. J Hum Hypertens. 2010;24(1):34-43 3. Zorbas YG, Kakuris KK, Neofitov IA, Afoninos NI. Zinc utilization in zinc-supplemented and-unsupplemented healthy subjects during and after prolonged hypokinesia. Tr Elem Electro. 2008;25(2):60-68 4. Roohani N, Hurrell R, Kelishadi R, Schulin R. Zinc and its importance for human health: An integrative review. J Res Med Sci. 2013;18(2):144-157 5.Rifai N, Horwath AR, Wittwer CT, eds. Tietz Textbook of Clinical Chemistry and Molecular Diagnostics. 6th ed. Elsevier; 2018 | The metal of interest is analyzed by inductively coupled plasma mass spectrometry.(Unpublished Mayo method) | 2 to 5 days | 14 days | This test was developed and its performance characteristics determined by Mayo Clinic in a manner consistent with CLIA requirements. It has not been cleared or approved by the US Food and Drug Administration. | 84630 | Zinc/Creat Ratio, U | 13473-4 | 615260 | Zinc/Creat Ratio, U | 13473-4
FZIP | Ziprasidone (Geodone, Zeldox) |  | Liquid Chromatography/Tandem Mass Spectrometry (LC/MS/MS) | Yes | Ziprasidone | Varies | Submit only 1 of the following specimens Plasma Draw blood in a green-top (sodium heparin) tube(s), plasma gel tube is not acceptable. Spin down and send 2 mL sodium heparin plasma refrigerated in a plastic vial. Serum Draw blood in a plain red-top tube(s), serum gel tube is not acceptable. Spin down and send 2 mL of serum refrigerated in a plastic vial. | 0.3 mL |  | Units:ng/mL Expected plasma concentrations in patients taking Recommended Daily Dosages:Up to 220 ng/mL |  |  |  |  | 5 to 9 days |  |  | 80342 | Ziprasidone | 33946-5 | Z2232 | Ziprasidone | 33946-5
FZOLP | Zolpidem (Ambien), serum or plasma |  | Liquid Chromatography/Tandem Mass Spectrometry (LC/MS/MS) | Yes | Zolpidem (Ambien), Serum | Varies | Submit only 1 of the following specimens: Plasma Draw blood in a green-top (sodium heparin) tube(s), plasma gel tube is not acceptable. Spin down and send 2 mL sodium heparin plasma refrigerated in a plastic vial. Serum Draw blood in a plain red-top tube(s), serum gel tube is not acceptable. Spin down and send 2 mL of serum refrigerated in a plastic vial. | 0.25 mL |  | Units:ng/mL Expected hypnotic zolpidem concentrations in patients taking recommended daily dosages: up to 250 ng/mL. Toxic range has not been established. |  |  |  |  | 3 to 7 days |  |  | 80368 | Zolpidem (Ambien), Serum | 6953-4 | Z3322 | Zolpidem, SE | 6953-4
FCDUD | Zolpidem, Umbilical Cord Tissue |  | Only orderable as part of a profile-see FCDSU | Yes | Zolpidem, UC | If appropriate, confirmation testing will be performed at no additional charge. | Only orderable as part of a profile-see FCDSU |  |  | Reporting limit determined each analysis. Units: ng/g Only orderable as part of a profile-see FCDSU | [8 empty] | Zolpidem, UC | 97310-7 | Z6187 | Zolpidem | 97310-7
ZONI | Zonisamide, Serum | Monitoring zonisamide therapy; recommended for all patients to ensure appropriate dosing Assessing medication compliance | Liquid Chromatography Tandem Mass Spectrometry (LC-MS/MS) | Yes | Zonisamide, S | Serum Red | Supplies:Sarstedt Aliquot Tube, 5 mL (T914) Collection Container/Tube:Red top (serum gel/SST isnotacceptable) Submission Container/Tube:Plastic vial Specimen Volume:1 mL Collection Instructions:Centrifuge and aliquot serum into plastic vial within 2 hours of collection. | 0.5 mL | Zonisamide (Zonegran) is approved as adjunctive therapy for partial seizures refractory to therapy with traditional anticonvulsants. Zonisamide is the pharmacologically active agent; its metabolites are not active. Essentially 100% of the zonisamide dose is absorbed. Approximately 88% of circulating zonisamide is bound to erythrocytes. The relationship between the serum level and dose is not linear because erythrocyte-bound zonisamide is inactive and binding varies with blood concentration. Time to peak zonisamide concentration is 2 to 6 hours; time to peak is delayed by coadministration with food to 4 to 6 hours. Zonisamide is metabolized byN-acetyl transferase (NAT1), cytochrome P450 3A4 (CYP3A4), and uridine diphosphate glucuronidation (UDPG). Zonisamide is eliminated in the urine predominantly as the parent drug (35%),N-acetyl zonisamide (15%), and as the glucuronide ester of reduced zonisamide (50%). Coadministration of drugs that affect NAT1, CYP3A4, and UDPG activity, such as phenytoin and carbamazepine, will decrease zonisamide concentration. A typical zonisamide dose administered to an adult is 400 to 600 mg/day, administered in 2 divided doses. The apparent volume of distribution of zonisamide is 1.5 L/kg. Approximately 40% of the zonisamide circulating in the serum is bound to proteins. Zonisamide protein binding is unaffected by other common anticonvulsant drugs. The elimination half-life from plasma is 50 to 60 hours; the elimination half-life from erythrocytes is over 100 hours. Since zonisamide is cleared predominantly by the kidney, the daily dosage of zonisamide given to patients with a creatinine clearance below 20 mL/min should be reduced.(1,2) Serum level monitoring is recommended for all patients to ensure appropriate dosing because: -Patient response correlates with serum level. -Serum level does not correlate with dose because of concentration-dependent erythrocyte binding. -Elimination is affected by coadministration of drugs that affect NAT1, CYP3A4, and UDPG. -Kidney function affects elimination. The most common toxicity associated with excessive serum level is drowsiness. Adverse effects not related to serum level include rash, increased serum creatinine and alkaline phosphatase, kidney stone formation, and bruising. | 10-40 mcg/mL | Steady-state zonisamide concentration in a trough specimen collected just before next dose correlates with patient response but not with dose. Optimal response to zonisamide occurs when trough zonisamide concentration is in the range of 10 to 40 mcg/mL. Peak serum concentration for zonisamide occurs 2 to 6 hours after dose, and time to peak is affected by food intake. Because carbamazepine activates glucuronidation, patients taking carbamazepine concomitantly with zonisamide have significantly lower zonisamide concentrations compared to patients on the same dose not receiving carbamazepine. | Rufinamide is a known interference of this assay. Patients who are coadministered zonisamide and rufinamide may have falsely elevated and uninterpretable zonisamide concentrations reported by this assay. | 1. Milone MC, Shaw LM: Therapeutic drugs and their management. In: Rifai N, Chiu RWK, Young I, Burnham CAD, Wittwer CT, eds. Tietz Textbook of Laboratory Medicine. 7th ed. Elsevier; 2023:420-453 2. Hiemke C, Baumann P, Bergemann N, et al. AGNP consensus guidelines for therapeutic drug monitoring in psychiatry: Update 2011. Pharmacopsychiatry. 2011;44(6):195-235 3. Perucca E. The clinical pharmacokinetics of the new antiepileptic drugs. Epilepsia. 1999;40(Suppl 9):S7-S13. doi: 10.1111/j.1528-1157.1999.tb02088.x 4. Marson AG, Hutton JL, Leach JP, et al. Levetiracetam, oxcarbazepine, remacemide and zonisamide for drug resistant localization-related epilepsy: a systematic review. Epilepsy Res. 2001;46(3):259-270. doi:10.1016/s0920-1211(01)00287-x 5. Benedetti MS. Enzyme introduction and inhibition by new antiepileptic drugs: a review of human studies. Fundam Clin Pharmacol.2000;14(4):301-319. doi:10.1111/j.1472-8206.2000.tb00411.x 6. Kawada K, Itoh A, Kusaka T, et al. Pharmacokinetics of zonisamide in perinatal period. Brain Dev. 2002;24(2):95-97. doi:10.1016/s0387-7604(01)00407-7 | The serum sample is deproteinated with acetonitrile containing the deuterium labeled internal standard. The protein precipitate is centrifuged, and a portion of the supernatant is diluted with mobile phase for detection by tandem mass spectrometry.(Unpublished Mayo method) | Same day/1 to 5 days | 14 days | This test was developed and its performance characteristics determined by Mayo Clinic in a manner consistent with CLIA requirements. It has not been cleared or approved by the US Food and Drug Administration. | 80203 | Zonisamide, S | 29620-2 | 83685 | Zonisamide, S | 29620-2
FZCCE | Zucchini (Cucurbita spp) IgE |  | Enzyme Immunoassay (EIA) | Yes | Zucchini IgE | Serum | Specimen Type:Serum Container/Tube:Red Top Specimen Volume:0.5 mL Collection Instructions:Draw blood in a plain red-top tube(s), serum gel tube(s) is acceptable. Spin down and send 0.5 mL serum refrigerated in a plastic vial. | 0.5 mL |  | <0.35 kU/L | Class IgE (kU/L) Comment 0 <0.35 Below Detection 1 0.35-0.69 Low Positive 2 0.70-3.49 Moderate Positive 3 3.50-17.49 Positive 4 17.50-49.99 Strong Positive 5 >49.99 Very Strong Positive |  |  |  | 4 to 7 days |  | This test was developed and its performance characteristics determined by Eurofins Viracor. It has not been cleared or approved by the U.S. Food and Drug Administration. | 86003 | Zucchini IgE | 7718-0 | Z3123 | Class | 102824-0
MULT | Zygosity Testing (Multiple Births), Varies | Determining genetic risk for an individual whose twin or triplet is affected with a genetic disorder for which a specific genetic test is not available (or such testing is uninformative) Assessment of risks prenatally when one fetus of multiples is known to be affected by a specific disorder Organ or bone marrow transplantation compatibility testing Familial or parental interest | Polymerase Chain Reaction (PCR)/Microsatellite Markers | Yes | Zygosity Testing (Multiple Births) | For prenatal specimens only:If amniotic fluid (nonconfluent cultured cells) is received, amniotic fluid culture/genetic test will be added at an additional charge. If chorionic villus specimen (nonconfluent cultured cells) is received, fibroblast culture for genetic test will be added at an additional charge. | Patient Preparation:A previous bone marrow transplant from an allogenic donor will interfere with testing. For instructions for testing patients who have received a bone marrow transplant, call 800-533-1710. Submit only 1 of the following specimens: Specimen Type:Whole blood Container/Tube:Lavender top (EDTA) or yellow top (ACD) Specimen Volume:3 mL Collection Instructions: 1. Invert several times to mix blood. 2. Send specimen in original tube.Do not aliquot. Specimen Stability Information:Ambient (preferred)/Refrigerated Prenatal Specimens Due to its complexity, consultation with the laboratory is required for all prenatal testing;call 800-533-1710 to speak to a genetic counselor. Specimen Type:Amniotic fluid Container/Tube:Amniotic fluid container Specimen Volume:20 mL Specimen Stability Information:Refrigerated (preferred)/Ambient Additional information: 1. A separate culture charge will be assessed under CULAF / Culture for Genetic Testing, Amniotic Fluid. An additional 2 to 3 weeks is required to culture amniotic fluid before genetic testing can occur. 2. All prenatal specimens must be accompanied by a maternal blood specimen;order MATCC / Maternal Cell Contamination, Molecular Analysis, Varies on the maternal specimen. ? Specimen Type: Chorionic villi Container/Tube:15-mL tube containing 15 mL of transport media Specimen Volume:20 mg Specimen Stability Information:Refrigerated Additional Information: 1. A separate culture charge will be assessed under CULFB / Fibroblast Culture for Biochemical or Molecular Testing. An additional 3 to 4 weeks is required to culture fibroblasts before genetic testing can occur. 2. All prenatal specimens must be accompanied by a maternal blood specimen;order MATCC / Maternal Cell Contamination, Molecular Analysis, Varies on the maternal specimen. Acceptable: Specimen Type:Confluent cultured amniocytes Container/Tube:T-25 flask Specimen Volume:2 Flasks Collection Instructions:Submit confluent cultured amniocytes from another laboratory. Specimen Stability Information:Ambient (preferred)/Refrigerated Additional Information: All prenatal specimens must be accompanied by a maternal blood specimen;order MATCC / Maternal Cell Contamination, Molecular Analysis, Varies on the maternal specimen. | Blood: 0.5 mL Amniotic Fluid: 10 mL Chorionic Villi: 5 mg | Approximately 30% of twins are monozygotic (identical), while 70% are dizygotic (nonidentical or fraternal). Monozygotic twins originate from a single egg and, by definition, have identical DNA markers throughout their genomes. Dizygotic twins, on the other hand, inherit their genetic complement independently from each parent and are no more likely to have genetic material in common than are any other full siblings. Polymorphic DNA markers have been identified. DNA markers are regions of DNA that display normal variability in the type or the number of nucleotide bases at a given location. One class of repetitive DNA that exhibits marked variability is microsatellites. With the use of such markers, it is possible to distinguish one individual from another because of differences detected at these polymorphic loci. Utilizing polymerase chain reaction followed by capillary electrophoresis, the genotypes of a set of twins (triplets, etc) are derived from the analysis of multiple markers. This genotype is compared to those of their parents to determine if the children are mono- or dizygotic. Any differences detected between siblings' microsatellite markers indicate dizygosity. Many disorders are known to occur on a genetic basis though the genes have not been identified for all of them. If one member of a set of twins is diagnosed with a genetic disorder, determination of zygosity, in addition to other testing, may provide additional information regarding risk assessment of unaffected individuals. In addition, zygosity can be useful when evaluating for twin-twin transfusion syndrome during pregnancy or as part of a pre-organ transplant workup for situations where one twin is donating an organ to another twin. | An interpretive report will be provided. | An interpretive report will be provided. | Test results should be interpreted in the context of clinical findings, family history, and other laboratory data. Errors in our interpretation of results may occur if information given is inaccurate or incomplete. This test will detect nonpaternity. Chain of custody documentation is not available. This test is not intended for medico-legal or forensic purposes. Availability of a specimen from all family members (multiples and parents) provides the most accurate results. If parental blood is not available, markers may not be informative. | 1. Appleman Z, Manor M, Magal N, Caspi B, Shohat M, Blickstein I: Prenatal diagnosis of twin zygosity by DNA "fingerprint" analysis. Prenat Diagn. 1994 Apr;14(4):307-309 2. Neitzel H, Digweed M, Nurnberg P, et al: Routine applications of DNA fingerprinting with the oligonucleotide probe (CAC)5/(GTG)5. Clin Genet. 1991 Feb;39(2):97-103 3. Allen RW, Polesky HF: Parentage and Relationship Testing. In: Leonard DGB, ed. Molecular Pathology in Clinical Practice. 2nd ed. Springer International Publishing; 2016:811-821 | Polymerase chain reaction-based assays that recognize highly variable regions of human DNA are used to provide a genotype for multiples and their parents. The number of markers (microsatellites) used is determined on a case-by-case basis to ensure greater than 99.9% predictive value. Calculation of zygosity probability is made using Bayesian analysis.(Unpublished Mayo method) | 5 to 12 days | Whole Blood: 2 weeks (if available) Extracted DNA: 3 months | This test was developed and its performance characteristics determined by Mayo Clinic in a manner consistent with CLIA requirements. It has not been cleared or approved by the US Food and Drug Administration. | 81265-Comparative analysis using Short Tandem Repeat (STR) markers; patient and comparative specimen (eg, pre-transplant recipient and donor germline testing, post-transplant non-hematopoietic recipient germline [eg, buccal swab or other germline tissue sample] and donor testing, twin zygosity testing or maternal cell contamination of fetal cells88233-Tissue culture, skin or solid tissue biopsy (if appropriate)88235-Tissue culture for amniotic fluid (if appropriate)88240-Cryopreservation (if appropriate)81266-Each additional specimen (eg additional cord blood donor, additional fetal samples from different cultures, or additional zygosity in multiple birth pregnancies) (as needed) | Zygosity Testing (Multiple Births) | 55198-6 | 53328 | Released By | 18771-6
DHVD | 1,25-Dihydroxyvitamin D, Serum | As a second-order test in the assessment of vitamin D status, especially in patients with renal disease Investigation of some patients with clinical evidence of vitamin D deficiency (eg, vitamin D-dependent rickets due to hereditary deficiency of renal 1-alpha hydroxylase or end-organ resistance to 1,25-dihydroxyvitamin D) Differential diagnosis of hypercalcemia | Liquid Chromatography Tandem Mass Spectrometry (LC-MS/MS) | Yes | 1,25-Dihydroxyvitamin D, S | Serum | Patient Preparation:Fasting is preferred for 4 hours but not required. Collection Container/Tube: Preferred:Red top Acceptable:Serum gel Submission Container/Tube:Plastic vial Specimen Volume:1.5 mL Collection Instructions:Centrifuge and aliquot serum into a plastic vial. | 0.7 mL | Vitamin D is a generic designation for a group of fat-soluble, structurally similar sterols, which act as hormones. In the presence of renal disease or hypercalcemia, testing of 1,25-dihydroxy vitamin D (DHVD) may be needed to adequately assess vitamin D status. The 25-hydroxyvitamin D (25HDN) test (25HDN / 25-Hydroxyvitamin D2 and D3, Serum) in serum is otherwise the preferred initial test for assessing vitamin D status and most accurately reflects the body's vitamin D stores. Vitamin D compounds in the body are exogenously derived by dietary means from plants as 25-hydroxyvitamin D2 (ergocalciferol or calciferol) or from animal products as 25-hydroxyvitamin D3 (cholecalciferol or calcidiol). Vitamin D may also be endogenously derived by conversion of 7-dihydrocholesterol to 25-hydroxyvitamin D3 in the skin upon ultraviolet exposure. The 25-hydroxyvitamin D is subsequently formed by hydroxylation by CYP2R1 in the liver. 25HDN is a prohormone that represents the main reservoir and transport form of vitamin D, being stored in adipose tissue and tightly bound by a transport protein while in circulation. Biological activity is expressed in the form of DHVD, the active metabolite of 25HDN. 1-Alpha-hydroxylation by CYP27B1 occurs on demand, primarily in the kidneys, under the control of parathyroid hormone (PTH) before expressing biological activity. Like other steroid hormones, DHVD binds to a nuclear receptor, influencing gene transcription patterns in target organs. 25-hydroxyvitamin Dmay also be converted into the inactive metabolite 24,25-dihydroxyvitamin D (24,25D) by alternative hydroxylation byCYP24A1. This process, regulated by PTH, might increase DHVD synthesis at the expense of the alternative CYP24A1 hydroxylation product 24,25D. Inactivation of 25HDN and DHVD byCYP24A1is a crucial process that prevents over production of DHVD and resultant vitamin D toxicity. 1,25-dihydroxy vitamin Dstimulates calcium absorption in the intestine and its production is tightly regulated through concentrations of serum calcium, phosphorus, and PTH. DHVDpromotes intestinal calcium absorption and, in concert withPTH, skeletal calcium deposition or, less commonly, calcium mobilization. Renal calcium and phosphate reabsorption are also promoted, while prepro-PTHmRNA expression in the parathyroid glands is downregulated. The net result is a positive calcium balance, increasing serum calcium and phosphate levels, and falling PTH concentrations. In addition to its effects on calcium and bone metabolism,DHVDregulates the expression of a multitude of genes in many other tissues including immune cells, muscle, vasculature, and reproductive organs. 1,25-dihydroxy vitamin Dlevels are decreased in hypoparathyroidism and in chronic renal failure. DHVD levels may be high in primary hyperparathyroidism and in physiologic hyperparathyroidism secondary to low calcium or vitamin D intake. Some patients with granulomatous diseases (eg, sarcoidosis) and malignancies containing nonregulated 1-alpha hydroxylase in the lesion might have hypercalcemia that appearsvitamin D mediated withnormal or high serum phosphate (hyperphosphatemia) and hypercalcemia (both of which might be severe) in addition tolowPTH and absent parathyroid hormone-related peptide (PTHRP).Assessment of24,25D might also be required in patients with hypercalcemia that does not appear to be driven by PTH or PTHRP and may be helpful in assessment of patients with loss of function inactivatingCYP24A1mutations.Differentialdiagnostic considerations include vitamin D intoxication and CYP24A1 deficiency. | Males: <16 years: 24-86 pg/mL > or =16 years: 18-64 pg/mL Females: <16 years: 24-86 pg/mL > or =16 years: 18-78 pg/mL For International System of Units (SI) conversion for Reference Values, seewww.mayocliniclabs.com/order-tests/si-unit-conversion.html | 1,25-Dihydroxyvitamin D (DVHD) concentrations are low in chronic renal failure and hypoparathyroidism. 1,25-Dihydroxyvitamin D concentrations are high in sarcoidosis and other granulomatous diseases, some malignancies, primary hyperparathyroidism, and physiologic hyperparathyroidism. 1,25-Dihydroxyvitamin D concentrations are not a reliable indicator of vitamin D toxicity; normal (or even low) results may be seen in such cases. | No significant cautionary statements. | 1. Endres DB, Rude RK. Vitamin D and its metabolites. In: Burtis CA, Ashwood ER, eds. Tietz Textbook of Clinical Chemistry. 3rd ed. WB Saunders Company, 1999:1417-1423 2. Bringhurst FR, Demay MB, Kronenberg HM. Vitamin D (calciferols): metabolism of vitamin D. In: Wilson JD, Foster DS, Kronenberg HM, Larsen PR, eds. Williams Textbook of Endocrinology. 9th ed. 1998:1166-1169 3. Laha TJ, Strathmann FG, Wang Z, de Boer IH, Thummel KE, Hoofnagle AN. Characterizing antibody cross-reactivity for immunoaffinity purification of analytes prior to multiplexed liquid chromatography-tandem mass spectrometry. Clin Chem. 2012;58(12):1711-1716. doi:10.1373/clinchem.2012.185827 4. Strathmann FG, Laha TJ, Hoofnagle AN. Quantification of 1a,25-dihydroxy vitamin D by immunoextraction and liquid chromatography-tandem mass spectrometry. Clin Chem. 2011;57(9):1279-1285. doi:10.1373/clinchem.2010.161174 5. Herrmann M. Assessing vitamin D metabolism - four decades of experience. Clin Chem Lab Med. 2023;61(5):880-894. doi:10.1515/cclm-2022-1267 | Deuterated stable isotopes are added to sample as internal standard. 1,25-Dihydroxyvitamin D and the internal standard are extracted. The extracts are then further purified by solid phase extraction (SPE) and affinity extraction. Extracts are then derivatized and analyzed by chromatography-tandem mass spectrometry using multiple reaction monitoring.(Unpublished Mayo method) | 2 to 5 days | 2 weeks | This test was developed and its performance characteristics determined by Mayo Clinic in a manner consistent with CLIA requirements. It has not been cleared or approved by the US Food and Drug Administration. | 82652 | 1,25-Dihydroxyvitamin D, S | 62290-2 | 8822 | 1,25-Dihydroxyvitamin D, S | 62290-2
SFUNG | 1,3-Beta-D-Glucan (Fungitell), Serum | Aiding in the diagnosis of invasive fungal infections caused by various fungi, includingAspergillusspecies,Fusariumspecies,Candidaspecies, andPneumocystis jirovecii, among others | Protease Zymogen-Based Colorimetric Assay | Yes | (1, 3) Beta-D-Glucan (Fungitell), S | Serum SST | Container/Tube:Serum gel (red top tube isnot acceptable) Specimen Volume:1 mL Collection Instructions: 1. Avoid exposure of specimen to atmosphere to prevent environmental contamination of the sample. 2. Centrifuge and send entire specimen in original collection tube.Do not aliquot or open tube. | 0.5 mL | Invasive fungal infections (IFI) due to opportunistic fungal pathogens are a significant cause of morbidity and mortality, particularly among patients who are significantly immunosuppressed, including hematopoietic stem cell transplant recipients, solid organ transplant recipients, and those with hematologic or immune deficiencies. Patient recovery and survival following an IFI are directly related to the timely clinical recognition and prompt administration of antifungal therapy. Laboratory diagnosis of IFI is largely based on direct microscopic examination of patient specimens, histopathologic examination of tissue biopsies, isolation of fungi via culture, and, more recently, through molecular methods. However, these techniques commonly require invasive sample collection methods (eg, biopsy, bronchoalveolar lavage), which may be contraindicated in certain patients. Additionally, both microscopy and culture are frequently insensitive, with prior studies showing the sensitivity of culture for invasiveAspergillusinfections ranges from 40% to 85%, and some fungi require prolonged incubation times, limiting the utility of culture in the acute patient setting. Due to these limitations, use of fungal biomarkers, including detection of (1,3)-beta-D-glucan (BDG), have emerged as useful adjunct tests available for detection of IFI. BDG is found in the cell walls of most fungi (eg,Candida, Aspergillus, Fusarium, Pneumocystis jirovecii) with the notable exception ofCryptococcusspecies,Blastomycesspecies, and the Mucorales (eg,Lichtheimia, Mucor, Rhizopus), which either lack BDG entirely or produce it in very low amounts. Elevated serum BDG levels have been associated with the presence of a fungal infection. The BDG levels may be detected prior to the development of clinical symptoms and before isolation or identification of the fungal organism via routine methods. The sensitivity and specificity of BDG detection in patients with proven or probable IFI range from 64% to 93% and 87% to 100%, respectively, among different studies. Importantly, the BDG assay should not be used alone to diagnose an IFI but rather in conjunction with careful evaluation of patient risk factors for infection, other laboratory testing, and radiologic findings. | FUNGITELL QUANTITATIVE VALUE: <60 pg/mL FUNGITELL QUALITATIVE RESULT: Negative Reference values apply to all ages. | The Fungitell assay should be used in conjunction with other diagnostic procedures, such as routine bacterial/fungal cultures, histologic examination of biopsy material, and radiologic studies. Positive: (1,3)-Beta-D-glucan detected. A single positive result should be interpreted with caution and correlated alongside consideration of patient risk for invasive fungal disease, results of routine laboratory tests (eg, bacterial and fungal culture, histopathologic evaluation), and radiologic findings. Repeat testing on a new sample (collected in 3-4 days) is recommended as serially positive samples are associated with a higher diagnostic odds ratio for invasive fungal infection compared to a single positive result. False-positive results may occur in patients who have recently (in the past 3-4 days) undergone hemodialysis, treatment with certain fractionated blood products (eg, serum albumin, immunoglobulins), or those who have had significant exposure to glucan-containing gauze during surgery. Indeterminate: Repeat testing on a new sample is recommended in patients at risk for an invasive fungal infection. Negative: No (1,3)-Beta-D-glucan detected. This assay does not detect certain fungi, includingCryptococcusspecies, which produce very low levels of (1,3)-beta-D-glucan (BDG) and the Mucorales (eg,Lichtheimia, Mucor, andRhizopus), which are not known to produce BDG. Additionally, the yeast phase ofBlastomyces dermatitidisproduces little BDG and may not be detected by this assay. | (1, 3)-Beta-D-glucan (BDG) is not present in the Mucorales (eg,Lichtheimia,Mucor,Rhizopus),Cryptococcusspecies, orBlastomycesspecies. Therefore, invasive fungal infection with any of these agents will lead to a negative BDG result. BDG results should be interpreted alongside other diagnostic testing results, including culture, molecular assays, or serology. False-positive BDG results have been documented in patients having undergone recent hemodialysis, those that have received certain fractionated blood products (eg, albumin, immunoglobulins), and those who have had exposure to high amounts of glucan-containing gauze during surgery. BDG levels normalize approximately 3 to 4 days following these events. Single time-point testing with the BDG assay is associated with limited clinical sensitivity and specificity. Serial testing, at least 2 times per week, is associated with higher diagnostic odds ratio (DOR 112) for the presence of an invasive fungal infection in an at-risk patient compared to single time-point positive result (DOR 16). The BDG assay does not identify or indicate the presence of a specific fungal organism. Serial testing to document BDG levels may be used to monitor disease progression and response to therapy; however, data on the clinical utility and accuracy of this practice is limited. | 1. Theel ES, Doern CD: Beta-D-glucan testing is important for diagnosis of invasive fungal infections. J Clin Microbiol. 2013 Nov;51(11):3478-3483 2. Karageorgopoulos DE, Vouloumanou EK, Ntziora F, Michalopoulos A, Rafailidis PI, Falagas ME: Beta-D-glucan assay for the diagnosis of invasive fungal infections: a meta-analysis. Clin Infect Dis. 2011 March;52(6):750-770 3. Lamoth F, Cruciani M, Mengoli C, et al: Beta-glucan antigenemia assay for the diagnosis of invasive fungal infections in patients with hematological malignancies: a systematic review and meta-analysis of cohort studies from the Third European Conference on Infections in Leukemia (ECIL-3). Clin Infect Dis. 2012 Mar;54(5):633-643 | The Fungitell assay measures levels of (1,3)-beta-D-glucan (BDG). The assay is based upon a modification of the limulus amebocyte lysate pathway. The Fungitell reagent is modified to eliminate factor C and, thus, to only react to BDG through the factor G-mediated side of the pathway. BDG activates factor G, a serine protease zymogen. The activated factor G converts the inactive proclotting enzyme to the active clotting enzyme, which in turn cleaves pNA from the chromogenic peptide substrate, Boc-Leu-Gly-Arg-pNA, creating a chromophore that absorbs at 405 nm. The Fungitell kinetic assay is based upon the determination of the rate of optical density increase produced by a sample. This rate is interpreted against a standard curve to produce estimates of BDG concentration in the sample.(Package insert: Assay for [(1,3]-Beta-D-Glucan in Serum. Associates of Cape Cod Inc; 12/14/2021) | 1 to 2 days | 2 weeks | This test has been cleared, approved, or is exempt by the US Food and Drug Administration and is used per manufacturer's instructions. Performance characteristics were verified by Mayo Clinic in a manner consistent with CLIA requirements. | 87449 | (1, 3) Beta-D-Glucan (Fungitell), S | 42176-8 | 603616 | Fungitell Qualitative Result | 93812-6
DOCS | 11-Deoxycorticosterone, Serum | Diagnosis of suspected 11-hydroxylase deficiency, including the differential diagnosis of 11-beta-hydroxylase 1 (CYP11B1) versus 11-beta-hydroxylase 2 (CYP11B2) deficiency Diagnosis of glucocorticoid-responsive hyperaldosteronism Evaluating congenital adrenal hyperplasia newborn screen-positive children, when elevations of 17-hydroxyprogesterone are only moderate, suggesting possible 11-hydroxylase deficiency | Liquid Chromatography Tandem Mass Spectrometry (LC-MS/MS) | Yes | 11-Deoxycorticosterone, S | For more information seeSteroid Pathways. | Supplies:Sarstedt Aliquot Tube, 5 mL (T914) Collection Container/Tube: Preferred:Red top Acceptable:Serum gel Submission Container/Tube:Plastic vial Specimen Volume:0.5 mL Collection Instructions: 1. Morning (8 a.m.) specimen is preferred. 2. Centrifuge and aliquot serum into a plastic vial. | 0.4 mL | The adrenal glands, ovaries, testes, and placenta produce steroid hormones, which can be subdivided into 3 major groups: mineralocorticoids, glucocorticoids, and sex steroids. Synthesis proceeds from cholesterol along 3 parallel pathways, corresponding to these 3 major groups of steroids, through successive side-chain cleavage and hydroxylation reactions. At various levels of each pathway, intermediate products can move into the respective adjacent pathways via additional, enzymatically catalyzed reactions (seeSteroid Pathways). 11-Deoxycorticosterone represents the last intermediate in the mineral corticoid pathway that has negligible mineralocorticoid activity. It is converted by 11-beta-hydroxylase 2 (CYP11B2) or by 11-beta-hydroxylase 1 (CYP11B1) to the first mineralocorticoids with significant activity, corticosterone. Corticosterone is in turn converted to 18-hydroxycorticosterone and finally to aldosterone, the most active mineralocorticoid. Both reactions are catalyzed by CYP11B2, which, unlike its sister enzyme CYP11B1, also possesses 18-hydroxylase and 18-methyloxidase activity. The major diagnostic utility of measurement of steroid synthesis intermediates is in diagnosing disorders of steroid synthesis, particularly congenital adrenal hyperplasia (CAH). All types of CAH are associated with cortisol deficiency except for CYP11B2 deficiency and isolated impairments of the 17-lyase activity of CYP17A1 (this enzyme also has 17-alpha-hydroxylase activity). In cases of severe illness or trauma, CAH predisposes patients to poor recovery or death. Patients with the most common form of CAH (21-hydroxylase deficiency, which accounts for >90% of cases), with the third most common form of CAH (3-beta-steroid dehydrogenase deficiency, which accounts for <3% of cases), or the extremely rare StAR (steroidogenic acute regulatory protein) or 20,22 desmolase deficiencies might also suffer mineralocorticoid deficiency, as the enzyme blocks in these disorders are proximal to potent mineral corticoids. These patients might suffer salt-wasting crises in infancy. By contrast, patients with the second most common form of CAH (11-hydroxylase deficiency, which accounts for <5% of cases) are normotensive or hypertensive, as the block affects either CYP11B1 or CYP11B2 but rarely both, thus ensuring that at least corticosterone is still produced. In addition, patients with all forms of CAH might suffer the effects of substrate accumulation proximal to the enzyme block. In the 3 most common forms of CAH, the accumulating precursors spill over into the sex steroid pathway, resulting in virilization of female patients or, in milder cases, in hirsutism, polycystic ovarian syndrome, or infertility, as well as in possible premature adrenarche and pubarche in both genders. Measurement of the various precursors of mature mineralocorticoids and glucocorticoids, in concert with the determination of sex steroid concentrations, allows diagnosis of CAH and its precise type and serves as an aid in monitoring steroid replacement therapy and other therapeutic interventions. Measurement of 11-deoxycorticosterone and its glucocorticoid pendant, 11-deoxycortisol (also known as compound S), is aimed at diagnosing: -CYP11B1 deficiency (associated with cortisol deficiency) -The rarer CYP11B2 deficiency (no cortisol deficiency) -The yet less common glucocorticoid-responsive hyperaldosteronism (where expression of the geneCYP11B2is driven by the CYP11B1 promoter, thus making it responsive to corticotropin [previously adrenocorticotrophic hormone: ACTH] rather than renin) For other forms of CAH, the following tests might be relevant: 11-Hydroxylase deficiency: -DOCS / 11-Deoxycortisol, Serum -CORTC / Corticosterone, Serum -PRA / Renin Activity, Plasma -ALDS / Aldosterone, Serum 3-Beta-steroid-dehydrogenase deficiency: -17PRN / Pregnenolone and 17-Hydroxypregnenolone, Serum 17-Hydroxylase deficiency or 17-lyase deficiency (CYP17A1 has both activities): -PREGN / Pregnenolone, Serum -17OHP / 17-Hydroxypregnenolone, Serum -PGSN / Progesterone, Serum -OHPG / 17-Hydroxyprogesterone, Serum -DHEA_ / Dehydroepiandrosterone (DHEA), Serum -ANST / Androstenedione, Serum Cortisol should be measured in all cases of suspected CAH. In the diagnosis of suspected 11-hydroxylase deficiency and glucocorticoid-responsive hyperaldosteronism, this test should be used in conjunction with measurements of 11-deoxycortisol, corticosterone, 18-hydroxycorticosterone, cortisol, renin, and aldosterone. | < or =18 years: <30 ng/dL >18 years: <10 ng/dL | In 11-beta-hydroxylase 1 (CYP11B1) deficiency, serum concentrations of cortisol will be low (usually <7 mcg/dL for a morning collection). 11-Deoxycortisol and 11-deoxycorticosterone are elevated, usually to at least 2 to 3 times (more typically 20-300 times) the upper limit of the normal reference range for a morning blood collection. Elevations in 11-deoxycortisol are usually relatively greater than those of 11-deoxycorticosterone, because of the presence of intact 11-beta-hydroxylase 2 (CYP11B2). For this reason, serum concentrations of all potent mineralocorticoids (corticosterone, 18-hydroxycorticosterone, and aldosterone) are typically increased above the normal reference range. Plasma renin activity is correspondingly low or completely suppressed. Caution needs to be exercised in interpreting the mineralocorticoid results in infants younger than 7 days; mineralocorticoid levels are often substantially elevated in healthy newborns in the first few hours of life and only decline to near-adult levels by week 1. Mild cases of CYP11B1 deficiency might require corticotropin (previously adrenocorticotrophic hormone: ACTH)1-24 stimulation testing for definitive diagnosis. In affected individuals, the observed serum 11-deoxycortisol concentration 60 minutes after intravenous or intramuscular administration of 250 microgram of ACTH1-24 will usually exceed 20 ng/mL or demonstrate at least a 4-fold rise. Such increments are rarely, if ever, observed in unaffected individuals. The corresponding cortisol response will be blunted (<18 ng/mL peak). In CYP11B2 deficiency, serum cortisol concentrations are usually normal, including a normal response to ACTH1-24. 11-Deoxycorticosterone will be elevated, often more profoundly than in CYP11B1 deficiency, while 11-deoxycortisol may or may not be significantly elevated. Serum corticosterone concentrations can be low, normal, or slightly elevated, while serum 18-hydroxycorticosterone and aldosterone concentrations will be low in the majority of cases. However, if the underlying genetic defect has selectively affected 18-hydroxylase activity, corticosterone concentrations will be substantially elevated. Conversely, if the deficit affects aldosterone synthase function primarily, 18-hydroxycorticosterone concentrations will be very high. Expression of theCYP11B2gene is normally regulated by renin and not ACTH. In glucocorticoid-responsive hyperaldosteronism, the ACTH-responsive promoter of CYP11B1 exerts aberrant control overCYP11B2gene expression. Consequently, corticosterone, 18-hydroxycorticosterone, and aldosterone are significantly elevated in these patients and their levels follow a diurnal pattern, governed by the rhythm of ACTH secretion. In addition, the high levels of CYP11B2 lead to 18-hydroxylation of 11-deoxycortisol (an event that is ordinarily rare, as CYP11B1, which has much greater activity in 11-deoxycortisol conversion than CYP11B2, lacks 18-hydroxylation activity). Consequently, significant levels of 18-hydroxycortisol, which normally is only present in trace amounts, might be detected in these patients. Ultimate diagnostic confirmation comes from showing direct responsiveness of mineral corticoid production to ACTH1-24 injection. Normally, this has little if any effect on corticosterone, 18-hydroxycorticosterone, and aldosterone levels. This testing may then be further supplemented by showing that mineralocorticoid levels fall after administration of dexamethasone. Sex steroid levels are moderately to significantly elevated in CYP11B1 deficiency and much less, or minimally, pronounced in CYP11B2 deficiency. Sex steroid levels in glucocorticoid-responsive hyperaldosteronism are usually normal. Most untreated patients with 21-hydroxylase deficiency have serum 17-hydroxyprogesterone concentrations well in excess of 1000 ng/dL. For the few patients with levels in the range of higher than 630 ng/dL (upper limit of reference range for newborns) to 2000 or 3000 ng/dL, it might be prudent to consider 11-hydroxylase deficiency as an alternative diagnosis. This is particularly true if serum androstenedione concentrations are also only mildly to modestly elevated, and if the phenotype is not salt wasting but either simple virilizing (female) or normal (female or male). 11-Hydroxylase deficiency, particularly if it affects CYP11B1, can be associated with modest elevations in serum 17-hydroxyprogesterone concentrations. In these cases, testing for CYP11B1 deficiency and CYB11B2 deficiency should be considered and interpreted as described above. Alternatively, measurement of 21-deoxycortisol might be useful. This minor pathway metabolite accumulates in CYP21A2 deficiency, as it requires 21-hydroxylaion to be converted to cortisol but is usually not elevated in CYP11B1 deficiency since its synthesis requires via 11-hydroxylation of 17-hydroxyprogesterone. | At birth, the hypothalamic-pituitary-adrenal axis and the hypothalamic-pituitary-gonadal axis are activated, and all adrenal steroids are high, including mineralocorticoids and sex steroids and their precursors. In preterm infants, elevations can be even more pronounced due to illness and stress. In doubtful cases, when the initial test was performed on a just-born baby, repeat testing a few days or weeks later is advised. Corticotropin (previously adrenocorticotrophic hormone: ACTH)1-24 testing has a low but definite risk of drug and allergic reactions and should, therefore, only be performed under the supervision of a physician in an environment that guarantees the patient's safety, typically an endocrine, or other centralized, testing center. Interpretation of ACTH1-24 testing in the context of diagnosis of congenital adrenal hyperplasia (CAH) requires considerable experience, particularly for the less common variants of CAH, such as 11-hydroxylase deficiency or 3-beta-hydroxysteroid dehydrogenase (3beta-HSD deficiency) for which very few, if any, reliable normative data exist. For the even rarer enzyme defects, such as deficiencies of StAR (steroidogenic acute regulatory protein), 20,22 desmolase, 17a-hydroxylase/17-lyase, and 17-beta-hydroxysteroid dehydrogenase (17beta-HSD), there are only case reports. Expert opinion from a pediatric endocrinologist with experience in CAH should, therefore, be sought. | 1. Von Schnakenburg K, Bidlingmaier F, Knorr D. 17-hydroxyprogesterone, androstenedione, and testosterone in normal children and in prepubertal patients with congenital adrenal hyperplasia. Eur J Pediatr. 1980;133(3):259-267 2. Therrell BL. Newborn screening for congenital adrenal hyperplasia. Endocrinol Metab Clin North Am. 2001;30(1):15-30 3. Collett-Solberg PF. Congenital adrenal hyperplasia: from genetics and biochemistry to clinical practice, part I. Clin Pediatr. 2001;40:1-16 4. Forest MG. Recent advances in the diagnosis and management of congenital adrenal hyperplasia due to 21-hydroxylase deficiency. Hum Reprod Update. 2004;10:469-485 5. Tonetto-Fernandes V, Lemos-Marini SH, Kuperman H, Ribeiro-Neto LM, Verreschi JTN, Kater CE. Serum 21-deoxycortisol, 17-hydroxyprogesterone, and 11-deoxycortisol in classic congenital adrenal hyperplasia: clinical and hormonal correlations and identification of patients with 11 beta-hydroxylase deficiency among a large group with alleged 21-hydroxylase deficiency. J Clin Endocrinol Metab. 2006;91:2179-2184 6. Lashanske G, Sainger P, Fishman K, et al. Normative data for adrenal steroidogenesis in a healthy pediatric population: age-and sex-related changes after adrenocorticotropin stimulation. J Clin Endocrinol Metab. 1991;73:674-686 7. Holst JP, Soldin SJ, Tractenberg RE, et al. Use of steroid profiles in determining the cause of adrenal insufficiency. Steroids. 2007;72:71-84 8. Berneis K, Staub JJ, Gessler A, Meier C, Girard J, Muller B. Combined stimulation of adrenocorticotropin and compound-S by single dose metyrapone test as an outpatient procedure to assess hypothalamic-pituitary-adrenal function. J Clin Endocrinol Metab. 2002;87(12):5470-5475 9. Sciarra F, Tosti-Croce C, Toscano V. Androgen-secreting adrenal tumors. Minerva Endocrinol. 1995;20:63-68 10. Speiser PW, Arlt W, Auchus RJ, et al. Congenital adrenal hyperplasia due to steroid 21-hydroxylase deficiency: an Endocrine Society Clinical Practice Guideline. J Clin Endocrinol Metab. 2018;103(11):4043-4088. doi:10.1210/jc.2018-01865 Correction in: J Clin Endocrinol Metab. 2019;104(1):39-40 11. Khattab A, Haider S, Kumar A, et al. Clinical, genetic, and structural basis of congenital adrenal hyperplasia due to 11beta-hydroxylase deficiency. Proc Natl Acad Sci U S A. 2017;114(10):E1933-E1940 doi:10.1073/pnas.1621082114 | The specimen and an internal standard are assayed by liquid chromatography-tandem mass spectrometry. The analyte is detected by multiple-reaction monitoring.(Unpublished Mayo method) | 3 to 10 days | 14 days | This test was developed and its performance characteristics determined by Mayo Clinic in a manner consistent with CLIA requirements. It has not been cleared or approved by the US Food and Drug Administration. | 82633 | 11-Deoxycorticosterone, S | 1656-8 | 46922 | 11-Deoxycorticosterone, S | 1656-8
DCORT | 11-Deoxycortisol, Serum | Diagnostic workup of patients with congenital adrenal hyperplasia Part of metyrapone testing in the workup of suspected secondary or tertiary adrenal insufficiency Part of metyrapone testing in the differential diagnostic workup of Cushing syndrome | Liquid Chromatography Tandem Mass Spectrometry (LC-MS/MS) | Yes | 11-Deoxycortisol, S | For more information seeSteroid Pathways. | Supplies:Sarstedt Aliquot Tube, 5 mL (T914) Collection Container/Tube: Preferred:Red top Acceptable:Serum gel Submission Container/Tube:Plastic vial Specimen Volume:0.5 mL Collection Instructions: 1. Morning (8 a.m.) specimen is preferred. 2. Centrifuge and aliquot serum into a plastic vial. | 0.4 mL | 11-Deoxycortisol (compound S) is the immediate precursor of cortisol: 11 beta-hydroxylase 11-deoxycortisol--------------------------->cortisol Compound S is typically increased when corticotropin (previously adrenocorticotropic hormone: ACTH) levels are increased (eg, Cushing disease, ACTH-producing tumors) or in 11-beta-hydroxylase deficiency, a rare subform of congenital adrenal hyperplasia (CAH). In CAH due to 11-beta-hydroxylase deficiency, cortisol levels are low, resulting in increased pituitary ACTH production and increased serum and urine 11-deoxycortisol levels. Pharmacological blockade of 11-beta-hydroxylase with metyrapone can be used to assess the function of the hypothalamic-pituitary-adrenal axis (HPA). In this procedure, metyrapone is administered to patients, and serum 11-deoxycortisol levels or urinary 17-hydroxy steroid levels are measured either at baseline (midnight) and 8 hours later (overnight test), or at baseline and once per day during a 2-day metyrapone test (4-times a day metyrapone administration over 2 days). Two-day metyrapone testing has been largely abandoned because of the logistical problems of multiple timed urine and blood collections and the fact that overnight testing provides very similar results. In either case, the normal response to metyrapone administration is a fall in serum cortisol levels, triggering a rise in pituitary ACTH secretion, which, in turn, leads to a rise in 11-deoxycortisol levels due to the ongoing 11-deoxycortisol-to-cortisol conversion block. In the diagnostic workup of suspected adrenal insufficiency, the results of overnight metyrapone testing correlate closely with the gold standard of HPA-axis assessment, insulin hypoglycemia testing. Combining 11-deoxycortisol measurements with ACTH measurements during metyrapone testing further enhances the performance of the test. Impairment of any component of the HPA-axis results in a subnormal rise in 11-deoxycortisol levels. By contrast, standard-dose or low-dose ACTH(1-24) (cosyntropin)-stimulation testing, which forms the backbone for diagnosis of primary adrenal failure (Addison disease), only assess the ability of the adrenal cells to respond to ACTH stimulation. While this allows unequivocal diagnosis of primary adrenal failure, in the setting of secondary or tertiary adrenal insufficiency, metyrapone testing is more sensitive and specific than either standard-dose or low-dose ACTH(1-24)-stimulation testing. Metyrapone testing is also sometimes employed in the differential diagnosis of Cushing syndrome. In Cushing disease (pituitary-dependent ACTH overproduction), the ACTH-hypersecreting pituitary tissue remains responsive to the usual feedback stimuli, just at a higher "set-point" than in the normal state, resulting in increased ACTH secretion and 11-deoxycortisol production after metyrapone administration. By contrast, in Cushing syndrome due to primary adrenal corticosteroid oversecretion or ectopic ACTH secretion, pituitary ACTH production is appropriately shut down, and there is usually no further rise in ACTH and, hence 11-deoxycortisol, after metyrapone administration. The metyrapone test has similar sensitivity and specificity to the high-dose dexamethasone suppression test in the differential diagnosis of Cushing disease but is less widely used because of the lack of availability of an easy, automated 11-deoxycortisol assay. In recent years, both tests have been supplanted to some degree by corticotropin-releasing hormone (CRH)-stimulation testing with petrosal sinus serum ACTH sampling. For more information seeSteroid Pathways. | < or =18 years: <344 ng/dL >18 years: 10-79 ng/dL For International System of Units (SI) conversion for Reference Values, seewww.mayocliniclabs.com/order-tests/si-unit-conversion.html. | In a patient suspected of having congenital adrenal hyperplasia (CAH), elevated serum 11-deoxycortisol levelsindicate possible 11-beta-hydroxylase deficiency. However, notall patients will show baseline elevations in serum 11-deoxycortisol levels. Ina significant proportion of cases, increases in 11-deoxycortisol levels are onlyapparent after corticotropin (previously adrenocorticotropic hormone)(1-24) stimulation.(1) Serum 11-deoxycortisol levels below 1700 ng/dL when measured 8 hours after metyrapone administration is indicative of probable adrenal insufficiency. Thetest cannot reliably distinguish between primary and secondary ortertiary causes of adrenal failure, as neither patients with pituitaryfailure, nor those with primary adrenocortical failure, tend to showan increase of 11-deoxycortisol levels after metyrapone is administered. For more information seeSteroid Pathways. | Ethanol, estrogens (exogenous and pregnancy-related), barbiturates, valproic acid, phenytoin, and exogenous glucocorticoids may cause impaired response to metyrapone. There have been occasional reports of addisonian crisis during 2-day metyrapone testing. For this reason, 2-day metyrapone testing probably should not be performed when plasma cortisol values are less than 3 mcg/dL. | 1. Tonetto-Fernandes V, Lemos-Marini SH, Kuperman H, et al. Serum 21-deoxycortisol, 17-hydroxyprogesterone, and 11-deoxycortisol in classic congenital adrenal hyperplasia: clinical and hormonal correlations and identification of patients with 11 beta-hydroxylase deficiency among a large group with alleged 21-hydroxylase deficiency. J Clin Endocrinol Metab. 2006;91(6):2179-2184 2. Lashanske G, Sainger P, Fishman K, et al. Normative data for adrenal steroidogenesis in a healthy pediatric population: age- and sex-related changes after adrenocorticotropin stimulation. J Clin Endocrinol Metab. 1991;73(3):674-686 3. Holst JP, Soldin SJ, Tractenberg RE, et al. Use of steroid profiles in determining the cause of adrenal insufficiency. Steroids. 2007;72(1):71-84 4. Berneis K, Staub JJ, Gessler A, et al. Combined stimulation of adrenocorticotropin and compound-S by single dose metyrapone test as an outpatient procedure to assess hypothalamic-pituitary-adrenal function. J Clin Endocrinol Metab. 2002;87(12):5470-5475 5. Idkowiak, J, Cragun, D, Hopkin RJ, Arlt W. Cytochrome P450 oxidoreductase deficiency. In: Adam MP, Feldman J, Mirzaa GM, et al, eds. Gene Reviews [Internet]. University of Washington, Seattle; 2005. Updated August 3, 2017. Accessed May 2, 2024. Available at www.ncbi.nlm.nih.gov/sites/books/NBK1419/ 6. Held PK, Bird IM, Heather NL. Newborn screening for congenital adrenal hyperplasia: review of factors affecting screening accuracy. Int J Neonatal Screen. 2020;6(3):67. doi:10.3390/ijns6030067 | The specimen and an internal standard are assayed by liquid chromatography tandem mass spectrometry. The analyte is detected by multiple-reaction monitoring.(Unpublished Mayo method) | 3 to 10 days | 14 days | This test was developed and its performance characteristics determined by Mayo Clinic in a manner consistent with CLIA requirements. It has not been cleared or approved by the US Food and Drug Administration. | 82634 | 11-Deoxycortisol, S | 1657-6 | 46923 | 11-Deoxycortisol, S | 1657-6
F11DX | 11-Desoxycortisol |  | Liquid chromatography/tandem mass spectrometry (LC/MS-MS) after chromatography and solvent extraction. | Yes | 11-Desoxycortisol | Serum | Collection Container/Tube: Red-Top Submission Container/Tube: Plastic vial Specimen Volume: 1 mL Acceptable: SST Collection Instructions: Draw blood in a plain red-top tube(s), serum gel tube(s) is acceptable. Serum must be separated from cells within 45 minutes of venipuncture. Spin down and send 1 mL of serum frozen in a plastic vial. | 0.2 mL (Note: Minimum volume does not allow for repeat analysis) |  | Age,Range (ng/dL), Premature (26 - 28 weeks) Day 4,110-1376, Premature (31 - 35 weeks) Day 4,48-579, Newborn Day 3,13-147, Newborn 1 to 11 months,<10-156, Prepubertal 8 AM,20-155, Prepubertal Children and Adults 8 AM,12-158, |  |  |  |  | 6 to 15 days |  |  | 82634 | 11-Desoxycortisol | 1657-6 | F11DX | 11-Desoxycortisol | 1657-6
THCMX | 11-nor-Delta-9-Tetrahydrocannabinol-9-Carboxylic Acid (Carboxy-THC) Confirmation, Chain of Custody, Meconium | Detecting in utero drug exposure up to 5 months before birth Chain of custody is required whenever the results of testing could be used in a court of law. Its purpose is to protect the rights of the individual contributing the specimen by demonstrating that it was under the control of personnel involved with testing the specimen at all times; this control implies that the opportunity for specimen tampering would be limited.Since the evidence of illicit drug use during pregnancy can be cause for separating the baby from the mother, a complete chain of custody ensures that the test results are appropriate for legal proceedings. | Liquid Chromatography Tandem Mass Spectrometry (LC-MS/MS) | Yes | Carboxy-THC Confirmation, CoC, M | Meconium | Supplies:Chain-of-Custody Meconium Kit (T653) includes the specimen containers, seals, and documentation required. Specimen Volume:1 g (approximately 1 teaspoon) Collection Instructions:Collect entire random meconium specimen. Additional Information:Specimens that arrive with a broken seal do not meet the chain of custody requirements. | 0.3 g (approximately 1/4 teaspoon) | Marijuana and other psychoactive products obtained from the plantCannabis sativaare the most widely used illicit drugs in the world.(1) Marijuana has unique behavioral effects that include feelings of euphoria and relaxation, altered time perception, impaired learning and memory, lack of concentration, and mood changes (eg, panic reactions and paranoia). Cannabis sativaproduces numerous compounds collectively known as cannabinoids, including delta-9-tetrahydrocannabinol (THC), which is the most prevalent and produces most of the characteristic pharmacological effects of smoked marijuana.(2) THC undergoes rapid hydroxylation by the cytochrome enzyme system to form the active metabolite 11-hydroxy-THC. Subsequent oxidation of 11-hydroxy-THC produces the inactive metabolite 11-nor-delta-9-tetrahydrocannabinol-9-carboxylic acid (THC-COOH; carboxy-THC). THC-COOH and its glucuronide conjugate have been identified as the major end-products of metabolism. THC is highly lipid soluble, resulting in its concentration and prolonged retention in fat tissue.(3) Cannabinoids cross the placenta, but a dose-response relationship or correlation has not been established between the amount of marijuana use during pregnancy and the levels of cannabinoids found in meconium, the first fecal matter passed by the neonate.(4,5) The disposition of drug in meconium is not well understood. The proposed mechanism is that the fetus excretes drug into bile and amniotic fluid. Drug accumulates in meconium either by direct deposition from bile or through swallowing amniotic fluid.(5) The first evidence of meconium in the fetal intestine appears at approximately the 10th to 12th week of gestation, and it slowly moves into the colon by the 16th week of gestation.(6) Therefore, the presence of drugs in meconium has been proposed to be indicative of in utero drug exposure during the final 4 to 5 months of pregnancy, a longer historical measure than is possible by urinalysis.(5) Chain of custody is a record of the disposition of a specimen to document each individual who collected, handled, and performed the analysis. When a specimen is submitted in this manner, analysis will be performed in such a way that it will withstand regular court scrutiny. | Negative Positives are reported with a quantitative liquid chromatography tandem mass spectrometry result. Cutoff concentration: 5 ng/g | The presence of 11-nor-delta-9-tetrahydrocannabinol-9-carboxylic acid at 5 ng/g or greater is indicative of in utero drug exposure up to 5 months before birth. | No significant cautionary statements | 1. Huestis MA:Marijuana.In: Levine B, ed. Principles of Forensic Toxicology. 2nd ed. AACC Press; 2003:229-264 2. O'Brein CP: Drug addiction and drug abuse. In: Burton LL, Lazo JS, Parker KL, eds. Goodman and Gilman's The Pharmacological Basis of Therapeutics. 11th ed. McGraw-Hill; 2006 3. Baselt RC: Tetrahydrocannabinol. In: Baselt RC, ed. Disposition of Toxic Drugs and Chemical in Man. 8th ed. Biomedical Publications; 2008:1513-1518 4. Ostrea EM Jr, Knapop DK, Tannenbaum L, et al: Estimates of illicit drug use during pregnancy by maternal interview, hair analysis, and meconium analysis. J Pediatr. 2001;138:344-348 5. Ostrea EM Jr, Brady MJ, Parks PM, et al: Drug screening of meconium in infants of drug-dependent mothers: an alternative to urine testing. J Pediatr. 1989;115:474-477 6. Ahanya SN, Lakshmanan J, Morgan BL, Ross MG: Meconium passage in utero: mechanisms, consequences, and management. Obstet Gynecol Surv. 2005;60:45-56 7.Langman LJ, Bechtel LK, Meier BM, Holstege C: Clinical toxicology. In: Rifai N, Horvath AR, Wittwer CT, eds. Tietz Textbook of Clinical Chemistry and Molecular Diagnostics. 6th ed. Elsevier;2018:883-884 | Meconium is mixed with internal standard and extracted with methanol. The methanolic extract is further processed by solid phase extraction. The extract is analyzed by liquid chromatography tandem mass spectroscopy.(Unpublished Mayo method) | 2 to 3 days | 2 weeks | This test was developed and its performance characteristics determined by Mayo Clinic in a manner consistent with CLIA requirements. It has not been cleared or approved by the US Food and Drug Administration. | 80349G0480 (if appropriate) | Carboxy-THC Confirmation, CoC, M | 69007-3 | 36307 | Chain of Custody | 77202-0
THCM | 11-nor-Delta-9-Tetrahydrocannabinol-9-Carboxylic Acid (Carboxy-THC) Confirmation, Meconium | Detecting in utero drug exposure to marijuana (tetrahydrocannabinol) up to 5 months before birth | Liquid Chromatography Tandem Mass Spectrometry (LC-MS/MS) | Yes | Carboxy-THC Confirmation, M | Meconium | Supplies:Stool container, Small (Random), 4 oz (T288) Container/Tube:Stool container Specimen Volume:1 g (approximately 1 teaspoon) Collection Instructions:Collect entire random meconium specimen. | 0.3 g (approximately 1/4 teaspoon) | Marijuana and other psychoactive products obtained from the plantCannabis sativaare the most widely used illicit drugs in the world.(1) Marijuana has unique behavioral effects that include feelings of euphoria and relaxation, altered time perception, impaired learning and memory, lack of concentration, and mood changes (eg, panic reactions and paranoia). Cannabis sativaproduces numerous compounds collectively known as cannabinoids, including delta-9-tetrahydrocannabinol (THC), which is the most prevalent and produces most of the characteristic pharmacological effects of smoked marijuana.(2) THC undergoes rapid hydroxylation by the cytochrome enzyme system to form the active metabolite 11-hydroxy-THC. Subsequent oxidation of 11-hydroxy-THC produces the inactive metabolite 11-nor-delta-9-tetrahydrocannabinol-9-carboxylic acid (THC-COOH; carboxy-THC). THC-COOH and its glucuronide conjugate have been identified as the major end-products of metabolism. THC is highly lipid soluble, resulting in its concentration and prolonged retention in fat tissue.(3) Cannabinoids cross the placenta, but a dose-response relationship or correlation has not been established between the amount of marijuana use during pregnancy and the levels of cannabinoids found in meconium, the first fecal matter passed by the neonate.(4,5) The disposition of drug in meconium is not well understood. The proposed mechanism is that the fetus excretes drug into bile and amniotic fluid. Drug accumulates in meconium either by direct deposition from bile or through swallowing amniotic fluid.(5) The first evidence of meconium in the fetal intestine appears at approximately the 10th to 12th week of gestation, and it slowly moves into the colon by the 16th week of gestation.(6) Therefore, the presence of drugs in meconium has been proposed to be indicative of in utero drug exposure during the final 4 to 5 months of pregnancy, a longer historical measure than is possible by urinalysis.(5) | Negative Positives are reported with a quantitative liquid chromatography tandem mass spectrometry result. Cutoff concentration: 5 ng/g | The presence of 11-nor-delta-9-tetrahydrocannabinol-9-carboxylic acid at 5 ng/g or greater is indicative of in utero drugexposure up to 5 months before birth. | No significant cautionary statements. | 1. Huestis MA:Marijuana.In: Levine B ed. Principles of Forensic Toxicology. 2nd ed. AACC Press; 2003:229-264 2. O'Brein CP: Drug addiction and drug abuse. In: Burton LL, Lazo JS, Parker KL, eds. Goodman and Gilman's The Pharmacological Basis of Therapeutics. 11th ed. McGraw-Hill; 2006 3. Baselt RC: Tetrahydrocannabinol. In: Baselt RC, ed. Disposition of Toxic Drugs and Chemical in Man. 8th ed. Biomedical Publications; 2008:1513-1518 4. Ostrea EM Jr, Knapop DK, Tannenbaum L, et al: Estimates of illicit drug use during pregnancy by maternal interview, hair analysis, and meconium analysis. J Pediatr. 2001;138:344-348 5. Ostrea EM Jr, Brady MJ, Parks PM, Asensio DC, Naluz A: Drug screening of meconium in infants of drug-dependent mothers: an alternative to urine testing. J Pediatr. 1989;115:474-477 6. Ahanya SN, Lakshmanan J, Morgan BL, Ross MG: Meconium passage in utero: mechanisms, consequences, and management. Obstet Gynecol Surv. 2005 Jan;60(1):45-56 7. Langman LJ, Bechtel LK, Meier BM, Holstege C. Clinical toxicology. In: Rifai N, Horvath AR, Wittwer CT, eds. Tietz Textbook of Clinical Chemistry and Molecular Diagnostics. 6th ed. Elsevier;2018:883-884 | Meconium is mixed with internal standard and extracted with methanol. The methanolic extract is further processed by solid phase extraction. The extract is analyzed by liquid chromatography tandem mass spectroscopy.(Unpublished Mayo method) | 2 to 3 days | 2 weeks | This test was developed and its performance characteristics determined by Mayo Clinic in a manner consistent with CLIA requirements. It has not been cleared or approved by the US Food and Drug Administration. | 80349G0480 (if appropriate) | Carboxy-THC Confirmation, M | 69007-3 | 31877 | Chain of Custody | 77202-0
17OHP | 17-Hydroxypregnenolone, Serum | As an ancillary test for congenital adrenal hyperplasia (CAH), particularly in situations in which a diagnosis of both 21- and 11-hydroxylase deficiency have been ruled out Confirming a diagnosis of 3-beta-hydroxysteroid dehydrogenase deficiency As part of a battery of tests to evaluate women with hirsutism or infertility; both can result from adult-onset CAH | Liquid Chromatography Tandem Mass Spectrometry (LC-MS/MS) | Yes | 17-Hydroxypregnenolone, S | For information seeSteroid Pathways. | Supplies:Sarstedt Aliquot Tube, 5 mL (T914) Collection Container/Tube: Preferred:Red top Acceptable:Serum gel Submission Container/Tube:Plastic vial Specimen Volume:1 mL Collection Instructions:Centrifuge and aliquot serum into a plastic vial. | 0.5 mL | Congenital adrenal hyperplasia (CAH) is caused by inherited defects in steroid biosynthesis. Deficiencies in several enzymes can cause CAH, including 21-hydroxylase (CYP21A2variants; 90% of cases), 11-hydroxylase (CYP11A1variants; 5%-8%), 3-beta-hydroxysteroid dehydrogenase (3-beta-HSD) (HSD3B2variants; <5%), and 17-alpha-hydroxylase (CYP17A1variants; 125 cases reported to date). The resulting hormone imbalances (reduced glucocorticoids and mineralocorticoids; elevated steroid intermediates and androgens) can lead to life-threatening, salt-wasting crises in the newborn period and incorrect gender assignment of virilized females. The adrenal glands, ovaries, testes, and placenta produce steroid intermediates, which are hydroxylated at the position 21 (by 21-hydroxylase) and position 11 (by 11-hydroxylase) to produce cortisol. Deficiency of either 21-hydroxylase or 11-hydroxylase results in decreased cortisol synthesis and loss of feedback inhibition of adrenocorticotropic hormone (ACTH) secretion. The consequent increased pituitary release of ACTH drives increased production of steroid intermediates. The steroid intermediates are oxidized at position 3 by 3-beta-HSD. The 3-beta-HSD enzyme allows formation of 17-hydroxyprogesterone (17-OHPG) from 17-hydroxypregnenolone and progesterone from pregnenolone. When 3-beta-HSD is deficient, cortisol is decreased, 17-hydroxypregnenolone and pregnenolone levels may increase, and 17-OHPG and progesterone levels are low. Dehydroepiandrosterone is also converted to androstenedione by 3-beta-HSD and may be elevated in patients affected with 3-beta-HSD deficiency. The best screening test for CAH, most often caused by either 21- or 11-hydroxylase deficiency, is the analysis of 17-OHPG, along with cortisol and androstenedione. CAH21 / Congenital Adrenal Hyperplasia (CAH) Profile for 21-Hydroxylase Deficiency, Serum allows the simultaneous determination of these 3 analytes. Alternatively, these tests may be ordered individually: OHPG / 17-Hydroxyprogesterone, Serum; CINP / Cortisol, Mass Spectrometry, Serum; and ANST / Androstenedione, Serum. If both 21- and 11-hydroxylase deficiency have been ruled out, analysis of 17-hydroxypregnenolone and pregnenolone may be used to confirm the diagnosis of 3-beta-HSD or 17-alpha-hydroxylase deficiency. For more information seeSteroid Pathways. | CHILDREN/ADOLESCENTS* Males Premature (26-28 weeks): 1,219-9,799 ng/dL Premature (29-36 weeks): 346-8,911 ng/dL Full term (1-5 months): 229-3,104 ng/dL 6 months-364 days: 221-1,981 ng/dL 1-2 years: 35-712 ng/dL 3-6 years: <277 ng/dL 7-9 years: <188 ng/dL 10-12 years: <393 ng/dL 13-15 years: 35-465 ng/dL 16-17 years: 32-478 ng/dL TANNER STAGES Stage I: <209 ng/dL Stage II: <356 ng/dL Stage III: <451 ng/dL Stage IV-V: 35-478 ng/dL Females Premature (26-28 weeks): 1,219-9,799 ng/dL Premature (29-36 weeks): 346-8,911 ng/dL Full term (1-5 months): 229-3,104 ng/dL 6 months-364 days: 221-1,981 ng/dL 1-2 years: 35-712 ng/dL 3-6 years: <277 ng/dL 7-9 years: <213 ng/dL 10-12 years: <399 ng/dL 13-15 years: <408 ng/dL 16-17 years: <424 ng/dL TANNER STAGES Stage I: <236 ng/dL Stage II: <368 ng/dL Stage III: <431 ng/dL Stage IV-V: <413 ng/dL *Kushnir MM, Rockwood AL, Roberts WL, et al. Development and performance evaluation of a tandem mass spectrometry assay for 4 adrenal steroids. Clin Chem. 2006;52(8):1559-1567 ADULTS Males > or =18 years: 55-455 ng/dL Females > or =18 years: 31-455 ng/dL To convert to nmol/L, multiply the value in ng/dL by 0.03159757. | The diagnosis and differential diagnosis of congenital adrenal hyperplasia (CAH) always require the measurement of several steroids. Patients with CAH due to steroid 21-hydroxylase gene (CYP21A2) variants usually have very high levels of androstenedione, often 5-fold to 10-fold elevations. 17-Hydroxyprogesterone (17-OHPG) levels are usually even higher, while cortisol levels are low or undetectable. All 3 analytes should be tested. For theHSD3B2variant, cortisol, 17-OHPG, and progesterone levels will be decreased; 17-hydroxypregnenolone, pregnenolone, and dehydroepiandrosterone (DHEA) levels will be increased. In the much less commonCYP11A1variant, androstenedione levels are elevated to a similar extent as inCYP21A2variant, and cortisol is also low, but OHPG is only mildly, if at all, elevated. In the very rare 17-alpha-hydroxylase deficiency, androstenedione, all other androgen-precursors (17-alpha-hydroxypregnenolone, OHPG, dehydroepiandrosterone sulfate), androgens (testosterone, estrone, estradiol), and cortisol are low, while production of mineral corticoid and its precursors (particularly pregnenolone, 11-dexycorticosterone, corticosterone, and 18-hydroxycorticosterone) are increased. For more information seeSteroid Pathways. | At birth, the hypothalamic-pituitary-adrenal axis and the hypothalamic-pituitary gonadal axis are activated, and adrenal and sex steroid levels are high. In preterm infants, the elevations can be even more pronounced due to illness and stress. As a result, preterm infants may occasionally have 17-hydroxypregnenolone levels up to 9799 ng/dL. Term infants (0-28 days) will have levels below 3104 ng/dL. These then decrease over the following 2 years to prepubertal levels (<277 ng/dL). | 1. Wudy SA, Hartmann M, Svoboda M. Determination of 17-hydroxyprogesterone in plasma by stable isotope dilution/benchtop liquid chromatography-tandem mass spectrometry. Horm Res. 2000;53(2):68-71 2. Therrell BL. Newborn screening for congenital adrenal hyperplasia. Endocrinol Metab Clin North Am. 2001;30(1):15-30 3. Bachega TA, Billerbeck AE, Marcondes JA, et al. Influence of different genotypes on 17-hydroxyprogesterone levels in patients with nonclassical congenital adrenal hyperplasia due to 21-hydroxylase deficiency. Clin Endocrinol. 2000;52(5):601-607 4. Kao PC, Machacek DA, Magera MJ, at al. Diagnosis of adrenal cortical dysfunction by liquid chromatography-tandem mass spectrometry. Ann Clin Lab Sci. 2001;31(2):199-204 5. Sciarra F, Tosti-Croce C, Toscano V. Androgen-secreting adrenal tumors. Minerva Endocrinol. 1995;20(1):63-68 6. Collett-Solberg PF. Congenital adrenal hyperplasia: from genetics and biochemistry to clinical practice, part I. Clin Pediatr (Phila). 2001:40(1):1-16 7. Chormanski D, Muzio MR. C 17 hydroxylase deficiency. In: StatPearls [Internet]. StatPearls Publishing; 2021. Updated January 3, 2023. Accessed May 29, 2024. Available at www.ncbi.nlm.nih.gov/books/NBK546644/ | Deuterium-labeled internal standards (pregnenolone-d4 and 17-hydroxypregnenolone-d3) are added to each sample. 17-hydroxypregnenolone and the internal standards are extracted from the sample using solid phase extraction. The extracts are washed, dried under nitrogen, derivatized using hydroxylamine, and analyzed by liquid chromatography tandem mass spectrometry. The mass spectrometer has an electrospray interface and is operated in the multiple-reaction monitoring positive mode. A 7-point standard curve is extracted and derivatized with each batch of samples.(Unpublished Mayo method) | 3 to 7 days | 14 days | This test was developed and its performance characteristics determined by Mayo Clinic in a manner consistent with CLIA requirements. It has not been cleared or approved by the US Food and Drug Administration. | 84143 | 17-Hydroxypregnenolone, S | 6765-2 | 81151 | 17-Hydroxypregnenolone, S | 6765-2
OHPG | 17-Hydroxyprogesterone, Serum | Screening test for congenital adrenal hyperplasia (CAH), caused by either 11- or 21-hydroxylase deficiency, when used in combination with testing for cortisol and androstenedione As part of a battery of tests to evaluate women with hirsutism or infertility | Liquid Chromatography-Tandem Mass Spectrometry (LC-MS/MS) | Yes | 17-Hydroxyprogesterone, S | For more information seeSteroid Pathways | Collection Container/Tube:Red top(serum gel/SST are not acceptable) Submission Container/Tube: Plastic vial Specimen Volume:0.6 mL Collection Instructions: Centrifuge and aliquot serum into plastic vial. | 0.25 mL | Congenital adrenal hyperplasia (CAH) is caused by inherited defects in steroid biosynthesis. The resulting hormone imbalances with reduced glucocorticoids and mineralocorticoids and elevated 17-hydroxyprogesterone (OHPG) and androgens can lead to life-threatening, salt-wasting crisis in the newborn period and incorrect gender assignment of virtualized female patients. Adult-onset CAH may result in hirsutism or infertility in women. The adrenal glands, ovaries, testes, and placenta produceOHPG. It is hydroxylated at the 11 and 21 position to produce cortisol. Deficiency of either 11- or 21-hydroxylase results in decreased cortisol synthesis, and feedback inhibition of adrenocorticotropic hormone (ACTH) secretion is lost. Consequent increased pituitary release of ACTH increases production of OHPG. But, if 17-alpha-hydroxylase (which allows formation of OHPG from progesterone) or 3-beta-hydroxysteroid dehydrogenase type 2(which allows formation of 17-hydroxyprogesterone formation from17-hydroxypregnenolone) are deficient, OHPG levels are low withpossible increase in progesterone or pregnenolone respectively. OHPG is bound to both corticosteroid binding globulin and albumin, and total OHPG ismeasured in this assay. OHPG is converted to pregnanetriol, whichis conjugated and excreted in the urine. In all instances, more specific tests are available to diagnose disorders or steroid metabolism than pregnanetriol measurement. Most (90%) cases of CAH are due to variants in the steroid 21-hydroxylase gene(CYP21A2).CAH due to 21-hydroxylase deficiency is diagnosed by confirming elevations of OHPG and androstenedione (ANST / Androstenedione, Serum) with decreased cortisol (CINP /Cortisol, Mass Spectrometry, Serum). By contrast, in 2 less common forms of CAH, due to 17-hydroxylase or 11-hydroxylase deficiency, OHPG and androstenedione levels are not significantly elevated and measurement of progesterone (PGSN / Progesterone, Serum) and deoxycorticosterone (DOCS / 11-Deoxycorticosterone, Serum), respectively, are necessary for diagnosis. For more information seeSteroid Pathways | Children: Preterm infants Preterm infants may exceed 630 ng/dL, however, it is uncommon to see levels reach 1,000 ng/dL. Term infants 0-28 days: <630 ng/dL Levels fall from newborn (<630 ng/dL) to prepubertal gradually within 6 months. Prepubertal males: <110 ng/dL Prepubertal females: <100 ng/dL Adults: Males: <220 ng/dL Females Follicular: <80 ng/dL Luteal: <285 ng/dL Postmenopausal: <51 ng/dL Note:For pregnancy reference ranges, see: Soldin OP, Guo T, Weiderpass E, et al. Steroid hormone levels in pregnancy and 1 year postpartum using isotope dilution tandem mass spectrometry. Fertil Steril. 2005;84(3):701-710 | Diagnosis and differential diagnosis of congenital adrenal hyperplasia (CAH) always requires the measurement of several steroids. Patients with CAH due to steroid 21-hydroxylase gene (CYP21A2)variants usually have very high levels of androstenedione, often 5- to 10-fold elevations. 17-hydroxyprogesterone (OHPG) levels are usually even higher, while cortisol levels are low or undetectable. All 3 analytes should be tested. In the much less commonCYP11A1variant, androstenedione levels are elevated to a similar extent as inCYP21A2variant, and cortisol is also low, but OHPG is only mildly, if at all, elevated. In the also very rare 17-alpha-hydroxylase deficiency, androstenedione, all other androgen-precursors (17-alpha-hydroxypregnenolone, OHPG, dehydroepiandrosterone sulfate), androgens (testosterone, estrone, estradiol), and cortisol are low, while production of mineral corticoid and its precursors, in particular progesterone, 11-deoxycorticosterone, and 18-hydroxycorticosterone, are increased. The goal of CAH treatment is normalization of cortisol levels and, ideally, also of sex-steroid levels. Traditionally, OHPG and urinary pregnanetriol or total ketosteroid excretion are measured to guide treatment, but these tests correlate only modestly with androgen levels. Therefore, androstenedione and testosterone should also be measured and used to guide treatment modifications. Normal prepubertal levels may be difficult to achieve, but if testosterone levels are within the reference range, androstenedione levels of up to 100 ng/dL are usually regarded as acceptable. For more information seeSteroid Pathways. | At birth the hypothalamic-pituitary-adrenal axis and the hypothalamic-pituitary-gonadal axis are activated, and adrenal and sex steroid levels are high. In preterm infants, the elevations can be even more pronounced due to illness and stress. As a result, preterm infants may occasionally have 17-hydroxyprogesterone levels of up to 1000 ng/dL. Term infants (0-28 days) will have levels less than 630 ng/dL. These then fall over the following 1 to 6 months to prepubertal levels of less than 110 ng/dL (males) and less than 100 ng/dL (female patients). | 1. Von Schnakenburg K, Bidlingmaier F, Knorr D. 17-hydroxyprogesterone, androstenedione, and testosterone in normal children and in prepubertal patients with congenital adrenal hyperplasia. Eur J Pediatr. 1980;133(3):259-267 2. Sciarra F, Tosti-Croce C, Toscano V. Androgen-secreting adrenal tumors. Minerva Endocrinol. 1995;20(1):63-68 3. Collett-Solberg P. Congenital adrenal hyperplasia: from genetics and biochemistry to clinical practice, part I. Clin Pediatr. 2001;40(1):1-16 4. Speiser PW, Azziz R, Baskin LS, et al. Congenital adrenal hyperplasia due to steroid 21-hydroxylase deficiency: an Endocrine Society Clinical Practice Guideline. J Clin Endocrinol Metab. 2010;95(9):4133-4160 5. Nordenstrom A, Falhammar H. Management of Endocrine Disease: Diagnosis and management of the patient with non-classic CAH due to 21-hydroxylase deficiency. Eur J Endocrinol. 2019;180(3):R127-R14 6. Young WF Jr. Primary aldosteronism: A common and curable form of hypertension. Cardiol Rev. 1999;7(4):207-214 7. Young WF Jr. Pheochromocytoma and primary aldosteronism: diagnostic approaches. Endocrinol Metab Clin North Am. 1997;26(4):801-827 8. Wudy SA, Hartmann M, Svoboda M. Determination of 17-hydroxypregnenolone in plasma by stabile isotope dilution/benchtop liquid chromatography-tandem mass spectrometry. Horm Res. 2000;53(2):68-71 9. Therrell BL. Newborn screening for congenital adrenal hyperplasia Endocrinol Metab Clin North Am. 2001;30(1):15-30 10. Bachega TA, Billerbeck AE, Marcondes JA, Madureira G, Arnhold IJ, Mendonca BB. Influence of different genotypes on 17-hydroxyprogesterone levels in patients with nonclassical congenital adrenal hyperplasia due to 21-hydroxylase deficiency. Clin Endocrinol. 2000;52(5):601-607 11. Kao P, Machacek DA, Magera MJ, Lacey JM, Rinaldo P. Diagnosis of adrenal cortical dysfunction by liquid chromatography-tandem mass spectrometry. Ann Clin Lab Sci. 2001;31(2):199-204 12. Young WF Jr. Management approaches to adrenal incidentalomas-a view from Rochester, Minnesota. Endocrinol Metab Clin North Am. 2000;29(1):159-185 13. Ibanez L, DiMartino-Nardi J, Potau N, Saenger P. Premature adrenarche-normal variant or forerunner of adult disease? Endocr Rev. 2000;21(6):671-696 14. Allolio B, Arlt W. DHEA treatment: myth or reality? Trends Endocrinol Metab 2002;13(7):288-294 15. Lin CL, Wu TJ, Machacek DA, Jiang NS, Kao PC. Urinary free cortisol and cortisone determined by high-performance liquid chromatography in the diagnosis of Cushing's syndrome. J Clin Endocrinol Metab. 1997;82(1):151-155 16. Findling JW, Raff H. Diagnosis and differential diagnosis of Cushing's syndrome. Endocrinol Metab Clin North Am 2001;30(3):729-747 17. Buchman Al. Side effects of corticosteroid therapy. J Clin Gastroenterol. 2001;33(4):289-297 18. Dodds HM, Taylor PJ, Cannell GR, Pond SM. A high-performance liquid chromatography-electrospray-tandem mass spectrometry analysis of cortisol and metabolites in placental perfusate. Anal Biochem. 1997;247(2):342-347 19. Cengiz H, Demirci T, Varim C, Cetin S. Establishing a new screening 17 hydroxyprogesterone cut-off value and evaluation of the reliability of the long intramuscular ACTH stimulation test in the diagnosis of nonclassical congenital adrenal hyperplasia. Eur Rev Med Pharmacol Sci. 2021;25(16):5235-5240. doi:10.26355/eurrev_202108_26537 | Deuterated stable isotopes (d4-cortisol, d7-androstenedione, d8 17-hydroxyprogesterone) are added to the serum sample as internal standards. Cortisol, androstenedione, 17-hydroxyprogesterone, and the internal standards are extracted from specimens online using a guard cartridge. The analytes are transferred online to an analytical column and are analyzed by liquid chromatography tandem mass spectrometry.(Unpublished Mayo method) | 2 to 5 days | 14 days | This test was developed and its performance characteristics determined by Mayo Clinic in a manner consistent with CLIA requirements. It has not been cleared or approved by the US Food and Drug Administration. | 83498 | 17-Hydroxyprogesterone, S | 1668-3 | 9231 | 17-Hydroxyprogesterone, S | 1668-3
FHC18 | 18-Hydroxycorticosterone, Serum |  | Mass Spectrometry | Yes | 18-Hydroxycorticosterone, S | Serum | Preferred:Red top Acceptable: SST Submission Container/Tube: Plastic vial Specimen Volume: 3 mL Collection Instructions: 1. Draw blood in a plain red-top tube(s), serum gel tube(s) is acceptable. 2. Serum must be separated from cells within 45 minutes of venipuncture. Centrifuge and send 3 mL of serum frozen in a plastic vial. | 1 mL (NOTE: Minimum volume does not allow for repeat analysis.) |  | Age,Range (ng/dL), Premature (26 - 28 weeks) Day 4,10 - 670, Premature (31 - 35 weeks) Day 4,57 - 410, Full-term Day 3,31 - 546, 31 days to 11 months,5 - 220, 12 - 23 months,18 - 155, 24 months to 9 years,6 - 85, 10 - 14 years,10 - 72, Adults,9 - 58, Adults 8:00 AM Supine,4 - 21, Adults 8:00 AM Upright,5 - 46, |  |  |  |  | 7 to 16 days |  | This test was developed and its performance characteristics determined by LabCorp. It has not been cleared or approved by the Food and Drug Administration. | 82542 | 18-Hydroxycorticosterone, S | 1674-1 | FHC18 | 18-Hydroxycorticosterone, S | 1674-1
GLIOF | 1p/19q Deletion in Gliomas, FISH, Tissue | Aids in diagnosing oligodendroglioma tumors and predicting the response of an oligodendroglioma to therapy May be useful in tumors with a complex "hybrid" morphology requiring differentiation from pure astrocytomas to support the presence of oligodendroglial differentiation/lineage Indicated when a diagnosis of oligodendroglioma, both low-grade World Health Organization (WHO, grade II) and anaplastic (WHO, grade III) is rendered Strongly recommended when a diagnosis of mixed oligoastrocytomas is rendered | Fluorescence In Situ Hybridization (FISH) Using DNA Probes | Yes | 1p/19q Deletion, Glioma, FISH, Ts | This test does not include a pathology consult. If a pathology consultation is requested, PATHC / Pathology Consultation should be ordered, and the appropriate fluorescence in situ hybridization (FISH) test will be performed at an additional charge. | Submit only 1 of the following specimens: Specimen Type:Tissue Preferred:Tissue block Collection Instructions:Submit a formalin-fixed, paraffin-embedded (FFPE) tumor tissue block. Blocks prepared with alternative fixation methods may be acceptable; provide fixation method used. Acceptable:Slides Collection Instructions:Sixconsecutive, unstained, 5 micron-thick sections placed on positively charged slides, and 1 hematoxylin and eosin-stained slide. | Four consecutive, unstained, 5-micron-thick sections placed on positively charged slides and 1 hematoxylin and eosin-stained slide | Astrocytomas, oligodendrogliomas, and mixed oligoastrocytomas are the major histologic types of human gliomas; histologic differentiation among these tumors can be difficult. It has been shown that specific genetic alterations are highly associated with specific morphologic types of gliomas. In addition, specific genetic alterations seem to predict prognosis (survival), as well as response to specific chemotherapeutic and radiotherapeutic regimens, irrespective of tumor morphology. Deletions of the short arm of chromosome 1(1p) and long arm of chromosome 19 (19q), are strongly correlated with gliomas of oligodendroglial morphology. Approximately 70%, 50%, and 50% of oligodendrogliomas have deletions of 19q, 1p, and of both 19q and 1p, respectively. Combined 1p and 19q loss is infrequent in gliomas of astrocytic origin. Thus, the presence of combined 1p/19q loss is strongly suggestive that a glioma is of oligodendroglioma lineage. Gains of chromosome 19 and of the 19 q-arm are associated with gliomas of astrocytic origin. Deletions of 1p and of both 1p and 19q also have been associated with response to various chemotherapeutic and radiotherapeutic regimens. These responses have been especially associated with high-grade oligodendrogliomas (anaplastic oligodendrogliomas). Chromosomal microarray (CMAPT / Chromosomal Microarray, Tumor, Formalin-Fixed Paraffin-Embedded), rather thanfluorescence in situ hybridization, may be of benefit to evaluate for acquired alterations associated with the molecular classification of glioma.(1) For more information and frequently asked questions, seeClarity on Reason for and Benefits of Chromosomal Microarray. | An interpretive report will be provided. | The presence of short arm of chromosome 1(1p) deletion and combined 1p and long arm of chromosome 19 deletion supports a diagnosis of oligodendroglioma may indicate that the patient may respond to chemotherapy and radiation therapy. The presence of gain of chromosome 19 supports a diagnosis of high-grade astrocytoma (glioblastoma multiforme). A negative result does not exclude a diagnosis of oligodendroglioma or high-grade astrocytoma. | This test is not approved by the US FDA, and it is best used as an adjunct to existing clinical and pathologic information. | 1.WHO Classification of Tumours Editorial Board. Central Nervous System Tumours: WHO Classification of Tumours. Vol 6. 5th ed. IARC Press; 2022:19-55 2. Ball MK, Kollmeyer TM, Praska CE, et al.Frequency of false-positive FISH 1p/19q codeletion in adult diffuse astrocytic gliomas.Neurooncol Adv. 2020 Aug 27;2(1):vdaa109. doi: 10.1093/noajnl/vdaa109 | The test uses 2 commercially available enumeration strategy probe sets: 1p36(TP73)/1q25(ABL2) and 19p13(D19S221)/19q13.3(EHD2). Formalin-fixed paraffin-embedded tissues are cut at 5 microns and mounted on positively charged glass slides. The selection of tissue and the identification of target areas on the hematoxylin and eosin (H and E)-stained slide is performed by a pathologist. Using the H and E-stained slide as a reference, target areas are etched with a diamond-tipped etcher on the back of the unstained slide to be assayed. The probe sets are hybridized to the appropriate target areas. For each probe set, 2 technologists each analyze 50 interphase nuclei (100 total for each probe set) with the results expressed as a ratio of the total number of 1p36:1q and 19q13.3:19p signals.(Unpublished Mayo method) | 8 to 12 days | Slides and H&E used for analysis are retained by the laboratory in accordance to CAP and NYS requirements. Client provided paraffin blocks and extra unstained slides (if provided) will be returned after testing is complete. | This test was developed using an analyte specific reagent. Its performance characteristics were determined by Mayo Clinic in a manner consistent with CLIA requirements. This test has not been cleared or approved by the US Food and Drug Administration. | 88271x2, 88291- DNA probe, each (first probe set), Interpretation and report88271x2- DNA probe, each; each additional probe set (if appropriate)88271x1- DNA probe, each; coverage for sets containing 3 probes (if appropriate)88271x2- DNA probe, each; coverage for sets containing 4 probes (if appropriate)88271x3- DNA probe, each; coverage for sets containing 5 probes (if appropriate)88274- w/modifier 52- Interphase in situ hybridization, <25 cells, each probe set (if appropriate)88274- Interphase in situ hybridization, 25 to 99 cells, each probe set (if appropriate) | 1p/19q Deletion, Glioma, FISH, Ts | In Process | 53836 | Disclaimer | 62364-5
BPGMM | 2,3-Bisphosphoglycerate Mutase, Full Gene Sequencing Analysis, Varies | Diagnosing 2,3-bisphosphoglycerate mutase deficiency in individuals with lifelong, unexplained erythrocytosis Identifying genetic variant carriers in family members of an affected individual for the purposes of preconception genetic counseling Thistestisnotintendedforprenataldiagnosis. | Polymerase Chain Reaction (PCR)/Sanger Sequencing | Yes | BPGM Full Gene Sequencing | This evaluation is recommended for patients presenting with lifelong elevation in hemoglobin or hematocrit, usually with a positive family history of similar symptoms. Reported cases of 2,3-bisphosphoglyceratedeficiency have been associated with decreased p50 values (left-shifted oxygen-dissociation curve). Due to the rarity of this disorder, other more common causes of erythrocytosis should be excluded prior to ordering; for more information seeErythrocytosis Evaluation Testing Algorithm. | Submit only 1 of the following specimens: Patient Preparation:Bonemarrowtransplantsprecludeaccurategermline andgenetic variantanalysis. Inform the laboratory if this patient has undergone bone marrow transplantation. On rare occasions transfusion of blood products can preclude accurategenetic variantanalysis, and results should be interpreted with caution if performed after recent transfusion (within 4 months). Specimen Type:Whole blood Container/Tube: Preferred:Lavendertop (EDTA) Acceptable:Yellowtop (ACD),greentop (sodium heparin) SpecimenVolume:4mL CollectionInstructions: 1.Invertseveraltimestomixblood. 2. Send whole blood specimenintheoriginaltube.Do not aliquot Specimen Stability Information:Ambient 14 days (preferred)/Refrigerate 30 days Specimen Type:Extracted DNA from whole blood Container/Tube:1.5 to 2 mL tube Specimen Volume:Entire specimen Collection Instructions: 1.Label specimen as extracted DNA and source of specimen 2. Provide volume and concentration of the DNA Specimen Stability Information:Frozen (preferred)/Refrigerate/Ambient | Blood: 1 mL; Extracted DNA: 50 mcL at 50 ng/mcL concentration | Erythrocytosis (ie, increased red blood cell mass and elevated hemoglobin and hematocrit) may be primary, due to an intrinsic defect of bone marrow stem cells as in polycythemia vera (PV), or secondary, in response to increased serum erythropoietin (EPO) levels. Secondary erythrocytosis is associated with a number of disorders including chronic lung disease, chronic increase in carbon monoxide, cyanotic heart disease, high-altitude living, kidney cysts and tumors, hepatoma, and other EPO-secreting tumors. When these common causes of secondary erythrocytosis are excluded, a heritable cause involving hemoglobin or erythrocyte regulatory mechanism may be suspected. Unlike PV, hereditary erythrocytosis is not associated with the risk of clonal evolution and most commonly presents as isolated erythrocytosis that has been present since childhood. Hereditary erythrocytosis may be caused by alterations in one of several genes and inherited in either an autosomal dominant or autosomal recessive manner. Genetic variants causing hereditary erythrocytosis have been found in genes coding for alpha and beta hemoglobins, hemoglobin stabilization proteins (eg, 2,3-bisphosphoglycerate mutase: BPGM), the erythropoietin receptor (EPOR), and oxygen-sensing pathway enzymes (hypoxia-inducible factor: HIF, prolyl hydroxylase domain: PHD, and von Hippel Lindau: VHL), see Table. The true prevalence of variants causing hereditary erythrocytosis is unknown; however, very few cases of 2,3-BPG deficiency-associated hereditary erythrocytosis have been identified, and this disorder is thought to be rare. Table. ErythrocytosisTesting Gene Inheritance Serum EPO JAK2V617F Acquired Decreased JAK2exon 12 Acquired Decreased EPOR Dominant Decreased PHD2/EGLN1 Dominant Normal BPGM Recessive Normal Beta globin Dominant Normal to increased Alpha globin Dominant Normal to increased HIF2A/EPAS1 Dominant Normal to increased VHL Recessive Normal to increased | An interpretive report will be provided. | An interpretivereportwillbeprovidedandwillincludespecimeninformation,assayinformation,andwhetherthespecimenwaspositive for anyvariationsinthegene. Ifpositive,thealterationwillbe correlatedwithclinicalsignificance,ifknown. | ThistestdoesnotdetectlargedeletionsandduplicationsinBPGM. Polycythemiaveraand acquired causesoferythrocytosisshouldbeexcludedbeforeorderingthistest. Certaingeneticalterationshavenoclinicalmanifestationsand,inessence,are clinicallybenign.Correlation with allrelevantclinicalinformationisnecessarytoprovideappropriatepatientcare. | 1. Petousi N, Copley RR, Lappin TR, et al: Erythrocytosis associated with a novel missense mutation in the BPGM gene. Haematologica. 2014 Oct;99(10):e201-e204 2. Hoyer JD, Allen SL, Beutler E, Kubik K, West C, Fairbanks VF: Erythrocytosis due to bisphosphoglycerate mutase deficiency with concurrent glucose-6-phosphate dehydrogenase (G-6-PD) deficiency. Am J Hematol. 2004 Apr;75(4):205-208 3. Rosa R, Prehu MO, Beuzard Y, Rosa J: The first case of a complete deficiency of diphosphoglycerate mutase in human erythrocytes. J Clin Invest. 1978 Nov;62(5):907-915 | DNA is extracted from whole peripheral blood and amplified in 4 separate polymerase chain reactions (PCR) to coverBPGMexons 1 through 4. PCR products are then sequenced by the Sanger sequencing method and analyzed with sequencing software. Patient sequence results are compared with the genomic reference sequences and the single-nucleotide variants known to occur in the genes. If a variant is detected, the messenger RNA reference sequence will be used to determine the amino acid number and resulting amino acid change if there is one.(Lemarchandel V, Joulin V: Compound heterozygosity in a complete erythrocyte bisphosphoglycerate mutase deficiency. Blood. 1992 Nov;80[10]:2643-2649; McMullin MF: Congenital erythrocytosis. IJLH 2016;38[Suppl. 1]:59-65) | 10 to 25 days | Whole blood: 2 weeks; Extracted DNA: 3 months | This test was developed and its performance characteristics determined by Mayo Clinic in a manner consistent with CLIA requirements. It has not been cleared or approved by the US Food and Drug Administration. | 81479 | BPGM Full Gene Sequencing | 94190-6 | 37112 | BPGM Interpretation | 69047-9
23BPT | 2,3-Dinor 11 Beta-Prostaglandin F2 Alpha, 24 Hour, Urine | Screening for mast cell activation disorders including systemic mastocytosis using 24-hour urine specimens | T23BP: Liquid Chromatography-Tandem Mass Spectrometry (LC-MS/MS) CRT24: Enzymatic Colorimetric Assay | Yes | 2,3-dinor 11B-Prostaglandin F2a, U | Urine | Patient Preparation:Patients taking aspirin or nonsteroidal anti-inflammatory drugs (NSAID) may have decreased concentrations of prostaglandin F2 alpha. If possible, discontinue for 2 weeks or 72 hours, respectively, prior to collecting a specimen. Supplies:Sarstedt Aliquot Tube, 5 mL (T914) Container/Tube:Plastic, 5-mL tube Specimen Volume:5 mL Collection Instructions: 1. Collect urine for 24 hours. 2. No preservative preferred. Additional Information:SeeUrine Preservatives-Collection and Transportation for 24-Hour Urine Specimensfor multiple collections. | 2.7 mL | 2,3-Dinor-11beta-prostaglandin F2 alpha (2,3 BPG)is the most abundant metabolic product of prostaglandins released by activated mast cells. Systemic mastocytosis (SM) is a disease in which clonally derived mast cells accumulate in peripheral tissues. Degranulation of these mast cells releases large amounts of histamines, prostaglandins, leukotrienes, and tryptase. World Health Organization diagnostic criteria for SM require the presence of elevated mast cell counts on a bone marrow biopsy and 1 of the following minor criteria: -Abnormal mast cell morphology -KITAsp816Val variant -CD25-positive mast cells -Serum tryptase greater than 20 ng/mL Alternatively, SM diagnosis can be made with the presence of 3 minor criteria in the absence of abnormal bone marrow studies. Measurement of mast cell mediators in blood or urine is less invasive and is advised for the initial evaluation of suspected cases. Elevated levels of serum tryptase, urinary N-methylhistamine, 2,3 BPG, or leukotriene E4 are consistent with the diagnosis of systemic mast cell disease. | <1802 pg/mg creatinine | Elevated urine2,3-dinor-11beta-prostaglandin F2 alpha is consistent with systemic mastocytosis. | Elevated levels of2,3-dinor-11beta-prostaglandin F2 alpha (2,3 BPG)in urine are not specific for systemic mast cell disease and may be found in patients with angioedema, diffuse urticaria, or myeloproliferative diseases in the absence of diffuse mast cell proliferation. Systemic mast cell disease is a heterogeneous disease, and some patients may not have elevated 2,3 BPGin urine. | 1. Gotlib J, Pardanani A, Akin C, et al: International Working Group-Myeloproliferative Neoplasms Research and Treatment (IWG-MRT) and European Competence Network on Mastocytosis (ECNM) consensus response criteria in advanced systemic mastocytosis. Blood. 2013 Mar 28;121(13):2393-2401. doi: 10.1182/blood-2012-09-458521 2. Butterfield JH: Increased leukotriene E4 excretion in systemic mastocytosis. Prostaglandins Other Lipid Mediat. 2010 Jun;92(1-4):73-76. doi: 10.1016/j.prostaglandins.2010.03.003 3. Roberts LJ 2nd, Sweetman BJ, Lewis RA, Austen KF, Oates JA: Increased production of prostaglandin D2 in patients with systemic mastocytosis. N Engl J Med. 1980 Dec 11;303(24):1400-1404. doi: 10.1056/NEJM198012113032405 4. Metcalfe DD: Mastocytosis syndromes. In: Middleton E Jr, Reed CE, Ellis EF, et al. eds. Allergy Principles and Practice. Vol II. 4th ed. Mosby Yearbook Inc; 1993:1537-1551 5. Butterfield J, Weiler CR: The utility of measuring urinary metabolites of mast cell mediators in systemic mastocytosis and mast cell activation syndrome. J Allergy Clin Immunol Pract. 2020 Sept;8(8):2533-2541 | 2,3-Dinor-11beta-prostaglandin F2 alpha (2,3 BPG)is quantified in urine by liquid chromatography tandem mass spectrometry.(Unpublished Mayo method) Creatinine: All 2,3 BPG concentrations are normalized to urine creatinine levels measured using a Roche cobas enzymatic method. The enzymatic method is based on the determination of sarcosine from creatinine with the aid of creatininase, creatinase, and sarcosine oxidase. The liberated hydrogen peroxide is measured via a modified Trinder reaction using a colorimetric indicator. Optimization of the buffer system and the colorimetric indicator enables the creatinine concentration to be quantified both precisely and specifically.(Package insert: Creatinine plus ver 2. Roche Diagnostics; V15.0, 03/2019) | 3 to 8 days | 14 days | This test was developed and its performance characteristics determined by Mayo Clinic in a manner consistent with CLIA requirements. It has not been cleared or approved by the US Food and Drug Administration. | 84150 | 2,3-dinor 11B-Prostaglandin F2a, U | 94381-1 | 603460 | 2,3-dinor 11B-Prostaglandin F2a | 94381-1
23BPR | 2,3-Dinor 11 Beta-Prostaglandin F2 Alpha, Random, Urine | Screening for mast cell activation disorders including systemic mastocytosis using random urine specimens | R23BP: Liquid Chromatography Tandem Mass Spectrometry (LC-MS/MS) CRETR: Enzymatic Colorimetric Assay | Yes | 2,3-dinor 11B-Prostaglandin F2a,RU | Urine | Patient Preparation:Patients taking aspirin or nonsteroidal anti-inflammatory drugs (NSAIDs) may have decreased concentrations of prostaglandin F2 alpha. If possible, discontinue for 2 weeks or 72 hours, respectively, prior to collecting a specimen. Supplies:Sarstedt Aliquot Tube, 5 mL (T914) Container/Tube:Plastic, 5-mL tube Specimen Volume:5 mL Collection Instructions:Collect a random urine specimen. | 3 mL | 2,3-Dinor-11beta-prostaglandin F2 alpha (2,3 BPG) is the most abundant metabolic product of prostaglandins released by activated mast cells. Systemic mastocytosis (SM) is a disease in which clonally derived mast cells accumulate in peripheral tissues. Degranulation of these mast cells releases large amounts of histamines, prostaglandins, leukotrienes, and tryptase. The World Health Organization diagnostic criteria for SM require the presence of elevated mast cell counts on a bone marrow biopsy and one of the following minor criteria: -Abnormal mast cell morphology -KITAsp816Val variant -CD25-positive mast cells -Serum tryptase greater than 20 ng/mL Alternatively, SM diagnosis can be made with the presence of 3 minor criteria in the absence of abnormal bone marrow studies. Measurement of mast cell mediators in blood or urine is less invasive and is advised for the initial evaluation of suspected cases. Elevated levels of serum tryptase, urinary N-methylhistamine, 2,3 BPG, or leukotriene E4 are consistent with the diagnosis of systemic mast cell disease. | <1802 pg/mg creatinine | Elevated urinary 2,3-dinor-11beta-prostaglandin F2 alpha (2,3 BPG) concentrations greater than 1820 pg/mg creatinine are consistent with the diagnosis of systemic mast cell disease when combined with clinical signs and symptoms. Pharmacological treatment with aspirin or nonsteroidal anti-inflammatory drugs (NSAIDs) has been shown to decrease production of 2,3 BPG. Urinary 2,3 BPG has been shown to improve sensitivity in the screening of mastocytosis when used in conjunction with urinary leukotriene E4 and urinary N-methylhistamine. An internal study showed when all three urine markers are measured; sensitivity for systemic mastocytosis detection is 90%. | Elevated levels of 2,3-dinor-11beta-prostaglandin F2 alpha (2,3 BPG) in urine are not specific for systemic mast cell disease and may be found in patients with angioedema, diffuse urticaria, or myeloproliferative diseases in the absence of diffuse mast cell proliferation. Systemic mast cell disease is a heterogeneous disease, and some patients may not have elevated 2,3 BPG in urine. Patients taking aspirin or nonsteroidal anti-inflammatory drugs (NSAIDs) may have decreased concentrations of prostaglandin F2 alpha if dosage has not been discontinued for 2 weeks or 72 hours, respectively. | 1. Gotlib J, Pardanani A, Akin C, et al. International Working Group-Myeloproliferative Neoplasms Research and Treatment (IWG-MRT) and European Competence Network on Mastocytosis (ECNM) consensus response criteria in advanced systemic mastocytosis. Blood. 2013 Mar 28;121(13):2393-2401. doi: 10.1182/blood-2012-09-458521 2. Butterfield JH. Increased leukotriene E4 excretion in systemic mastocytosis. Prostaglandins Other Lipid Mediat. 2010 Jun;92(1-4):73-76. doi: 10.1016/j.prostaglandins.2010.03.003 3. Roberts LJ 2nd, Sweetman BJ, Lewis RA, Austen KF, Oates JA. Increased production of prostaglandin D2 in patients with systemic mastocytosis. N Engl J Med. 1980;303(24):1400-1404. doi:10.1056/NEJM198012113032405 4. Metcalfe DD. Mastocytosis syndromes. In: Middleton E Jr, Reed CE, Ellis EF, et al. eds. Allergy Principles and Practice. Vol II. 4th ed. Mosby Yearbook Inc; 1993:1537-1551 5. Butterfield J, Weiler CR. The utility of measuring urinary metabolites of mast cell mediators in systemic mastocytosis and mast cell activation syndrome. J Allergy Clin Immunol Pract. 2020;8(8):2533-2541 | 2,3-Dinor-11beta-prostaglandin F2 alpha (2,3 BPG) is quantified in urine by liquid chromatography tandem mass spectrometry (LC-MS/MS). Deuterium-labeled 2,3-dinor-11beta-prostaglandin F2 alpha (d9-2,3 BPG) and reagent are added to all controls and specimens, which are then liquid/liquid extracted. The extractant is evaporated and samples and controlsthen reconstituted. Chromatographic separation is achieved with an analytical column. This eluent is transferred to an API 5000 MS/MS. The ratios of the integrated peak heights of 2,3 BPG and d9-2,3 BPG internal standard are used to calculate the concentration of the analyte. All 2,3 BPG concentrations are normalized to urine creatinine levels.(Unpublished Mayo method) Creatinine: All 2,3 BPG concentrations are normalized to urine creatinine levels measured using a Roche cobas enzymatic method. The enzymatic method is based on the determination of sarcosine from creatinine with the aid of creatininase, creatinase, and sarcosine oxidase. The liberated hydrogen peroxide is measured via a modified Trinder reaction using a colorimetric indicator. Optimization of the buffer system and the colorimetric indicator enables the creatinine concentration to be quantified both precisely and specifically.(Package insert: Creatinine plus ver 2. Roche Diagnostics; V15.0, 03/2019) | 3 to 8 days | 14 days | This test was developed and its performance characteristics determined by Mayo Clinic in a manner consistent with CLIA requirements. It has not been cleared or approved by the US Food and Drug Administration. | 8415082570 | 2,3-dinor 11B-Prostaglandin F2a,RU | 97658-9 | 603459 | 2,3-dinor 11B-Prostaglandin F2a | 97658-9
2HGA | 2-Hydroxyglutaric Acid Chiral Analysis, Quantitative, Random, Urine | Determining type of 2-hydroxyglutaric aciduria by chiral analysis of urine | Gas Chromatography Mass Spectrometry (GC-MS) | Yes | D-,L- 2-Hydroxyglutaric Acid, QN, U | Urine | Supplies:Urine Tube, 10 mL (T068) Container/Tube:Plastic, 10-mL urine tube Specimen Volume:10 mL Pediatric:If the collection volume appears insufficient, submit as much specimen as possible in a single container; the laboratory will determine if volume is sufficient for test. Collection Instructions: 1. Collect a random urine specimen (first morning void preferred) 2. No preservative | 1 mL | 2-Hydroxyglutaric aciduria disorders are a group of cerebral organic acidurias that present biochemically with an elevation of 2-hydroxyglutaric acid (2-HGA) in the urine. There are 2 enantiomers of 2-HGA, the D-form and the L-form. Depending on the genetic defect, individuals may have an elevation of one or both forms of 2-HGA. Routine organic acid analysis (OAU / Organic Acids Screen, Random, Urine), while able to detect 2-HGA, is unable to distinguish between the 2 enantiomers; however, they can be separated with this more specialized biochemical test. L-2-hydroxyglutaric aciduria (L-2-HGA) is caused by defects inL2HGDHand is characterized by progressive cerebellar ataxia and intellectual disability, seizures, and macrocephaly beginning in infancy or early childhood. Symptoms worsen over time, leading to severe disability by early adulthood. Magnetic resonance imaging (MRI) findings include subcortical leukoencephalopathy, generalized cerebellar and cerebral atrophy, and atrophy of the corpus callosum. D-2-hydroxylglutaric aciduria (D-2-HGA) is characterized by elevated levels of D-2-hydroxyglutaric acid (D-2-HG) and typically manifests with developmental delay, seizures, and hypotonia, though can vary widely from asymptomatic to severe. There are 2 types of D-2-HGA depending on the genetic cause. D-2-HGA can either be autosomal recessive, resulting from variants inD2HGDHcausing reduced enzymatic activity (type I), or autosomal dominant, with gain-of-function variants inIDH2causing overproduction of D-2-HG (type II). Combined D,L-2-hydroxylglutaric aciduria (D,L-2-HGA) is the most severe of the 3 types and is caused by defects inSLC25A1, which encodes the mitochondrial citrate carrier. It is characterized by neonatal-onset encephalopathy with severe muscular weakness, intractable seizures, respiratory distress, and lack of psychomotor development resulting in early death. Molecular genetic testing is available (2OHGP / 2-Hydroxyglutaric Aciduria Gene Panel, Varies), which includes analysis ofD2HGDH,L2HGDH,IDH2, andSLC25A1and can be used to confirm abnormal urine results. | Age,D-2-hydroxyglutaric acid (mmol/mol creatinine),L-2-hydroxyglutaric acid(mmol/mol creatinine), 0-11 months,< or =14.11,< or =17.38, 12-23 months,< or =13.76,< or =17.03, 24-35 months,< or =13.38,< or =16.63, 3 years,< or =12.96,< or =16.18, 4 years,< or =12.20,< or =15.35, 5 years,< or =11.40,< or =14.44, 6 years,< or =10.56,< or =13.46, 7 years,< or =9.71,< or =12.43, 8 years,< or =8.93,< or =11.44, 9 years,< or =8.21,< or =10.50, 10 years,< or =7.56,< or =9.66, 11 years,< or =6.99,< or =8.94, 12 years,< or =6.47,< or =8.33, 13 years,< or =6.01,< or =7.83, 14 years,< or =5.60,< or =7.44, 15 years,< or =5.23,< or =7.14, 16 years,< or =4.91,< or =6.93, 17 years,< or =4.63,< or =6.78, 18 years,< or =4.40,< or =6.69, 19 years,< or =4.21,< or =6.63, 20 years,< or =4.07,< or =6.60, 21 years,< or =3.96,< or =6.59, 22 years,< or =3.88,< or =6.58, 23 years,< or =3.81,< or =6.56, 24 years,< or =3.76,< or =6.54, 25 years,< or =3.71,< or =6.50, 26 years,< or =3.67,< or =6.44, 27 years,< or =3.63,< or =6.37, 28 years,< or =3.59,< or =6.27, 29 years,< or =3.56,< or =6.15, 30 years,< or =3.54,< or =6.02, 31 years,< or =3.52,< or =5.87, 32 years,< or =3.50,< or =5.72, 33 years,< or =3.49,< or =5.57, 34 years,< or =3.48,< or =5.41, 35 years,< or =3.46,< or =5.26, 36 years,< or =3.45,< or =5.13, 37 years,< or =3.43,< or =5.00, 38 years,< or =3.42,< or =4.88, 39 years,< or =3.40,< or =4.78, 40 years,< or =3.39,< or =4.70, 41 years,< or =3.37,< or =4.62, 42 years,< or =3.35,< or =4.55, 43 years,< or =3.33,< or =4.50, 44 years,< or =3.30,< or =4.44, 45 years,< or =3.28,< or =4.40, 46 years,< or =3.24,< or =4.35, 47 years,< or =3.21,< or =4.31, 48 years,< or =3.17,< or =4.27, 49 years,< or =3.13,< or =4.23, 50 years,< or =3.10,< or =4.19, 51 years,< or =3.07,< or =4.16, 52 years,< or =3.04,< or =4.12, 53 years,< or =3.01,< or =4.10, 54 years,< or =2.99,< or =4.07, 55 years,< or =2.97,< or =4.04, 56 years,< or =2.95,< or =4.01, 57 years,< or =2.93,< or =3.98, 58 years,< or =2.91,< or =3.94, 59 years,< or =2.89,< or =3.91, 60 years,< or =2.87,< or =3.87, 61 years,< or =2.85,< or =3.84, 62 years,< or =2.83,< or =3.80, 63 years,< or =2.79,< or =3.78, 64 years,< or =2.76,< or =3.75, 65 years,< or =2.71,< or =3.73, 66 years,< or =2.67,< or =3.72, 67 years,< or =2.61,< or =3.71, 68 years,< or =2.56,< or =3.69, 69 years,< or =2.50,< or =3.68, 70 years,< or =2.44,< or =3.66, 71 years,< or =2.38,< or =3.64, 72 years,< or =2.32,< or =3.61, 73 years,< or =2.26,< or =3.56, 74 years,< or =2.21,< or =3.50, 75 years,< or =2.16,< or =3.43, 76 years,< or =2.10,< or =3.35, 77 years,< or =2.05,< or =3.26, 78 years,< or =2.00,< or =3.17, 79 years,< or =1.94,< or =3.08, 80 years,< or =1.89,< or =2.99, 81 years,< or =1.84,< or =2.91, 82 years,< or =1.80,< or =2.84, 83 years,< or =1.75,< or =2.78, 84 years,< or =1.71,< or =2.73, 85 years,< or =1.68,< or =2.69, 86 years,< or =1.65,< or =2.67, 87 years,< or =1.64,< or =2.65, 88 years,< or =1.63,< or =2.64, > or =89 years,< or =1.62,< or =2.64, | The values for the D-2-hydroxyglutaric acid and L-2-hydroxyglutaric acid concentrations are reported. The interpretation of the result must be correlated with clinical and other laboratory findings. | No significant cautionary statements | 1.Kranendijk M, Struys EA, Salomons GS, Van der Knaap MS, Jakobs C. Progress in understanding 2-hydroxyglutaric acidurias. J Inherit Metab Dis. 2012;35(4):571-587. doi:10.1007/s10545-012-9462-5 2. Muhlhausen C, Salomons GS, Lukacs Z, et al. Combined D2-/L2-hydroxyglutaric aciduria (SLC25A1 deficiency): clinical course and effects of citrate treatment. J Inherit Metab Dis. 2014;37(5):775-781. doi:10.1007/s10545-014-9702-y 3. Struys EA. D-2-Hydroxyglutaric aciduria: unravelling the biochemical pathway and the genetic defect. J Inherit Metab Dis.2006;29(1):21-29. doi:10.1007/s10545-006-0317-9 4. Perales-Clemente E, Hewitt AL, Studinski AL, et al. Bilateral subdural hematomas and retinal hemorrhages mimicking nonaccidental trauma in a patient with D-2-hydroxyglutaric aciduria. JIMD Rep. 2020;58(1):21-28. doi:10.1002/jmd2.12188 | Urine volumes are spiked with a mixture of internal standards and evaporated. The dry residue is derivatized to form the diastereomeric molecules, then acidified and extracted. After evaporation, the dry residue is derivatized esters at the carboxylic acid moiety. Specimens are then analyzed by capillary gas chromatography mass spectrometry selected ion monitoring using chemical ionization, with chromatographic separation of the L,L- and D,L-diastereoisomers of derivatized 2-hydroxyglutaric acid (2-HGA), corresponding to L-2-HGA and D-2-HGA, respectively.(Unpublished Mayo method) | 3 to 9 days | 2 months | This test was developed and its performance characteristics determined by Mayo Clinic in a manner consistent with CLIA requirements. It has not been cleared or approved by the US Food and Drug Administration. | 83921 x 2 | D-,L- 2-Hydroxyglutaric Acid, QN, U | 79297-8 | 614622 | Reviewed By | 18771-6
2OHGP | 2-Hydroxyglutaric Aciduria Gene Panel, Varies | Follow up for abnormal biochemical results suggestive of 2-hydroxyglutaric aciduria Establishing a molecular diagnosis for patients with 2-hydroxyglutaric aciduria Identifying variants within genes known to be associated with 2-hydroxyglutaric aciduria, allowing for predictive testing of at-risk family members | Sequence Capture and Targeted Next-Generation Sequencing followed by Polymerase Chain Reaction (PCR) and Sanger Sequencing | Yes | 2-OH Glutaric Aciduria Gene Panel | For skin biopsy or cultured fibroblast specimens, fibroblast culture testing will be performed at an additional charge. If viable cells are not obtained, the client will be notified. | Patient Preparation:A previous bone marrow transplant from an allogenic donor will interfere with testing. Call 800-533-1710 for instructions for testing patients who have received a bone marrow transplant. Submit only 1 of the following specimens: Specimen Type:Whole blood Container/Tube: Preferred:Lavender top (EDTA) or yellow top (ACD) Acceptable:Any anticoagulant Specimen Volume:3 mL Collection Instructions: 1. Invert several times to mix blood. 2. Send specimen in original tube.Do not aliquot. Specimen Stability Information:Ambient (preferred) 4 days/Refrigerated 14 days Specimen Type:Skin biopsy Supplies:Fibroblast Biopsy Transport Media (T115) Container/Tube: Sterile container with any standard cell culture media (eg, minimal essential media, RPMI 1640). The solution should be supplemented with 1% penicillin and streptomycin. Specimen Volume: 4-mm punch Specimen Stability Information: Refrigerated (preferred)/Ambient Additional Information:A separate culture charge will be assessed under CULFB / Fibroblast Culture for Biochemical or Molecular Testing. An additional 3 to 4 weeks is required to culture fibroblasts before genetic testing can occur. SpecimenType: Cultured fibroblast Container/Tube: T-25 flask SpecimenVolume: 2 Flasks CollectionInstructions: Submit confluent cultured fibroblast cells from a skin biopsy from another laboratory. Cultured cells from a prenatal specimen will not be accepted. Specimen Stability Information: Ambient (preferred)/Refrigerated (<24 hours) Additional Information:A separate culture charge will be assessed under CULFB / Fibroblast Culture for Biochemical or Molecular Testing. An additional 3 to 4 weeks is required to culture fibroblasts before genetic testing can occur. Specimen Type: Blood spot Supplies:Card-Blood Spot Collection (Filter Paper) (T493) Container/Tube: Preferred: Collection card (Whatman Protein Saver 903 Paper) Acceptable: PerkinElmer 226 (formerly Ahlstrom 226) filter paper, or blood spot collection card Specimen Volume: 5 Blood spots Collection Instructions: 1.An alternative blood collection option for a patient older than 1 year is a fingerstick. For detailed instructions, seeHow to Collect Dried Blood Spot Samples. 2. Let blood dry on the filter paper at ambient temperature in a horizontal position for a minimum of 3 hours. 3. Do not expose specimen to heat or direct sunlight. 4. Do not stack wet specimens. 5. Keep specimen dry. Specimen Stability Information: Ambient (preferred)/Refrigerated Additional Information: 1. Due to lower concentration of DNA yielded from blood spots, it is possible that additional specimen may be required to complete testing. 2. For collection instructions, seeBlood Spot Collection Instructions. 3. For collection instructions in Spanish, seeBlood Spot Collection Card-Spanish Instructions(T777). 4. For collection instructions in Chinese, seeBlood Spot Collection Card-Chinese Instructions(T800). Specimen Type:Saliva Patient Preparation:Patient should not eat, drink, smoke, or chew gum 30 minutes prior to collection. Supplies:Saliva Swab Collection Kit (T786) Specimen Volume:1 swab Collection Instructions:Collect and send specimen per kit instructions. Specimen Stability Information:Ambient 30 days Additional Information:Due to lower concentration of DNA yielded from saliva, it is possible that additional specimen may be required to complete testing. | See Specimen Required | The 2-hydroxyglutaric aciduria disorders are a group of cerebral organic acidurias that present biochemically with an elevation of 2-hydroxyglutaric acid (2-HG) in the urine. There are two enantiomers or forms of 2-hydroxyglutaric acid, the D-form and the L-form. Depending on the genetic defect, individuals may have an elevation of one or both forms of 2-HG. Routine organic acid analysis (OAU / Organic Acids Screen, Random, Urine), while able to detect 2-HG, is unable to distinguish between the two enantiomers; however, they can be separated with more specialized biochemical testing. L-2-hydroxyglutaric aciduria (L-2-HGA) is caused by defects inL2HGDHand is characterized by progressive cerebellar ataxia and intellectual disability, seizures, and macrocephaly beginning in infancy or early childhood. Symptoms worsen over time leading to severe disability by early adulthood. Magnetic resonance imaging findings include subcortical leukoencephalopathy, generalized cerebellar and cerebral atrophy, and atrophy of the corpus callosum. D-2-hydroxylglutaric aciduria (D-2-HGA) is characterized by elevated levels of D-2-hydroxyglutaric acid and typically manifests with developmental delay, seizures, and hypotonia, though can vary widely from asymptomatic to severe. There are 2 types of D-2-HGA depending on the genetic cause. D-2-HGA can either be autosomal recessive, resulting from variants inD2HGDHcausing reduced enzymatic activity (Type I) or autosomal dominant gain-of-function variants inIDH2causing overproduction of D-2-HG (Type II). D,L-2-hydroxylglutaric aciduria is the most severe of the 3 and caused by defects inSLC25A1, which encodes the mitochondrial citrate carrier. It is characterized by neonatal-onset encephalopathy with severe muscular weakness, intractable seizures, respiratory distress, and lack of psychomotor development resulting in early death. Because of the genetic heterogeneity of the 2-hydroxyglutaric acidurias and the specialized biochemical testing needed to distinguish among the conditions, this genetic panel, which incorporatesD2HGDH,L2HGDH,IDH2, andSLC25A1, is an efficient way to diagnose these conditions. | An interpretive report will be provided. | All detected alterations are evaluated according to American College of Medical Genetics and Genomics (ACMG) recommendations.(1) Variants are classified based on known, predicted, or possible pathogenicity and reported with interpretive comments detailing their potential or known significance. | Clinical Correlation: Test results should be interpreted in the context of clinical findings, family history, and other laboratory data. Misinterpretation of results may occur if the information provided is inaccurate or incomplete. If testing was performed because of a clinically significant family history, it is often useful to first test an affected family member. Detection of at least one reportable variant in an affected family member would allow for more informative testing of at-risk individuals. To discuss the availability of additional testing options or for assistance in the interpretation of these results, contact the Mayo Clinic Laboratories genetic counselors at 800-533-1710. Technical Limitations: Next-generation sequencing may not detect all types of genomic variants. In rare cases, false-negative or false-positive results may occur. The depth of coverage may be variable for some target regions; assay performance below the minimum acceptable criteria or for failed regions will be noted. Given these limitations, negative results do not rule out the diagnosis of a genetic disorder. If a specific clinical disorder is suspected, evaluation by alternative methods can be considered. There may be regions of genes that cannot be effectively evaluated by sequencing or deletion and duplication analysis as a result of technical limitations of the assay, including regions of homology, high guanine-cytosine (GC) content, and repetitive sequences. Confirmation of select reportable variants will be performed by alternate methodologies based on internal laboratory criteria. This test is validated to detect 95% of deletions up to 75 base pairs (bp) and insertions up to 47 bp. Deletions-insertions (delins) of 40 or more bp, including mobile element insertions, may be less reliably detected than smaller indels. Deletion/Duplication Analysis: This analysis targets single and multi-exon deletions/duplications; however, in some instances single exon resolution cannot be achieved due to isolated reduction in sequence coverage or inherent genomic complexity. Balanced structural rearrangements (such as translocations and inversions) may not be detected. This test is not designed to detect low levels of mosaicism or to differentiate between somatic and germline variants. If there is a possibility that any detected variant is somatic, additional testing may be necessary to clarify the significance of results. Genes may be added or removed based on updated clinical relevance. Refer to theTargeted Genes and Methodology Details for 2-Hydroxyglutaric Aciduria Gene Panelfor the most up to date list of genes included in this test. For detailed information regarding gene specific performance and technical limitations, see Method Description or contact a laboratory genetic counselor. If the patient has had an allogeneic hematopoietic stem cell transplant or a recent heterologous blood transfusion, results may be inaccurate due to the presence of donor DNA. Call Mayo Clinic Laboratories for instructions for testing patients who have received a bone marrow transplant. Reclassification of Variants: Currently, it is not standard practice for the laboratory to systematically review previously classified variants on a regular basis. The laboratory encourages healthcare providers to contact the laboratory at any time to learn how the classification of a particular variant may have changed over time. Variant Evaluation: Evaluation and categorization of variants are performed using published American College of Medical Genetics and Genomics and the Association for Molecular Pathology recommendations as a guideline. Other gene-specific guidelines may also be considered. Variants are classified based on known, predicted, or possible pathogenicity and reported with interpretive comments detailing their potential or known significance. Variants classified as benign or likely benign are not reported. Multiple in silico evaluation tools may be used to assist in the interpretation of these results. The accuracy of predictions made by in silico evaluation tools is highly dependent upon the data available for a given gene, and periodic updates to these tools may cause predictions to change over time. Results from in silico evaluation tools should be interpreted with caution and professional clinical judgement. | 1. Richards S, Aziz N, Bale S, et al: Standards and guidelines for the interpretation of sequence variants: a joint consensus recommendation of the American College of Medical Genetics and Genomics and the Association for Molecular Pathology. Genet Med. 2015 May;17(5):405-424 2. Nota B, Struys EA, Pop A, et al: Deficiency in SLC25A1, encoding the mitochondrial citrate carrier, causes combined D-2- and L-2-hydroxyglutaric aciduria. Am J Hum Genet. 2013;92:627-631. doi: 10.1016/j.ajhg.2013.03.009 3. Kranendijk M, Struys EA, van Schaftingen E, et al: IDH2 mutations in patients with D-2-hydroxyglutaric aciduria. Science. 2010 Oct 15;330(6002):336. doi: 10.1126/science.1192632 4. Kranendijk M, Struys EA, Salomons GS, Van der Knaap MS, Jakobs C: Progress in understanding 2-hydroxyglutaric acidurias. J Inherit Metab Dis. 2012;35(4):571-587. doi: 10.1007/s10545-012-9462-5 5. Pop A, Struys EA, Jansen EEW, et al: D-2-hydroxyglutaric aciduria Type I: functional analysis of D2HGDH missense variants. Hum Mutat. 2019; 40(7):975-982. doi: 10.1002/humu.23751 | Next-generation sequencing (NGS) and/or Sanger sequencing is performed to test for the presence of variants in coding regions and intron/exon boundaries of the genes analyzed, as well as some other regions that have known pathogenic variants. The human genome reference GRCh37/hg19 build was used for sequence read alignment. At least 99% of the bases are covered at a read depth over 30X. Sensitivity is estimated at above 99% for single nucleotide variants, above 94% for insertions/deletions (indels) less than 40 base pairs (bp), above 95% for deletions up to 75 bp and insertions up to 47 bp. NGS and/or a polymerase chain reaction (PCR)-based quantitative method is performed to test for the presence of deletions and duplications in the genes analyzed. SeeTargeted Genes and Methodology Details for 2-Hydroxyglutaric Aciduria Gene Panelin Special Instructions for details regarding the targeted genes analyzed. There may be regions of genes that cannot be effectively evaluated by sequencing or deletion and duplication analysis as a result of technical limitations of the assay, including regions of homology, high guanine-cytosine (GC) content, and repetitive sequences. SeeTargeted Genes and Methodology Details for 2-Hydroxyglutaric Aciduria Gene Panelin Special Instructions for details regarding the specific gene regions not routinely covered.(Unpublished Mayo method) Genes analyzed:D2HGDH, IDH2, L2HGDH, SLC25A1 | 28 to 42 days | Whole Blood: 2 weeks (if available); Extracted DNA: 3 months; Blood spots/Saliva: 1 month | This test was developed and its performance characteristics determined by Mayo Clinic in a manner consistent with CLIA requirements. It has not been cleared or approved by the US Food and Drug Administration. | 8147988233-Tissue culture, skin, solid tissue biopsy (if appropriate)88240-Cryopreservation (if appropriate) | 2-OH Glutaric Aciduria Gene Panel | 105341-2 | 608775 | Released By | 18771-6
21DOC | 21-Deoxycortisol, Serum | As an adjunct to measurement of 17-hydroxyprogesterone, androstenedione, and cortisol in the diagnosis of difficult cases of suspected 21-hydroxylase (CYP21A2) deficiency Identifying heterozygote CYP21A2 deficiency carriers As an adjunct to measurements of 17-hydroxyprogesterone, androstenedione, testosterone, and, in female patients, estradiol in the follow-up of children with CYP21A2 deficiency | Liquid Chromatography Tandem Mass Spectrometry (LC-MS/MS) | Yes | 21-Deoxycortisol, S | For more information seeSteroid Pathways. | Supplies:Sarstedt Aliquot Tube, 5 mL (T914) Collection Container/Tube: Preferred:Red top Acceptable:Serum gel Submission Container/Tube:Plastic vial Specimen Volume:0.5 mL Collection Instructions: 1. Morning (8 a.m.) specimen is preferred. 2. Centrifuge and aliquot serum into a plastic vial. | 0.4 mL | The adrenal glands, ovaries, testes, and placenta produce steroid hormones, which can be subdivided into 3 major groups: mineralocorticoids, glucocorticoids, and sex steroids. Synthesis proceeds from cholesterol along 3 parallel pathways, corresponding to these 3 major groups of steroids, through successive side-chain cleavage and hydroxylation reactions. At various levels of each pathway, intermediate products can move into the respective adjacent pathways via additional, enzymatically-catalyzed reactions (seeSteroid Pathways). 21-Deoxycortisol is an intermediate steroid in the glucocorticoid pathway. While the main substrate flow in glucocorticoid synthesis proceeds from 17-hydroxyprogesterone via 21-hydroxylation to 11-deoxycortisol and then, ultimately, to cortisol, a small proportion of 17-hydroxyprogesterone is also hydroxylated at carbon number 11 by 11-beta-hydroxylase 1 (CYP11B1), yielding 21-deoxycortisol. This in turn can also serve as a substrate for 21-hydroxylase (CYP21A2), resulting in formation of cortisol. The major diagnostic utility of measurements of steroid synthesis intermediates lies in the diagnosis of disorders of steroid synthesis, particularly congenital adrenal hyperplasia (CAH). All types of CAH are associated with cortisol deficiency except for CYP11B2 deficiency and isolated impairments of the 17-lyase activity of CYP17A1 (this enzyme also has 17-alpha-hydroxylase activity). In case of severe illness or trauma, CAH predisposes patients to poor recovery or death. Patients with the most common form of CAH (21-hydroxylase deficiency, which accounts for >90% of cases), the third most common form of CAH (3-beta-steroid dehydrogenase deficiency, which accounts for <3% of cases), or the extremely rare StAR (steroidogenic acute regulatory protein) or 20,22 desmolase deficiencies might also suffer mineralocorticoid deficiency, as the enzyme blocks in these disorders are proximal to potent mineral corticoids. These patients might suffer salt-wasting crises in infancy. By contrast, patients with the second most common form of CAH (11-hydroxylase deficiency, which accounts for <5% of cases) are normotensive or hypertensive, as the block affects either CYP11B1 or CYP11B2 but rarely both, thus ensuring that at least corticosterone is still produced. In addition, patients with all forms of CAH might suffer the effects of substrate accumulation proximal to the enzyme block. In the 3 most common forms of CAH, the accumulating precursors spill over into the sex steroid pathway, resulting in virilization of female patients or, in milder cases, in hirsutism, polycystic ovarian syndrome, or infertility, as well as in possible premature adrenarche and pubarche in both genders. Measurement of the various precursors of mature mineralocorticoids and glucocorticoids, in concert with the determination of sex steroid concentrations, allows diagnosis of CAH and its precise type and serves as an aid in monitoring steroid replacement therapy and other therapeutic interventions. Measurement of 21-deoxycortisol can supplement or confirm 17-hydroxyprogesterone and androstenedione measurements in the diagnosis of difficult cases of CAH presumed to be due to CYP21A2 deficiency. 11-Hydroxylation remains intact in such patients. However, since the CYP21A2 enzyme block prevents formation of 11-deoxycortisol while simultaneously increasing the concentrations of the precursor, 17-hydroxyprogesterone, unoccupied CYP11B1 starts to hydroxylate the abundant 17-hydroxyprogesterone substrate into 21-deoxycortisol. The 21-deoxycortisol accumulates, as the diminished or absent CYP21A2 activity slows or prevents its conversion into cortisol. For other forms of CAH, the following tests may be relevant: 11-Hydroxylase deficiency: -DOCS / 11-Deoxycortisol, Serum -CORTC / Corticosterone, Serum -PRA / Renin Activity, Plasma -ALDS / Aldosterone, Serum 3-Beta-steroid-dehydrogenase deficiency: -17PRN / Pregnenolone and 17-Hydroxypregnenolone, Serum 17-Hydroxylase deficiency or 17-lyase deficiency (CYP17A1 has both activities): -PREGN / Pregnenolone, Serum -17OHP / 17-Hydroxypregnenolone, Serum -PGSN / Progesterone, Serum -OHPG / 17-Hydroxyprogesterone, Serum -DHEA_ / Dehydroepiandrosterone (DHEA), Serum -ANST / Androstenedione, Serum Cortisol should be measured in all cases of suspected CAH. It has been suggested that in the pubertal patient with 21-hydroxylase deficiency, 21-deoxycortisol may be useful and better than 17-hydroxyprogesterone for therapeutic decisions. | <5.0 ng/dL Reference values apply to all ages. | In untreated 21-hydroxylase (CYP21A2) deficiency, 21-deoxycortisol serum concentrations on average exceed the upper limit of the reference range 30-fold to 40-fold. 21-Hydroxycortisol measurements are particularly useful in equivocal cases of suspected 21-hydroxylase deficiency. Most untreated patients with 21-hydroxylase deficiency have serum 17-hydroxyprogesterone concentrations well in excess of 1000 ng/dL. For the few patients with levels in the range of greater than 630 ng/dL (upper limit of reference range for newborns) to 2000 ng/dL or 3000 ng/dL, it might be prudent to consider 11-hydroxylase deficiency as an alternative diagnosis. This is particularly true if serum androstenedione concentrations are also only mildly-to-modestly elevated and if the phenotype is not salt wasting but either simple virilizing (female) or normal (female or male). 11-Hydroxylase deficiency, particularly if it affects 11 beta-hydroxylase 1 (CYP11B1), can be associated with modest elevations in serum 17-hydroxyprogesterone concentrations. In these cases, testing for CYP11B1 deficiency and 11 beta-hydroxylase 2 (CYP11B2) deficiency should be considered and interpreted as described above. Alternatively, measurement of 21-deoxycortisol might be useful in such cases. This minor pathway metabolite accumulates in CYP21A2 deficiency, as it requires 21-hydroxylation to be converted to cortisol but is usually not elevated in CYP11B1 deficiency since its synthesis requires via 11-hydroxylation of 17-hydroxyprogesterone. For genetic counseling purposes, identification of asymptomatic carriers ofCYP21A2variants and deletions is sometimes required. The gold-standard is full DNA sequencing ofCYP21A2, its pseudogeneCYP21A1P,and, if possible, recombinants of gene and pseudogene, along with deletion detection. Such a procedure may be costly and complex, and often has a slow turnaround time. Therefore, many laboratories perform less complex, but also less complete, variant and deletion assessments, which may miss a significant minority of heterozygote carriers. Biochemical testing using corticotropin (previously adrenocorticotropic hormone: ACTH) 1-24 adrenal stimulation represents an alternative. However, for 17-hydroxyprogesterone and androstenedione measurements, there is significant overlap between poststimulation results in normal patients and in heterozygote carriers. By contrast, poststimulation 21-deoxycortisol concentrations of 55 ng/dL identify virtually all heterozygote carriers, with minimal overlap with normal individuals. The goal of congenital adrenal hyperplasia (CAH) treatment is normalization of cortisol levels and, ideally, sex steroid levels. Serum 17-hydroxyprogesterone, androstenedione, and testosterone should be measured and used to guide treatment modifications. Normal prepubertal androgen levels may be difficult to achieve, but if testosterone levels are within the reference range, androstenedione levels up to 100 ng/dL are usually regarded as acceptable. 17-Hydroxyprogesterone levels should not significantly exceed the normal reference range at any time of the day. However, during puberty, the changing levels of sex steroid production may make 17-hydroxyprogesterone measurements less reliable. Since 21-deoxycortisol is not a sex-steroid precursor, its levels appear more reliable during the pubertal period; again, the aim being not to exceed the reference range significantly. | At birth, the hypothalamic-pituitary-adrenal axis and the hypothalamic-pituitary-gonadal axis are activated, and all adrenal steroids, including mineralocorticoids and sex steroids and their precursors are high. In preterm infants, the elevations can be even more pronounced due to illness and stress. In doubtful cases, when the initial test was performed on a just-born baby, repeat testing a few days or weeks later is advised. Corticotropin (previously adrenocorticotrophic hormone: ACTH)1-24 testing has a low but definite risk of drug and allergic reactions and should, therefore, only be performed under the supervision of a physician in an environment that guarantees the patient's safety, typically an endocrine, or other centralized, testing center. Interpretation of ACTH1-24 testing in the context of diagnosis of congenital adrenal hyperplasia (CAH) requires considerable experience, particularly for the less common variants of CAH, such as 11-hydroxylase deficiency or 3-beta-hydroxysteroid dehydrogenase (3beta-HSD) deficiency for which very few, if any, reliable normative data exist. For the even rarer enzyme defects, such as deficiencies of StAR (steroidogenic acute regulatory protein), 20,22 desmolase, 17a-hydroxylase/17-lyase, and 17-beta-hydroxysteroid dehydrogenase (17beta-HSD), there are only case reports. Expert opinion from a pediatric endocrinologist with experience in CAH should, therefore, be sought. | 1. Von Schnakenburg K, Bidlingmaier F, Knorr D. 17-hydroxyprogesterone, androstenedione, and testosterone in normal children and in prepubertal patients with congenital adrenal hyperplasia. Eur J Pediatr. 1980;133(3):259-267 2. Tonetto-Fernandes V, Lemos-Marini SH, Kuperman H, et al. Serum 21-deoxycortisol, 17-hydroxyprogesterone, and 11-deoxycortisol in classic congenital adrenal hyperplasia: clinical and hormonal correlations and identification of patients with 11beta-hydroxylase deficiency among a large group with alleged 21-hydroxylase deficiency. J Clin Endocrinol Metab. 2006;91:2179-2184 3.Idkowiak, J, Cragun, D, Hopkin RJ, and Arlt W. Cytochrome P450 oxidoreductase deficiency. In: Adam MP, Mirzaa GM, Pagon RA, et al, eds. Gene Reviews [Internet]. University of Washington, Seattle; 2005. Updated August 3, 2017. Accessed May 2, 2024. Available atwww.ncbi.nlm.nih.gov/sites/books/NBK1419/ 4. Held PK, Bird IM, Heather NL. Newborn screening for congenital adrenal hyperplasia: review of factors affecting screening accuracy. Int J Neonatal Screen. 2020;6(3):67. doi:10.3390/ijns6030067 | The specimen and an internal standard are assayed by liquid chromatography tandem mass spectrometry. The analyte is detected by multiple-reaction monitoring.(Unpublished Mayo method) | 3 to 10 days | 14 days | This test was developed and its performance characteristics determined by Mayo Clinic in a manner consistent with CLIA requirements. It has not been cleared or approved by the US Food and Drug Administration. | 82542 | 21-Deoxycortisol, S | 74872-3 | 89477 | 21-Deoxycortisol, S | 74872-3
21OH | 21-Hydroxylase Antibodies, Serum | Investigating adrenal insufficiency Aiding in the detection of those at risk of developingautoimmune adrenal failure in the future | Enzyme-Linked Immunosorbent Assay (ELISA) | Yes | 21-Hydroxylase Ab, S | Serum | Collection Container/Tube: Preferred:Red top Acceptable:Serum gel Submission Container/Tube:Plastic vial Specimen Volume:1 mL Collection Instructions:Centrifuge and aliquot serum into a plastic vial to remove from cells or gel prior to shipping. | 0.2 mL | Adrenal insufficiency is caused by failure of the adrenal cortex to produce cortisol. This failure can result from loss of function of the adrenal glands (ie, primary adrenal insufficiency). This is most frequently caused by autoimmune adrenalitis or Addison disease accounting for 68% to 94% of cases. It can occur sporadically or in combination with other autoimmune endocrine diseases that together comprise type I or II autoimmune polyglandular syndrome (APS). Antibodies that react with several steroidogenic enzymes (most often 21-hydroxylase) are present in the serum of up to 86% of patients with autoimmune primary adrenal insufficiency but only rarely in patients with other causes of adrenal insufficiency. Therefore, 21-hydroxylase autoantibodies are markers of autoimmune Addison disease, whether present alone or as part of type I or II APS. The measurement of 21-hydroxylase autoantibodies is an important step in the investigation of adrenal insufficiency and may aid in the detection of those at risk of developing autoimmune adrenal failure in the future. | Negative | This is a qualitative test. A positive result indicates the presence of autoantibodies to 21-hydroxylaseand is consistent with Addison disease. Utilizing an index value of <45 as a negative cutoff, this assay has a clinical sensitivity and specificity of 87.0% (95% CI: 79.4%-92.2%) and 99.3% (95% CI: 97.5%-99.8%), respectively. | Lipemic or grossly hemolyzed serum should not be used in this assay. Results should be interpreted in the context of clinical symptoms and adrenal functional confirmatory tests. In rare cases, some individuals can develop antibodies to mouse or other animal antibodies (often referred to as human anti-mouse antibodies [HAMA] or heterophile antibodies), which may cause interference in some immunoassays. Caution should be used in interpretation of results and the laboratory should be alerted if the result does not correlate with the clinical presentation. | 1. Charmandari E, Nicolaides NC, Chrousos GP.Adrenal insufficiency. Lancet. 2014;383(9935):2152-2167 2. Bancos I, Hahner S, Tomlinson J, Arlt W. Diagnosis and management of adrenal insufficiency. Lancet Diabetes Endocrinol. 2015;3(3):216-226 3. Bornstein SR, Allolio B, Arlt W, et al. Diagnosis and treatment of primary adrenal insufficiency: An Endocrine Society Clinical Practice Guideline. J Clin Endocrinol Metab. 2016;101(2):364-389 | A reference preparation, controls, and patient specimens are incubated with a reaction enhancer overnight in a coated enzyme-linked immunosorbent assay (ELISA) plate. 21-Hydroxylase (21-OH) antibodies (Ab) act divalently and form a bridge between 21-OH Ab coated on ELISA plate wells and liquid phase 21-OH biotin. The resulting antigen-antibody-antigen complexes are then detected by the addition of streptavidin peroxidase and tetramethylbenzidine to produce a colorogenic reaction. Stop solution is added to halt the reaction, and absorbance is read using an ELISA plate reader. The absorbance of each well is directly proportional to the amount of antibody present. Positive and negative determinations are based on index values. Index values are calculated from the mean value of duplicate sample wells and compared to a reference value.(Package insert: 21-Hydroxylase Autoantibody [21-OHAb] ELISA Kit, Kronus; 04/2024) | 3 to 9 days | 2 weeks | This test has been cleared, approved, or is exempt by the US Food and Drug Administration and is used per manufacturer's instructions. Performance characteristics were verified by Mayo Clinic in a manner consistent with CLIA requirements. | 83516 | 21-Hydroxylase Ab, S | 85363-0 | 607788 | 21-Hydroxylase Ab, S | 85363-0
CYPZ | 21-Hydroxylase Gene, CYP21A2, Full Gene Analysis, Varies | Carrier screening and diagnosis of 21-hydroxylase deficient congenital adrenal hyperplasia (CAH) in individuals with a personal or family history of 21-hydroxylase deficiency, or as follow-up to positive CAH newborn screens and/or measurement of basal and adrenocorticotropic hormone- 1-24 stimulated 17-hydroxyprogesterone, androstenedione, and other adrenal steroid levels May identifyCYP21A2variantsin individuals with a suspected diagnosis of 21-hydroxylase deficient CAH when a common variant panel is negative or only identifies 1variant In prenatal cases with suspected differences of sex development (such as clitoromegaly) detected by ultrasound, particularly when the fetus is confirmed XX female by chromosome analysis Known/familial variant analysis forCYP21A2,as due to the complexity of theCYP21A2locus, site specific testing for known/familial variants is not offered for this gene | Polymerase Chain Reaction (PCR) Amplification followed by DNA Sequence Analysis and Gene Dosage Analysis by Multiplex Ligation-Dependent Probe Amplification (MLPA) | Yes | CYP21A2 Gene, Full Gene Analysis | For prenatal specimens only: | Patient Preparation:A previous bone marrow transplant from an allogenic donor will interfere with testing. For testing patients who have received a bone marrow transplant, call 800-533-1710 for instructions. Submit only 1 of the following specimens: Specimen Type:Whole blood Container/Tube: Preferred: Lavender top (EDTA) Specimen Volume:3 mL Collection Instructions: 1. Invert several times to mix blood. 2. Send specimen in original tube.Do notaliquot. Specimen Stability Information:Ambient (preferred) 4 days/Refrigerated 14 days Prenatal Specimens Due to its complexity, consultation with the laboratory is required for all prenatal testing; call 800-533-1710 to speak to a genetic counselor. Specimen Type:Amniotic fluid Container/Tube:Amniotic fluid container Specimen Volume:20 mL Specimen Stability Information:Refrigerated (preferred)/Ambient Additional information: 1. A separate culture charge will be assessed under CULAF / Culture for Genetic Testing, Amniotic Fluid. An additional 2 to 3 weeks is required to culture amniotic fluid before genetic testing can occur. 2. All prenatal specimens must be accompanied by a maternal blood specimen;order MATCC / Maternal Cell Contamination, Molecular Analysis, Varies on the maternal specimen. Specimen Type:Chorionic villi Container/Tube:15-mL tube containing 15 mL of transport media Specimen Volume:20 mg Specimen Stability Information:Refrigerated Additional Information: 1. A separate culture charge will be assessed under CULFB / Fibroblast Culture for Biochemical or Molecular Testing. An additional 3 to 4 weeks is required to culture fibroblasts before genetic testing can occur. 2. All prenatal specimens must be accompanied by a maternal blood specimen;order MATCC / Maternal Cell Contamination, Molecular Analysis, Varies on the maternal specimen. Acceptable Specimen Type:Confluent cultured cells Container/Tube:T-25 flask Specimen Volume:2 Flasks Collection Instructions:Submit confluent cultured cells from another laboratory. Specimen Stability Information:Ambient (preferred)/Refrigerated Additional Information: All prenatal specimens must be accompanied by a maternal blood specimen;order MATCC / Maternal Cell Contamination, Molecular Analysis, Varies on the maternal specimen. | Amniotic Fluid: 10 mL; Blood: 1 mL; Chorionic villi: 5 mg | Congenital adrenal hyperplasia (CAH), with an incidence rate of 1 in 10,000 to 18,000 live births, is one of the most common inherited syndromes. The condition is characterized by impaired cortisol production due to inherited defects in steroid biosynthesis. The clinical consequences of CAH, besides diminished cortisol production, depend on which enzyme is affected and whether the loss of function is partial or complete. In greater than 90% of CAH cases, the affected enzyme is 21-steroid hydroxylase, encoded by theCYP21A2gene located on chromosome 6 within the highly recombinant human histocompatibility complex locus. 21-hydroxylase deficient CAH is inherited in an autosomal recessive pattern and has a spectrum of clinical phenotypes depending upon residual enzyme activity. Excessive adrenal androgen biosynthesis results in varying degrees of virilization. If there is some residual enzyme activity, a non-classical phenotype results, with signs of hyperandrogenism typically starting in later childhood or adolescence. Individuals with severe enzyme deficiency have classical CAH, with prenatal onset of virilization. Classical CAH is subdivided into simple-virilizing (minimal residual enzyme activity) and salt-wasting (no residual enzyme activity) forms. Patients with salt-wasting CAH have both cortisol and mineral corticosteroid deficiency and are at risk for life-threatening salt-wasting crises if untreated. Because of its high incidence rate, 21-hydroxylase deficiency is screened for in most US newborn screening programs, typically by measuring 17-hydroxyprogesterone concentrations in blood spots by immunoassay. Confirmation by other testing strategies (eg,liquid chromatography tandem mass spectrometry:LC-MS/MS), CAH2T / Congenital Adrenal Hyperplasia Newborn Screen, Blood Spot), or retesting after several weeks, is required for most positive screens because of the high false-positive rates of the immunoassays (due to physiological elevations of 17-hydroxyprogesterone in premature babies and immunoassay cross-reactivity with other steroids). In a small percentage of cases, additional testing will fail to provide a definitive diagnosis. In addition, screening strategies can miss many non-classical cases, which may present later in childhood or adolescence and require more extensive steroid hormone profiling, including testing before and after adrenal stimulation with adrenocorticotropic hormone (ACTH)-1-24. For these reasons, genetic diagnosis plays an important ancillary role in both classical and nonclassical cases. In addition, the high carrier frequency (approximately 1 in 50) forCYP21A2variantmakes genetic diagnosis important for genetic counseling. Genetic testing can also play a role in prenatal diagnosis of 21-hydroxylase deficiency. However, accurate genetic diagnosis continues to be a challenge because most of thevariants arise from recombination events betweenCYP21A2and its highly homologous pseudogene,CYP21A1P(transcriptionally inactive). In particular, partial or complex rearrangements (with or without accompanying gene duplication events), which lead to reciprocal exchanges between gene and pseudogene, can present severe diagnostic challenges. Comprehensive genetic testing strategies must therefore allow accurate assessment of most, or all, known rearrangements andvariants, as well as unequivocal determination of whether the observed changes are located within a potentially transcriptionally active genetic segment. Testing of additional family members is often needed for clarification of genetic test results. | An interpretive report will be provided. | All detected alterations will be evaluated according to American College of Medical Genetics and Genomics (ACMG) recommendations.(1) Variants will be classified based on known, predicted, or possible pathogenicity and reported with interpretive comments detailing their potential or known significance. | Because of the complexity of the genetic structure of the CYP21A2 locus, and the possibility that a patient's congenital adrenal hyperplasia (CAH) may be due to other gene defects, genetic testing results should be correlated carefully with clinical and biochemical data. This testing strategy is superior to approaches previously used but may still miss some complex and large-scale genetic rearrangements or deletions, as well as genetic changes in far upstream or downstream gene-regulatory elements that impairCYP21A2gene expression. This can lead to false-negative test results. Rare alterations (ie, polymorphisms) in primer binding sites can lead to selective allelic drop-out, which can lead to false-negative or false-positive diagnosis. Patients without genetic evidence for disease-causingCYP21A2genetic changes may still have CAH due to a different enzyme defect. Additional and expanded biochemical steroid profiling is recommended if the clinical picture is strongly suggestive of CAH. | 1. Richards S, Aziz N, Bale S, et al: Standards and guidelines for the interpretation of sequence variants: a joint consensus recommendation of the American College of Medical Genetics and Genomics and the Association for Molecular Pathology. Genet Med. 2015 May;17(5):405-424 2. Collett-Solberg PF: Congenital adrenal hyperplasias: from clinical genetics and biochemistry to clinical practice, part I. Clin Pediatr. 2001;40:1-16 3. Mercke DP, Bornstein SR, Avila NA, Chrousos GP: NIH conference: future directions in the study and management of congenital adrenal hyperplasia due to 21-hydroxylase deficiency. Ann Intern Med. 2002;136:320-334 4. Speiser PW, White PC: Medical progress: congenital adrenal hyperplasia. N Engl J Med. 2003;349:776-788 | A combined testing approach involving polymerase chain reaction (PCR) amplification, bi-directional sequence analysis, and multiplex ligation-dependent probe amplification (MLPA) is used to identify sequence variants and copy number variation within theCYP21A2gene (GenBank accession number NM_000500; build GRCh37 [hg19]). Four sets of PCR primer pairs amplify theCYP21A2gene, the inactive CYP21A1P pseudogene, and the CYP21A2/CYP21A1P and CYP21A1P/CYP21A2 hybrids to determine the presence or absence of amplification product. Bi-directional full gene sequence analysis, including a portion of the promoter and 3'-untranslated regions, is then performed on theCYP21A2gene and the CYP21A2/CYP21A1P hybrid (if present) to test for the presence of sequence variants. Because the CYP21A1P/CYP21A2 hybrid and the CYP21A1P pseudogene are expected to be inactive, sequencing is not performed unless required for interpretation. MLPA is performed to determine the copy number of the 5'- and 3'-regions of theCYP21A2gene and the CYP21A1P pseudogene. Quantification and comparison of results is used to determine the copy number of theCYP21A2gene, the CYP21A1P pseudogene, the CYP21A2/CYP21A1P and CYP21A1P/CYP21A2 hybrids. Correlation of results from PCR, bi-directional sequencing, and MLPA is used to determine theCYP21A2genotype. This technology cannot always determine the cis/trans status (cis=same chromosome, trans=opposite chromosomes) of the identified genes, rearrangements, orvariants. Family studies of blood relatives might assist in determination of the cis/trans status.(Cradic KW, Grebe SK: A diagnostic sequencing assay for CYP21 based on promoter activity provides better understanding of gene rearrangements. Abstract. Endocrine Society Annual Meeting, ENDO 2005) | 14 to 21 days | Whole blood: 2 weeks (if available) Extracted DNA: 3 months | This test was developed and its performance characteristics determined by Mayo Clinic in a manner consistent with CLIA requirements. It has not been cleared or approved by the US Food and Drug Administration. | 81405-CYP21A2 (cytochrome P450, family 21, subfamily A, polypeptide2) (eg, steroid 21-hydroxylase isoform, congenital adrenal hyperplasia), full gene sequence81402-CYP21A2 (cytochrome P450, family 21, subfamily A, polypeptide2) (eg, congenital adrenal hyperplasia, 21-hydroxylase deficiency), common variants (eg, IVS2-13G, P30L, I172N, exon 6 mutation cluster [I235N, V236E, M238K], V281L, L307FfsX6, Q318X, R356W, P453S, G110VfsX21, 30-kb deletion variant)88233-Tissue culture, skin or solid tissue biopsy (if appropriate)88235-Tissue culture for amniotic fluid (if appropriate)88240-Cryopreservation (if appropriate)81265-Comparative analysis using Short Tandem Repeat (STR) markers; patient and comparative specimen (eg, pre-transplant recipient and donor germline testing, post-transplant non-hematopoietic recipient germline [eg, buccal swab or other germline tissue sample] and donor testing, twin zygosity testing or maternal cell contamination of fetal cells (if appropriate) | CYP21A2 Gene, Full Gene Analysis | 94197-1 | 37494 | Released By | 18771-6
DD22F | 22q11.2 Deletion/Duplication, FISH, Varies | Establishing a diagnosis of 22q deletion/duplication syndromes Detecting cryptic rearrangements involving 22q11.2 or 22q11.3 that are not demonstrated by conventional chromosome studies | Fluorescence In Situ Hybridization (FISH) | Yes | 22q11.2 Deletion/Duplication, FISH | This test includes a charge for the probe application, analysis, and professional interpretation of results for one probe set (2 individual fluorescence in situ hybridization probes). Analysis charges will be incurred based on the number of cells analyzed per probe set. If no cells are available for analysis, no analysis charges will be incurred. | Submit only 1 of the following specimens: Preferred: Specimen Type:Whole blood Container/Tube: Preferred:Green top (sodium heparin) Acceptable:Lavender top (EDTA) or yellow top (ACD) Specimen Volume:4 mL Collection Instructions 1. Invert several times to mix blood. 2. Send whole blood specimen in original tube.Do not aliquot. 3. Other anticoagulants are not recommended and are harmful to the viability of the cells. 4. Cord blood is acceptable Additional Information: 1. If the specimen does not grow in culture, you will be notified within 7 days of receipt. 2.Specimen cannot be frozen. Acceptable: Specimen Type:Fixed cell pellet Container/Tube:Sterile container with a 3:1 fixative (methanol:glacial acetic acid) Specimen Volume:Entire specimen Specimen Type:Amniotic fluid Container/Tube:Amniotic fluid container Specimen Volume:20 to 25 mL Collection Instructions: 1. Optimal timing for specimen collection is during 14 to 18 weeks of gestation, but specimens collected at other weeks of gestation are also accepted. Provide gestational age at the time of amniocentesis. 2. Discard the first 2 mL of amniotic fluid. 3. If ordering with CMAP / Chromosomal Microarray, Prenatal, Amniotic Fluid/Chorionic Villus Sampling, submit a minimum of 12 mL. 4. If ordering with CHRAF / Chromosome Analysis, Amniotic Fluid, submit a minimum of 12 mL. 5. If ordering with both CMAP and CHRAF, submit a minimum of 26 mL. Additional Information: 1. Unavoidably, about 1% to 2% of mailed-in specimens are not viable. 2. Bloody specimens are undesirable. 3. If the specimen does not grow in culture, you will be notified within 7 days of receipt. 4.Specimen cannot be frozen. Specimen Type:Chorionic villi Container/Tube:15-mL tube containing 15 mL of transport media Specimen Volume:20 to 25 mg Collection Instructions: 1. Collect specimen by the transabdominal or transcervical method. 2. Transfer chorionic villi to a Petri dish containing transport medium (such as CVS Media (RPMI) and Small Dish (T095). 3. Using a stereomicroscope and sterile forceps, assess the quality and quantity of the villi and remove any blood clots and maternal decidua. 4. If ordering with CMAP / Chromosomal Microarray, Prenatal, Amniotic Fluid/Chorionic Villus Sampling, submit a minimum of 12 mg. 5. If ordering with CHRCV / Chromosome Analysis, Chorionic Villus Sampling, submit a minimum of 12 mg. 6. If ordering with both CMAP and CHRCV, then submit a minimum of 26 mg. Additional Information: 1. Label each container with the specimen type, patient's name, and laboratory control number. 2.Specimen cannot be frozen. Specimen Type:Products of conception or stillbirth Supplies: Hank's Solution (T132) Container/Tube:Sterile container with sterile Hank's balanced salt solution, Ringer's solution, sterile RPMI transport media, or normal saline Specimen Volume:1 cm(3) of placenta (including 20 mg of chorionic villi)anda 1 cm(3) biopsy specimen of muscle/fascia from the thigh Collection Instructions: 1. Do not handle specimen with hands. 2. If a fetus cannot be specifically identified, collect 50-mg villus material or tissue that appears to be of fetal origin. Additional Information: 1.Do notsend the entire fetus. 2. If a fetus is sent, please provide a parental release form or complete theFinal Disposition of Fetal/Stillborn Remainsform and send it with the fetus. (A copy of this form can be found in Special Instructions.) Please note that completion of the form requires a parent's signature. 3. Specimen cannot be frozen. 4. While fresher specimens prepared as described above are preferred, we can attempt analysis on specimens that have been in less-than-ideal conditions. 5. Label each container with the specimen type, patient's name, and laboratory control number. Specimen Type:Autopsy Supplies: Hank's Solution (T132) Container/Tube:Sterile container with sterile Hank's balanced salt solution, Ringer's solution, sterile RPMI transport media, or normal saline. Specimen Volume:1 cm(3) biopsy specimen of muscle/fascia from the thigh Collection Instructions: 1. Wash biopsy site with an antiseptic soap. 2. Thoroughly rinse area with sterile water. 3.Do notuse alcohol or iodine preparations. 4. Biopsy specimens are best taken by punch biopsy to include full thickness of dermis. Additional Information: 1. Label each container with the specimen type, patient's name, and laboratory control number. 2.Specimen cannot be frozen. Specimen Type:Skin biopsy Supplies: Hank's Solution (T132) Container/Tube:Sterile container with sterile Hank's balanced salt solution, Ringer's solution, sterile RPMI transport media, or normal saline. Specimen Volume:1 cm(3) biopsy specimen of muscle/fascia from the thigh Collection Instructions: 1. Wash biopsy site with an antiseptic soap. 2. Thoroughly rinse area with sterile water. 3.Do notuse alcohol or iodine preparations. 4. A local anesthetic may be used. 5. Biopsy specimens are best taken by punch biopsy to include full thickness of dermis. Additional Information: 1. Label each container with the specimen type, patient's name, and laboratory control number. 2.Specimen cannot be frozen. | Amniotic fluid: 5 mL; Autopsy, skin biopsy: 4 mm; Whole blood: 2 mL; Chorionic villi: 5 mg; Fixed cell pellet: 1 pellet; Products of conception: 1 cm(3) | The 22q deletion syndrome and 22q duplication syndrome have overlapping phenotypes. Deletions of 22q are associated with DiGeorge and velocardiofacial syndrome. These syndromes are manifested by the presence of growth deficiency, global developmental delay, heart defect, and hearing loss. The major birth defects include palatal clefting or insufficiency and thymus aplasia. Prominent facial features are widely spread eyes, superior placement of eyebrows, downward slanting palpebral fissures with or without ptosis (droopy upper eyelid), mild micrognathia (small jaw), and a long, narrow face. Fluorescence in situ hybridization studies are highly specific and do not exclude other chromosome abnormalities. | An interpretive report will be provided. | Any individual with a normal signal pattern in each metaphase is considered negative for this probe. Any patient with a fluorescence in situ hybridization (FISH) signal pattern indicating loss of the critical region (1 signal) will be reported as having a deletion of the region tested by this probe. This is consistent with a diagnosis of 22q deletion syndrome. Any patient with a FISH signal pattern indicating duplication of the critical region (3 signals) will be reported as having a duplication of the region tested by this probe. This is consistent with a diagnosis 22q duplication syndrome | This test may fail to detect very small deletions within 22q11.2 or very distal deletions of chromosome 22 at q13.3. This test is not approved by the US Food and Drug Administration, and it is best used as an adjunct with other established methods to a confirm 22q deletion/duplication syndrome diagnoses, such as existing clinical history or physical evaluation. This test is not designed to detect low-level mosaicism. Chromosomal microarray (CMACB / Chromosomal Microarray, Congenital, Blood or CMAP / Chromosomal Microarray, Prenatal, Amniotic Fluid/Chorionic Villus Sampling) may be the more appropriate test to detect unbalanced translocations, deletions or duplications. Interfering factors: -Cell lysis caused by forcing the blood quickly through the needle -Use of an improper anticoagulant (sodium heparin is best) or improperly mixing the blood with the anticoagulant -Excessive transport time -Inadequate amount of specimen may not permit adequate analysis -Improper packaging may result in broken, leaky, and contaminated specimen during transport. -Exposure of the specimen to temperature extremes (either freezing or >30 degrees C) may kill cells and interfere with attempts to culture cells. -In prenatal specimens, a bloody specimen may interfere with attempts to culture cells and contamination by maternal cells may cause interpretive problems | 1. Ensenauer RE, Adeyinka A, Flynn HC, et al. Microduplication 22q11.2 an emerging syndrome: clinical, cytogenetic, and molecular analysis of thirteen patients. Am J Hum Genet. 2003;73(5):1027-1040 2. Yobb TM, Sommerville MJ, Willatt L, et al. Microduplication and triplication of 22q11.2: a highly variable syndrome. Am J Hum Genet. 2005;76(5):865-876 3. Bassett AS, Chow EWC, Husted J, et al. Clinical features of 78 adults with 22q11 deletion syndrome. Am J Med Genet. 2005;138(4):307-313 4. Manji A, Roberson JR, Wiktor A, et al. Prenatal diagnosis of 22q11.2 deletion when ultrasound examination reveals a heart defect. Genet Med. 2001;3(1):65-66 5. McDonald-McGinn DM, Emanuel BS, Zackai EH: 22q11.2 Deletion Syndrome. GeneReviews. Updated May 9, 2024. Accessed June 13, 2024. Available at www.ncbi.nlm.nih.gov/books/NBK1523/ | This test is performed using a commercially available enumeration strategy probe set including the critical region locus (HIRA) on the long arm of chromosome 22 (22q11.2) and the control probe arylsulfatase-A at 22q13.3. Ten metaphase cells are examined for deletion or duplication of the HIRA fluorescence in situ hybridization probe. Since 22q duplications ofHIRAmay be difficult to detect on metaphase cells, 200 interphase nuclei are scored to identify duplications.(Crifasi PA, Michels VV, Driscoll DJ, Jalal SM, Dewald GW. DNA fluorescent probes for diagnosis of velocardiofacial and related syndromes. Mayo Clin Proc. 1995;70(12):1148-1153) | 7 to 10 days | Amniotic fluid. (remaining supernatant/whole fluid aliquots): Discarded 14 days after report. Blood: 4 weeks. Products of conception (identifiable fetal tissue): Cremated quarterly after results reported. All other specimens (eg, placenta, chorionic villus): Discarded when results reported. | This test was developed using an analyte specific reagent. Its performance characteristics were determined by Mayo Clinic in a manner consistent with CLIA requirements. This test has not been cleared or approved by the US Food and Drug Administration. | 88271 x 2, 88291-DNA probe, each (first probe set), Interpretation and report88271 x 2-DNA probe, each; each additional probe set (if appropriate)88271 x 1-DNA probe, each; coverage for sets containing 3 probes (if appropriate)88271 x 2-DNA probe, each; coverage for sets containing 4 probes (if appropriate)88271 x 3-DNA probe, each; coverage for sets containing 5 probes (if appropriate)88273 w/modifier 52-Chromosomal in situ hybridization, less than 10 cells (if appropriate)88273-Chromosomal in situ hybridization, 10-30 cells (if appropriate)88274 w/modifier 52-Interphase in situ hybridization, <25 cells, each probe set (if appropriate)88274-Interphase in situ hybridization, 25 to 99 cells, each probe set (if appropriate)88275-Interphase in situ hybridization, 100 to 300 cells, each probe set (if appropriate) | 22q11.2 Deletion/Duplication, FISH | 82246-0 | 53875 | Disclaimer | 62364-5
2425D | 25-Hydroxyvitamin D:24,25-Dihydroxyvitamin D Ratio, Serum | As a screening test for inactivatingCYP24A1variants in patients with symptoms, signs, or biochemical findings of parathyroid hormone-independent hypercalcemia or hypercalciuria | Liquid Chromatography Tandem Mass Spectrometry (LC-MS/MS) Portions of this test are covered by patents held by Quest Diagnostics | Yes | 25HDN:24,25 Dihydroxy VitD Ratio, S | Serum | Supplies:Sarstedt Aliquot Tube, 5 mL (T914) CollectionContainer/Tube:Red top Submission Container/Tube:Plastic vial Specimen Volume:1.7 mL Collection Instructions:Within 2 hours of collection, centrifuge and aliquot serum into a plastic vial. | 1.1 mL | Vitamin D is a generic designation for a group of fat-soluble, structurally similar sterols. The 25HDN / 25-Hydroxyvitamin D2 and D3, Serum assay is the preferred initial test for assessing vitamin D status and most accurately reflects the body's vitamin D stores. In the presence of kidney disease, DHVD / 1,25-Dihydroxyvitamin D, Serum testing may be needed to adequately assess vitamin D status. For patients with loss of function inactivatingCYP24A1variants, this testmay be helpful Loss of function variants in theCYP24A1gene have been shown to lead to insufficient deactivation of bioactive vitamin D metabolites, resulting in a phenotype characterized by suppressed serum parathyroid hormone (PTH), increased serum 1,25-dihydroxyvitamin D (DHVD) concentrations, hypercalcemia, and hypercalciuria or nephrolithiasis. Vitamin D compounds in the body are exogenously derived by dietary means, from plants as 25-hydroxyvitamin D2 (ergocalciferol or calciferol) or from animal products as 25-hydroxyvitamin D3 (cholecalciferol or calcidiol). Vitamin D may also be endogenously derived by conversion of 7-dihydrocholesterol to 25-hydroxyvitamin D3 in the skin upon ultraviolet exposure. 25-Hydroxyvitamin D (25HDN) is subsequently formed by hydroxylation (CYP2R1) in the liver. 25HDN is a prohormone that represents the main reservoir and transport form of vitamin D, being stored in adipose tissue and tightly bound by a transport protein while in circulation. Biological activity is expressed in the form of DHVD, the active metabolite of 25HDN. 1-Alpha-hydroxylation (CYP27B1) occurs on demand, primarily in the kidneys, under the control of PTH before expressing biological activity. Like other steroid hormones, DHVD binds to a nuclear receptor, influencing gene transcription patterns in target organs. 25-Hydroxyvitamin D may also be converted into the inactive metabolite 24,25-dihydroxyvitamin D (24,25D) by (CYP24A1) hydroxylation. This process, regulated by PTH, might increase DHVD synthesis at the expense of the alternative hydroxylation (CYP24A1) product, 24,25D. Inactivation of 25HDN and DHVD byCYP24A1is a crucial process that prevents over production of DHVD and resultant vitamin D toxicity. 1,25-Dihydroxyvitamin D stimulates calcium absorption in the intestine and its production is tightly regulated through concentrations of serum calcium, phosphorus, and PTH. DHVD promotes intestinal calcium absorption and, in concert with PTH, skeletal calcium deposition, or less commonly, calcium mobilization. Renal calcium and phosphate reabsorption are also promoted, while prepro-PTH messenger RNA expression in the PTH glands is downregulated. The net result is a positive calcium balance, increasing serum calcium and phosphate levels, and falling PTH concentrations. In addition to its effects on calcium and bone metabolism, DHVD regulates the expression of a multitude of genes in many other tissues including immune cells, muscle, vasculature, and reproductive organs. 1,25-Dihydroxyvitamin D levels are decreased in hypoparathyroidism and in chronic renal failure. DVHD levels may be high in primary hyperparathyroidism and in physiologic hyperparathyroidism secondary to low calcium or vitamin D intake. Some patients with granulomatous diseases (eg, sarcoidosis) and malignancies containing nonregulated 1-alpha hydroxylase in the lesion might have hypercalcemia that appears vitamin D mediated with normal or high serum phosphate (hyperphosphatemia) and hypercalcemia (both of which might be severe), in addition to low PTH and absent PTH-related peptide (PTHRP). Differential diagnostic considerations include vitamin D intoxication andCYP24A1deficiency. | Interpretative commentary provided based on 25-hydroxyvitamin D (25HDN) to 24,25-dihydroxyvitamin D (24,25D) ratio result. 25HDN to 24,25D Ratio <25: Normal; also be observed in heterozygous carriers ofCYP24A1variants 25-80: Seen in patients with low vitamin D or heterozygousCYP24A1variants >80: Indicate probable biallelicCYP24A1variant or deletion | Results should be interpreted in the context of other biochemical findings including serum calcium, parathyroid hormone (PTH), and 1,25 dihydroxyvitamin D (DHVD) concentrations. If 25-hydroxyvitamin D (25HDN) result is less than 20 ng/mL, the ratio of 25HDN to 24,25-dihydroxyvitamin D (24,25D) will be falsely elevated since there is no inactivation of 25HDN to 24,25D. 24,25-Dihydroxyvitamin D formation byCYP24A1is dependent onCYP24A1activity and the concentrations of its substrate, 25HDN. The ratio of 25HDN to 24,25D, therefore, allows the most reliable estimation ofCYP24A1activity. Ratios of 25HDN to 24,25D less than 25 may be interpreted as normal, although ratios less than 25 may also be observed in heterozygous carriers ofCYP24A1variants. Ratios of 25HDN to 24,25D between the 25 and 80 range may be seen in patients with low vitamin D or having heterozygousCYP24A1variants. Confirmation with molecular testing is recommended. Confirmation with molecular testing is also recommended for ratios of 25HDN to 24,25D greater than 80, as this may indicate a probable biallelicCYP24A1variants or deletion. | Because of the substrate dependency of the 25-hydroxyvitamin D (25HDN) to 24,25-dihydroxyvitamin D (24,25D)ratio, it is essential for accurate determination of this ratio that 25HDN to 24,25D are measured using the same collection sample and the same methodologies for 25HDN to 24,25D that were used when the ratio reference ranges were established. This is an important consideration for clinicians and clinical chemists who recommend this testing because the absolute value of serum 25HDN to 24,25D can be misleading if calculated from the 2 separate measurements. False-low 25HDN to 24,25D ratios could lead to delayed diagnosis of CYP24A1 deficiency. False-high ratios might cause unnecessary molecular testing. | 1. Kaufmann M, Gallagher JC, Peacock M, et al. Clinical utility of simultaneous quantitation of 25-hydroxyvitamin D and 24,25-dihydroxyvitamin D by LC-MS/MS involving derivatization with DMEQ-TAD. J Clin Endocrinol Metab. 2014;99(7):2567-2574. doi:10.1210/jc.2013-4388 2. Ketha H, Kumar R, Singh RJ. LC-MS/MS for identifying patients with CYP24A1 mutations. Clin Chem. 2016;62(1):236-242 | Analytes of interest and deuterated internal standard are extracted, derivatized and analyzed by liquid chromatography tandem mass spectrometry.(Unpublished Mayo method) | 2 to 8 days | 2 weeks | This test was developed and its performance characteristics determined by Mayo Clinic in a manner consistent with CLIA requirements. It has not been cleared or approved by the US Food and Drug Administration. | 8230682542 | 25HDN:24,25 Dihydroxy VitD Ratio, S | 94674-9 | 63416 | 25HDN:24,25 Dihydroxy VitD Ratio, S | 94673-1
25HDN | 25-Hydroxyvitamin D2 and D3, Serum | Diagnosis of vitamin D deficiency Differential diagnosis of causes of rickets and osteomalacia Monitoring vitamin D replacement therapy Diagnosis of hypervitaminosis D | Liquid Chromatography Tandem Mass Spectrometry (LC-MS/MS) Portions of this test are covered by patents held by Quest Diagnostics | Yes | 25-Hydroxyvitamin D2 and D3, S | Serum | Collection Container/Tube: Preferred:Red top Acceptable:Serum gel Submission Container/Tube:Plastic vial Specimen Volume:0.5 mL Collection Instructions:Centrifuge and aliquot serum into a plastic vial within 2 hours of specimen collection. | 0.25 mL | Vitamin D is a generic designation for a group of fat-soluble, structurally similar sterols that act as hormones. This test is the preferred initial test for assessing vitamin D status and most accurately reflects the body's vitamin D stores. In the presence of kidney disease, testing 1,25-dihydroxyvitamin D (DHVD) levels may be needed to adequately assess vitamin D status. DHVD testing alone may not clearly indicate deficiencies of vitamin D stores. 25-Hydroxyvitamin D2 and D3 (25-OH-VitD) are equipotent steroid hormones that require 1-alpha-hydroxylation before expressing biological activity. Vitamin D compounds are derived from dietary ergocalciferol (from plants, VitD2), cholecalciferol (from animals, VitD3), or by conversion of 7-dihydrocholesterol to VitD3 in the skin upon UV exposure. VitD2 and VitD3 are subsequently 25-hydroxylated in the liver to 25-OH-VitD. 25-OH-VitD represents the main body reservoir and transport form of vitamin D, being stored in adipose tissue and tightly bound by a transport protein while in circulation. A fraction of circulating 25-OH-VitD is converted to its active metabolites 1,25-dihydroxy vitamin D2 and D3 (1,25-OH-VitD), mainly by the kidneys. This process is regulated by parathyroid hormone (PTH), which increases 1,25-OH-VitD synthesis at the expense of the alternative, biologically inactive hydroxylation product 24,25-OH-VitD. Like other steroid hormones, 1,25-OH-VitD binds to a nuclear receptor, influencing gene transcription patterns in target organs. 1,25-OH-VitD plays a primary role in the maintenance of calcium homeostasis. It promotes intestinal calcium absorption and, in concert with PTH, skeletal calcium deposition, or less commonly, calcium mobilization. Renal calcium and phosphate reabsorption are also promoted, while prepro-PTH messenger RNA expression in the parathyroid glands is downregulated. The net result is a positive calcium balance, increasing serum calcium and phosphate levels, and falling PTH concentrations. In addition to its effects on calcium and bone metabolism, 1,25-OH-VitD regulates the expression of a multitude of genes in many other tissues, including immune cells, muscle, vasculature, and reproductive organs. The exact 25-OH-VitD level reflecting optimal body stores remains unknown. Mild-to-modest deficiency can be associated with osteoporosis or secondary hyperparathyroidism. Severe deficiency may lead to failure to mineralize newly formed osteoid in bone, resulting in rickets in children and osteomalacia in adults. The consequences of vitamin D deficiency on organs other than bone are not fully known but may include increased susceptibility to infections, muscular discomfort, and an increased risk of colon, breast, and prostate cancer. Modest 25-OH-VitD deficiency is common; in institutionalized older adults, its prevalence may be >50%. Although much less common, severe deficiency is not rare either. Reasons for suboptimal 25-OH-VitD levels include lack of sunshine exposure, a particular problem in Northern latitudes during winter; inadequate intake; malabsorption (eg, due to Celiac disease); depressed hepatic vitamin D 25-hydroxylase activity, secondary to advanced liver disease; and enzyme-inducing drugs, particularly many antiepileptic drugs, including phenytoin, phenobarbital, and carbamazepine, that increase 25-OH-VitD metabolism. In contrast to the high prevalence of 25-OH-VitD deficiency, hypervitaminosis D is rare and is only seen after prolonged exposure to extremely high doses of vitamin D. When it occurs, it can result in severe hypercalcemia and hyperphosphatemia. | TOTAL 25-HYDROXYVITAMIN D2 AND D3 (25-OH-VitD) <10 ng/mL (severe deficiency)* 10-19 ng/mL (mild to moderate deficiency)** 20-50 ng/mL (optimum levels)*** 51-80 ng/mL (increased risk of hypercalciuria)**** >80 ng/mL (toxicity possible)***** *Could be associated with osteomalacia or rickets **Might be associated with increased risk of osteoporosis or secondary hyperparathyroidism ***Optimum levels in the healthy population ****Sustained levels >50 ng/mL 25OH-VitD along with prolonged calcium supplementation may lead to hypercalciuria and decreased kidney function *****80 ng/mL is the lowest reported level associated with toxicity in patients without primary hyperparathyroidism who have normal kidney function. Most patients with toxicity have levels >150 ng/mL. Patients with kidney failure can have very high 25-OH-VitD levels without any signs of toxicity, as renal conversion to the active hormone 1,25-OH-VitD is impaired or absent. These reference ranges represent clinical decision values, based on the 2011 Institute of Medicine report, that apply to males and females of all ages, rather than population-based reference values. Population reference ranges for 25-OH-VitD vary widely depending on ethnic background, age, geographic location of the studied populations, and the sampling season. Population-based ranges correlate poorly with serum 25-OH-VitD concentrations that are associated with biologically and clinically relevant vitamin D effects and are therefore of limited clinical value. For International System of Units (SI) conversion for Reference Values, seewww.mayocliniclabs.com/order-tests/si-unit-conversion.html. | Based on animal studies and large human epidemiological studies, 25-hydroxyvitamin D2 and D3 (25-OH-VitD) levels below 25 ng/mL are associated with an increased risk of secondary hyperparathyroidism, reduced bone mineral density, and fractures, particularly in the elderly. Intervention studies support this clinical cutoff, showing a reduction of fracture risk with 25-OH-VitD replacement. Levels less than 10 ng/mL may be associated with more severe abnormalities and can lead to inadequate mineralization of newly formed osteoid, resulting in rickets in children and osteomalacia in adults. In these individuals, serum calcium levels may be marginally low, and parathyroid hormone (PTH) and serum alkaline phosphatase are usually elevated. Definitive diagnosis rests on the typical radiographic findings or bone biopsy/histomorphometry. Baseline biochemical work-up of suspected cases of rickets and osteomalacia should include measurement of serum calcium, phosphorus, PTH, and 25-OH-VitD. In patients where testing is not completely consistent with the suspected diagnosis, particularly if serum 25-OH-VitD levels are greater than 10 ng/mL, an alternative cause for impaired mineralization should be considered. Possible differential diagnosis includes partly treated vitamin D deficiency, extremely poor calcium intake, vitamin D resistant rickets, renal failure, renal tubular mineral loss with or without renal tubular acidosis, hypophosphatemic disorders (eg, X-linked or autosomal dominant hypophosphatemic rickets), congenital hypoparathyroidism, activating calcium sensing receptor mutations, and osteopetrosis. Measurement of serum urea, creatinine, magnesium, and 1,25-dihydroxyvitamin D (DHVD) is recommended as a minimal additional workup for these patients. 25-OH-VitD replacement in the United States typically consists of vitamin D2. Lack of clinical improvement and no reduction in PTH or alkaline phosphatase may indicate patient noncompliance, malabsorption, resistance to 25-OH-VitD, or additional factors contributing to the clinical disease. Measurement of serum 25-OH-VitD levels can assist in further evaluation, particularly as the liquid chromatography tandem mass spectrometry methodology allows separate measurement of 25-OH-VitD3 and of 25-OH-VitD2, which is derived entirely from dietary sources or supplements. Patients who present with hypercalcemia, hyperphosphatemia, and low PTH may suffer either from ectopic, unregulated conversion of 25-OH-VitD to 1,25-OH-VitD, as can occur in granulomatous diseases, particular sarcoid, or from nutritionally-induced hypervitaminosis D. Serum 1,25-OH-VitD levels will be high in both groups, but only patients with hypervitaminosis D will have serum 25-OH-VitD concentrations of greater than 80 ng/mL, typically greater than 150 ng/mL. | Long term use of anticonvulsant medications may result in vitamin D deficiency that could lead to bone disease; the anticonvulsants most implicated are phenytoin, phenobarbital, carbamazepine, and valproic acid. Newer antiseizure medications have not been studied or are not thought to contribute to vitamin D deficiency. | 1. Jones G, Strugnell SA, DeLuca HF. Current understanding of the molecular actions of vitamin D. Physiol Rev. 1998;78(4):1193-1231 2. Miller WL, Portale AA. Genetic causes of rickets. Curr Opin Pediatr. 1999;11(4):333-339 3. Vieth R. Vitamin D supplementation, 25-hydroxyvitamin D concentrations, and safety. Am J Clin Nutr. 1999;69(5):842-856 4. Vieth R, Ladak Y, Walfish PG. Age-related changes in the 25-hydroxyvitamin D versus parathyroid hormone relationship suggest a different reason why older adults require more vitamin D. J Clin Endocrinol Metab. 2003;88(1):185-191 5. Wharton B, Bishop N. Rickets. Lancet. 2003;362(9393):1389-1400 6. Institute of Medicine (US) Committee to Review Dietary Reference Intakes for Vitamin D and Calcium. In: Ross AC, Taylor CL, Yaktine AL, Del Valle HB, eds. Dietary Reference Intakes for Calcium and Vitamin D. National Academies Press: 2011. Available atwww.ncbi.nlm.nih.gov/books/NBK56070 7. Su Z, Narla SN, Zhu Y. 25-Hydroxyvitamin D: Analysis and clinical application. Clinica Chimica Acta. 2014;433:200-205 8. LeFevre ML. US Preventative Services Task Force: Screening for vitamin D deficiency in adults: US Preventative Services Task Force recommendation statement. Ann Intern Med. 2015;162(2):133-140 | Deuterated stable isotopes (d6-25-hydroxyvitamin D3 [25-OH-VitD3] and d3-25-hydroxyvitamin D2) are added to a 0.1-mL serum sample as internal standard. Proteins are precipitated by addition of a crash solution and separated from supernatant by centrifugation. The supernatant is injected onto a TX system for purification by an online extraction column followed by transfer to an analytical column for separation of analytes. 25-OH-VitDand D3 are analyzed by mass spectrometry using multiple reaction monitoring. 25-OH-VitD2 and D3 are quantified and reported individually and as a sum with a clinical reference range attached to the sum. C-3 epimers of 25-OH-VitD2 and D3 are chromatographically separated and not included in the results.(Dirks NF, Cavalier E, Heijboer AC. Vitamin D: marker, measurand and measurement. Endocr Connect. 2023;12(4):e220269. doi:10.1530/EC-22-0269) | 2 to 5 days | 2 weeks | This test was developed and its performance characteristics determined by Mayo Clinic in a manner consistent with CLIA requirements. It has not been cleared or approved by the US Food and Drug Administration. | 82306 | 25-Hydroxyvitamin D2 and D3, S | 49590-3 | 83670 | 25-Hydroxy D Total | 62292-8
HMGCR | 3-Hydroxy-3-Methylglutaryl Coenzyme-A (HMG-CoA) Reductase, Serum | Evaluating patients with suspected necrotizing autoimmune myopathy Measuring 3-hydroxy-3-methylglutaryl-CoA reductase antibodies | Chemiluminescence Immunoassay (CIA) | Yes | HMG-CoA Reductase Ab, S | Serum | Collection Container/Tube: Preferred:Red top Acceptable:Serum gel Submission Container/Tube:Plastic vial Specimen Volume:2 mL Collection Instructions:Centrifuge and aliquot serum into a plastic vial. | 1 mL | Necrotizing autoimmune myopathy (NAM) is a serious but rare muscle disease strongly associated with autoantibodies to either signal recognition protein (SRP) or 3-hydroxy-3-methylglutaryl-CoA reductase (HMGCR).(1) NAM typically manifests with subacute proximal limb muscle weakness and persistently elevated serum creatine kinase (CK) concentrations, but slower onset can occur and complicate diagnosis. Muscle biopsies in affected patients can demonstrate necrotic and regenerating myofibers without inflammatory infiltrates, suggesting the diagnosis.(2) However, sampling issues and lack of access to persons having expertise in obtaining, preparing, and interpreting muscle biopsy specimens may delay a diagnosis.(3) Early identification of NAM and subsequent aggressive immune-modulating therapy is critical.(1,3) Discovery of SRP- or HMGCR-IgG autoantibodies can aid in establishing an earlier diagnosis and treatment initiation. In addition, the discovery of SRP or HMGCR autoantibodies should prompt a search for an underlying malignancy.(4) Serial testing for these autoantibodies can delay diagnosis with the discovery of either antibody aiding in establishing an earlier diagnosis and treatment initiation.(1,3) The clinical onsets are not specific to NAM, consisting of proximal limb weakness in association with an elevated serum creatinine kinase, with or without exposure to lipid-lowering statin medications.(1,3-9) The clinical presentation can be confused with forms of inflammatory (dermatomyositis, polymyositis), toxic, metabolic, or even neurodegeneration (ie, muscular dystrophy) and the diagnosis delayed without serological testing by SRP- or HMGCR-autoantibody testing. Panel testing of both HMGCR and SRP autoantibodies is the preferred strategy for the best patient care. | <20.0 CU | Seropositivity for 3-hydroxy-3-methylglutaryl-CoA reductase autoantibodies supports the clinical diagnosis of necrotizing autoimmune myopathy (NAM). Confirmation with muscle biopsy is recommended. A paraneoplastic basis should be considered, according to age, sex, and other risk factors.(4) In cases of NAM, immune therapy is required and often multiple simultaneously utilized immunotherapies are needed to successfully treat patients. | Negative results do not exclude the diagnosis of necrotizing autoimmune myopathy (NAM). Only approximately 35% of cases of NAM are associated with autoantibodies against 3-hydroxy-3-methylglutaryl-CoA reductase (HMGCR). The remainder of cases are either positive for signal recognition protein autoantibodies (approximately 20%-30%) or are seronegative (approximately 35%). Very rarely HMGCR antibodies can be detected in diseases other than NAM. A muscle biopsy is recommended. | 1. Kassardjian CD, Lennon VA, Alfugham NB, Mahler M, Milone M. Clinical features and treatment outcomes of necrotizing autoimmune myopathy. JAMA Neurol. 2015;72(9):996-1003 2. Emslie-Smith AM, Engel AG. Necrotizing myopathy with pipestem capillaries, microvascular deposition of the complement membrane attack complex (MAC), and minimal cellular infiltration. Neurology. 1991;41(6):936-939 3. Ramanathan S, Langguth D, Hardy T, et al. Clinical course and treatment of anti-HMGCR antibody-associated necrotizing autoimmune myopathy. Neurol Neuroimmunol Neuroinflamm. 2015;2(3):e96 4. Allenbach Y, Keraen J, Bouvier AM, et al. High risk of cancer in autoimmune necrotizing myopathies: usefulness of myositis specific antibody. Brain. 2016;139(Pt 8):2131-2135 5. Christopher-Stine L, Casciola-Rosen L, Hong G, Chung T, Corse AM, Mammen AL. A novel autoantibody recognizing 200-kd and 100-kd proteins is associated with an immune-mediated necrotizing myopathy. Arthritis Rheum. 2010;62(9):2757-2766 6. Mammen AL, Chung T, Christopher-Stine L, et al. Autoantibodies against 3-hydroxy-3-methylglutaryl-coenzyme A reductase in patients with statin-associated autoimmune myopathy. Arthritis Rheum. 2011;63(3):713-721 7. Hengstman GJ, ter Laak HJ, Vree Egberts WT, et al. Anti-signal recognition particle autoantibodies: marker of a necrotising myopathy. Ann Rheum Dis. 2006;65(12):1635-1638 8. Miller T, Al-Lozi MT, Lopate G, Pestronk A. Myopathy with antibodies to the signal recognition particle: clinical and pathological features. J Neurol Neurosurg Psychiatry. 2002;73(4):420-428 9. Watanabe Y, Uruha A, Suzuki S, et al. Clinical features and prognosis in anti-SRP and anti-HMGCR necrotising myopathy. J Neurol Neurosurg Psychiatry. 2016;87(10):1038-1044 | IgG antibodies to 3-hydroxy-3- methylglutaryl coenzyme A reductase (HMGCR) are detected by a chemiluminescent assay using the Inova BIO-FLASH instrument. HMGCR antigen is coated on to paramagnetic beads, which are stored in the reagent cartridge lyophilized. When the assay cartridge is ready to be used for the first time, a buffer solution is added to the tube containing the beads, and the beads are resuspended with the buffer. The reagent cartridge is then loaded onto the BIO-FLASH instrument. A patient serum sample is diluted 1:17 by the instrument in a disposable plastic cuvette. An aliquot of the diluted patient serum, HMGCR-coupled beads, and assay buffer are combined into a second cuvette and mixed. This cuvette is incubated at 37 degrees C. The beads are then magnetized and washed several times. Isoluminol conjugated anti-human IgG antibody is then added to the cuvette and incubated at 37 degrees C. Again, the beads are magnetized and washed repeatedly. The isoluminol conjugate produces a luminescent reaction when "trigger" reagents are added to the cuvette. The light produced from this reaction is measured as relative light units (RLU) by the BIO-FLASH optical system. RLU values are proportional to the amount of bound isoluminol conjugate, which in turn is proportional to the amount of anti-HMGCR antibodies bound to the antigen on the beads. The QUANTA Flash HMGCR assay utilizes a predefined lot specific master curve that is uploaded into the instrument through the reagent cartridge barcode. Based on the results obtained by running two calibrators, an instrument specific working curve is created, which is used by the software to calculate chemiluminescent units from the RLU value obtained for each sample.(Package insert: QUANTA Flash HMGCR 701333. Inova Diagnostics, Inc; V04, 09/2018) | 2 to 4 days | 28 days | This test has been cleared, approved, or is exempt by the US Food and Drug Administration and is used per manufacturer's instructions. Performance characteristics were verified by Mayo Clinic in a manner consistent with CLIA requirements. | 82397 | HMG-CoA Reductase Ab, S | 93493-5 | 607414 | HMG-CoA Reductase Ab, S | 93493-5
3MT | 3-Methoxytyramine, 24 Hour, Urine | A first- and second-tier screening test for the presumptive diagnosis of catecholamine-secreting pheochromocytomas and paragangliomas Testing in conjunction or as an alternative to plasma metanephrines (PMET / Metanephrines, Fractionated, Free, Plasma) or plasma catecholamine (CATP / Catecholamine Fractionation, Free, Plasma) testing | Liquid Chromatography Tandem Mass Spectrometry (LC-MS/MS) | Yes | 3-Methoxytyramine, 24h, U | Urine | Patient Preparation:Tricyclic antidepressants, labetalol, and sotalol medications may elevate levels of catecholamines producing results that cannot be interpreted. If clinically feasible, it is optimal to discontinue these medications at least 1 week before collection. Levodopa (Sinemet) medication will cause false-positive results. For advice on assessing the risk of removing patients from these medications and alternatives, consider consultation with a specialist in endocrinology or hypertension. Supplies:Urine Tubes, 10 mL (T068) Submission Container/Tube:Plastic urine tube Specimen Volume:10 mL Collection Instructions: 1.Complete 24-hour urine collections are preferred, especially for patients with episodic hypertension; ideally the collection should begin at the onset of a "spell." 2. Add 10 g (pediatric: 3 g) of boric acidor25 mL (pediatric: 15 mL) of 50% acetic acid as preservativeat start of collection. 3.Collect urine for 24 hours.. Additional Information:SeeUrine Preservatives-Collection and Transportation for 24-Hour Urine Specimensfor multiple collections. | 3 mL | Pheochromocytomas and paragangliomas (Pheo/PGL) are rare, usually benign, tumors of chromaffin cells in the adrenal medulla or paragangliomas (estimated population prevalence rates of 1 in 200,000 with a yearly incidence rate of 1-2/1000), that are potentially lethal, because they secrete excessive, uncontrolled amounts of catecholamines (dopamine, epinephrine, and norepinephrine) resulting in often severe hypertension and many cardiac abnormalities. A subgroup of these patients will also suffer tumor recurrence and sometimes malignant behavior. Untreated, these tumors have substantial morbidity and mortality. Key symptoms are episodes of hypertension with palpitations, severe headaches, and sweating (spells). However, some patients might be asymptomatic, have mild symptoms that might be missed, or have sustained hypertension, which is frequently observed in these patients. Finally, due to the high frequency of medical imaging for unrelated ailments, increasing numbers of occult small adrenal tumors are often incidentally discovered, some of which might be Pheo/PGLs. 3-Methoxytyramine (3MT), metanephrine, and normetanephrine are the metabolites of dopamine, epinephrine, and norepinephrine, respectively. These metabolites are further metabolized to vanillylmandelic acid. Pheochromocytoma cells also have the ability to oxymethylate catecholamines into metanephrines, which are secreted into circulation and urine. 3-MT is only elevated in a small proportion of patients with Pheo/PGL. Because of its low levels, testing is performed using only 24-hour urine specimens at this time, while epinephrine, and norepinephrine can be measured in plasma or 24-hour urine specimens. An early childhood malignancy that arises from immature neuroendocrines in the adrenals, called neuroblastoma, shares many features of Pheo/PGL but has the added threat of a high malignancy rate; however, there are also frequent spontaneous remissions, particular in very young infants. Biochemical testing for neuroblastoma differs from Pheo/PGL because of many specific issues in testing infants and young children, using urine tests rather than blood tests. For all Pheo/PGL, the preferred initial testing is by plasma metanephrine testing, as it has the highest clinical sensitivity thus facilitating ruling out Pheo/PGL if the test results are within the healthy population reference range. However, in potentially familial cases or monitoring of treated patients, some additional and repeated testing may be required. Testing for 24-hour urine metanephrine plus urinary catecholamine levels may be used as a confirmatory study in patients with less than a 2-fold elevation in plasma free fractionated catecholamines. This is highly desirable, as the very low population incidence rate of Pheo/PGL (<1:200,000 population per year) will otherwise result in large numbers of unnecessary, costly, and sometimes risky imaging procedures. Finally, familial Pheo/PGL probably accounts for a higher proportion of cases than previously thought; at least 30% are now believed to be familial. The corollary of this is that about 20 to 30 seemingly sporadic cases are likely familial. Given these statistics, genetic testing for index cases and family members should be considered. Treatment consists of surgical tumor removal after pharmaceutical alpha-adrenergic blockade, which may be supplemented with beta blockade once the alpha blockade has been established. This preparation is aimed to prevent massive catecholamine surges during surgery. | Males: < or =306 mcg/24 h Females: < or =242 mcg/24 h For International System of Units (SI) conversion for Reference Values, seewww.mayocliniclabs.com/order-tests/si-unit-conversion.html | Further clinical investigation (eg, radiographic studies) and genetic studies might be warranted in patients whose 3-methoxytyramine (3MT),metanephrine, or normetanephrineare elevated or when there is a very high clinical index of suspicion. Increased 3MT levels are found in patients with pheochromocytoma and dopamine-secreting tumors. 3MT levels of 306 mcg/24 h or less in male patients and 242 mcg/24 h or less in female patients can be detected in non-pheochromocytoma hypertensive patients. | Tricyclic antidepressants, labetalol, and sotalol medications may elevate levels of metanephrines producing results that cannot be interpreted. If clinically feasible, it is optimal to discontinue these medications at least 1 week before collection. This test utilizes a liquid chromatography tandem mass spectrometry method and is not affected by the interfering substances that affected older spectrophotometric (Pisano reaction) methods (ie, diatrizoate, chlorpromazine, hydrazine derivatives, imipramine, monoamine oxidase inhibitors, methyldopa, phenacetin, ephedrine, or epinephrine) or high-performance liquid chromatography methods (acetaminophen). | 1.Muskiet FA, Thomasson CG, Gerding AM, Fremouw-Ottevangers DC, Nagel GT, Wolthers BG. Determination of catecholamines and their 3-O-methylated metabolites in urine by mass fragmentography with use of deuterated internal standards. Clin Chem. 1979;25(3):453-460 2. Taylor RL, Singh RJ: Validation of liquid chromatography-tandem mass spectrometry method for analysis of urinary conjugated metanephrine and normetanephrine for screening of pheochromocytoma. Clin Chem 2002;48:533-539 3.Roden M, Raffesberg W, Raber W, et al. Quantification of unconjugated metanephrines in human plasma without interference by acetaminophen. Clin Chem. 2001;47(6):1061-1067 4. Sawka AM, Singh RJ, Young WF. False positive biochemical testing for pheochromocytoma caused by surreptitious catecholamine addition to urine. The Endocrinologist. 2001;421-423 5. van Duinen N, Steenvoorden D, Kema IP, et al. Increased urinary excretion of 3-methoxytyramine in patients with head and neck paragangliomas. J Clin Endocrinol Metab. 2010;95(1):209-214 doi:10.1210/jc.2009-1632 6. Le Jacques A, Abalain JH, Le Saos F, Carre JL. Interet du dosage urinaire de la 3-methoxytyramine dans le diagnostic des pheochromocytomes et paragangliomes: a propos de 28 cas [Significance of 3-methoxytyramine urine measurement in the diagnosis of pheochromocytomas and paragangliomas: about 28 patients]. Ann Biol Clin (Paris). 2011;69(5):555-559. doi:10.1684/abc.2011.0612 7. Lam L, Woollard, GA Teague L, Davidson, JS. Clinical validation of urine 3-methoxytyramine as a biomarker of neuroblastoma and comparison with other catecholamine-related biomarkers. Ann Clin Biochem. 2017;54(2) 264-272 8. Hirsch, D, Grossman, A, Nadler, V, Alboim, S, Tsvetov, G. Pheochromocytoma: Positive predictive values of mildly elevated urinary fractionated metanephrines in a large cohort of community-dwelling patients. J Clin Hypertens (Greenwich). 2019; 21(10): 1527-1533. doi:10.1111/jch.13657 9. Gupta PK, Marwaha B. Pheochromocytoma. In: StatPearls [Internet]. StatPearls Publishing; 2024. Updated March 5, 2023. Accessed April 22, 2024. Available at www.ncbi.nlm.nih.gov/books/NBK589700 10. Mubarik A, Adeddula NR. Chromaffin Cell Cancer. In: StatPearls [Internet]. StatPearls Publishing; May 8, 2023. Accessed April 22, 2024. Available at www.ncbi.nlm.nih.gov/books/NBK535360/ | Urinary 3-methoxytyramine is determined by reverse-phase liquid chromatography tandem mass spectrometry with stable isotope dilution analysis.(Unpublished Mayo method) | 3 to 5 days | 2 weeks | This test was developed and its performance characteristics determined by Mayo Clinic in a manner consistent with CLIA requirements. It has not been cleared or approved by the US Food and Drug Administration. | 82542 | 3-Methoxytyramine, 24h, U | 32618-1 | VL120 | Volume (mL) | 3167-4
3MGAP | 3-Methylglutaconic Aciduria Panel, Varies | Follow up for abnormal biochemical results suggestive of 3-methylglutaconic aciduria (3-MGA) Establishing a molecular diagnosis for patients with 3-MGA Identifying variants within genes known to be associated with3-MGA, allowing for predictive testing of at-risk family members | Sequence Capture and Targeted Next-Generation Sequencing (NGS) followed by Polymerase Chain Reaction (PCR) and Sanger Sequencing | Yes | 3-Methylglutaconic Aciduria Panel | For skin biopsy or cultured fibroblast specimens, fibroblast culture testing will be performed at an additional charge. If viable cells are not obtained, the client will be notified. | Patient Preparation:A previous bone marrow transplant from an allogenic donor will interfere with testing. For instructions for testing patients who have received a bone marrow transplant, call 800-533-1710. Submit only 1 of the following specimens: Specimen Type:Whole blood Container/Tube:Lavender top (EDTA) or yellow top (ACD) Specimen Volume:3 mL Collection Instructions: 1. Invert several times to mix blood. 2. Send whole blood specimen in original tube.Do not aliquot. Specimen Stability Information:Ambient (preferred) 4 days/Refrigerated 14 days Specimen Type: Skin biopsy Supplies:Fibroblast Biopsy Transport Media (T115) Container/Tube:Sterile container with any standard cell culture media (eg, minimal essential media, RPMI 1640). The solution should be supplemented with 1% penicillin and streptomycin. Specimen Volume:4-mm punch Specimen Stability Information:Refrigerated (preferred)/Ambient Additional Information:A separate culture charge will be assessed under CULFB / Fibroblast Culture for Biochemical or Molecular Testing. An additional 3 to 4 weeks is required to culture fibroblasts before genetic testing can occur. SpecimenType:Cultured fibroblast Container/Tube:T-25 flask SpecimenVolume:2 Flasks CollectionInstructions:Submit confluent cultured fibroblast cells from a skin biopsy from another laboratory. Cultured cells from a prenatal specimen will not be accepted. Specimen Stability Information: Ambient (preferred)/Refrigerated (<24 hours) Additional Information:A separate culture charge will be assessed under CULFB / Fibroblast Culture for Biochemical or Molecular Testing. An additional 3 to 4 weeks is required to culture fibroblasts before genetic testing can occur. Specimen Type:Blood spot Supplies:Card-Blood Spot Collection Filter Paper (T493) Container/Tube: Preferred:Collection card (Whatman Protein Saver 903 Paper) Acceptable:PerkinElmer 226 (formerly Ahlstrom 226) filter paper, or blood spot collection card Specimen Volume:5 Blood spots Collection Instructions: 1.An alternative blood collection option for a patient older than 1 year is a fingerstick. For detailed instructions, seeHow to Collect Dried Blood Spot Samples. 2. Let blood dry on the filter paper at ambient temperature in a horizontal position for a minimum of 3 hours. 3. Do not expose specimen to heat or direct sunlight. 4. Do not stack wet specimens. 5. Keep specimen dry Specimen Stability Information:Ambient (preferred)/Refrigerated Additional Information: 1. Due to lower concentration of DNA yielded from blood spots, it is possible that additional specimen may be required to complete testing. 2. For collection instructions, seeBlood Spot Collection Instructions. 3. For collection instructions in Spanish, seeBlood Spot Collection Card-Spanish Instructions(T777). 4. For collection instructions in Chinese, seeBlood Spot Collection Card-Chinese Instructions(T800). Specimen Type:Saliva Patient Preparation:Patient should not eat, drink, smoke, or chew gum 30 minutes prior to collection. Supplies:Saliva Swab Collection Kit (T786) Specimen Volume:1 Swab Collection Instructions:Collect and send specimen per kit instructions. Specimen Stability Information:Ambient 30 days Additional Information:Due to lower concentration of DNA yielded from saliva, it is possible that additional specimen may be required to complete testing. | See Specimen Required | The 3-methylglutaconic acidurias (3-MGA) are a heterogeneous group of metabolic conditions characterized by increased urinary excretion of 3-MGA. Primary 3-MGA type I is an organic aciduria caused by defective leucine catabolism due to variants in 3-methylglutaconyl-CoA hydratase. Four more types of 3-MGA have been described where 3-MGA is a consistent feature. These are characterized by various degrees of mitochondrial dysfunction, very remotely, if at all, linked to leucine degradation and include Barth syndrome (type II), Costeff syndrome (type III), and type V or dilated cardiomyopathy with ataxia) syndrome. The remaining cases (type IV) with increased 3-MGA encompass a variety of disorders affecting mitochondrial function. Genes known to be associated with elevations of 3-MGA are included on this panel. | An interpretive report will be provided. | All detected alterations are evaluated according to American College of Medical Genetics and Genomics recommendations.(1) Variants are classified based on known, predicted, or possible pathogenicity and reported with interpretive comments detailing their potential or known significance. | Clinical Correlations: Test results should be interpreted in the context of clinical findings, family history, and other laboratory data. Misinterpretation of results may occur if the information provided is inaccurate or incomplete. If testing was performed because of a clinically significant family history, it is often useful to first test an affected family member. Detection of at least one reportable variant in an affected family member would allow for more informative testing of at-risk individuals. To discuss the availability of additional testing options or for assistance in the interpretation of these results, contact the Mayo Clinic Laboratories genetic counselors at 800-533-1710. Technical Limitations: Next-generation sequencing may not detect all types of genomic variants. In rare cases, false-negative or false-positive results may occur. The depth of coverage may be variable for some target regions; assay performance below the minimum acceptable criteria or for failed regions will be noted. Given these limitations, negative results do not rule out the diagnosis of a genetic disorder. If a specific clinical disorder is suspected, evaluation by alternative methods can be considered. There may be regions of genes that cannot be effectively evaluated by sequencing or deletion and duplication analysis as a result of technical limitations of the assay, including regions of homology, high guanine-cytosine (GC) content, and repetitive sequences. Confirmation of select reportable variants will be performed by alternate methodologies based on internal laboratory criteria. This test is validated to detect 95% of deletions up to 75 base pairs (bp) and insertions up to 47 bp. Deletions-insertions (delins) of 40 or more bp, including mobile element insertions, may be less reliably detected than smaller delins. Deletion/Duplication Analysis: This analysis targets single and multi-exon deletions/duplications; however, in some instances single exon resolution cannot be achieved due to isolated reduction in sequence coverage or inherent genomic complexity. Balanced structural rearrangements (such as translocations and inversions) may not be detected. This test is not designed to detect low levels of mosaicism or to differentiate between somatic and germline variants. If there is a possibility that any detected variant is somatic, additional testing may be necessary to clarify the significance of results. Genes may be added or removed based on updated clinical relevance. For detailed information regarding gene-specific performance and technical limitations, see Method Description or contact a laboratory genetic counselor. If the patient has had an allogeneic hematopoietic stem cell transplant or a recent heterologous blood transfusion, results may be inaccurate due to the presence of donor DNA. Call Mayo Clinic Laboratories for instructions for testing patients who have received a bone marrow transplant. Reclassification of Variants: Currently, it is not standard practice for the laboratory to systematically review previously classified variants on a regular basis. The laboratory encourages healthcare providers to contact the laboratory at any time to learn how the classification of a particular variant may have changed over time. Due to broadening genetic knowledge, it is possible that the laboratory may discover new information of relevance to the patient. Should that occur, the laboratory may issue an amended report. Variant Evaluation: Evaluation and categorization of variants are performed using published American College of Medical Genetics and Genomics and the Association for Molecular Pathology recommendations as a guideline.(1) Other gene-specific guidelines may also be considered. Variants are classified based on known, predicted, or possible pathogenicity and reported with interpretive comments detailing their potential or known significance. Variants classified as benign or likely benign are not reported. Multiple in silico evaluation tools may be used to assist in the interpretation of these results. The accuracy of predictions made by in silico evaluation tools is highly dependent upon the data available for a given gene, and periodic updates to these tools may cause predictions to change over time. Results from in silico evaluation tools should be interpreted with caution and professional clinical judgment. Rarely, incidental or secondary findings may implicate another predisposition or presence of active disease. These findings will be carefully reviewed to determine whether they will be reported. | 1. Richards S, Aziz N, Bale S, et al. Standards and guidelines for the interpretation of sequence variants: a joint consensus recommendation of the American College of Medical Genetics and Genomics and the Association for Molecular Pathology. Genet Med. 2015;17(5):405-424 2. Wortmann SB, Kluijtmans LA, Engelke UF, Wevers RA, Morava E. The 3-methylglutaconic acidurias: what's new?. J Inherit Metab Dis. 2012;35(1):13-22. doi:10.1007/s10545-010-9210-7 3. Manoli I, Venditti CP. Disorders of branched chain amino acid metabolism. Transl Sci Rare Dis. 2016;1(2):91-110. doi:10.3233/TRD-160009 4. Wortmann SB, Duran M, Anikster Y, et al. Inborn errors of metabolism with 3-methylglutaconic aciduria as discriminative feature: proper classification and nomenclature. J Inherit Metab Dis. 2013;36:923-928. doi:10.1007/s10545-012-9580-0 | Next-generation sequencing (NGS) and/or Sanger sequencing are performed to test for the presence of variants in coding regions and intron/exon boundaries of the genes analyzed, as well as some other regions that have known disease-causing variants. The human genome reference GRCh37/hg19 build was used for sequence read alignment. At least 99% of the bases are covered at a read depth over 30X. Sensitivity is estimated to be over 99% for single nucleotide variants, over 94% for deletions-insertions (delins) less than 40 base pairs (bp), over 95% for deletions up to 75 bp and insertions up to 47 bp. NGS and/or a polymerase chain reaction-based quantitative method is performed to test for the presence of deletions and duplications in the genes analyzed. SeeTargeted Genes and Methodology Details for 3-Methylglutaconic Aciduria Panelfor details regarding the targeted genes analyzed. There may be regions of genes that cannot be effectively evaluated by sequencing or deletion and duplication analysis as a result of technical limitations of the assay, including regions of homology, high guanine-cytosine (GC) content, and repetitive sequences. SeeTargeted Genes and Methodology Details for 3-Methylglutaconic Aciduria Panelfor details regarding the specific gene regions not routinely covered.(Unpublished Mayo method) Genes analyzed:AGK, ATP5F1E, ATPAF2, AUH, CLPB, CPS1, DNAJC19, GFER, HMGCL, HTRA2, OPA3, POLG, SERAC1, SUCLA2, TAZ, TIMM50,andTMEM70 | 28 to 42 days | Whole Blood: 2 weeks (if available); Extracted DNA: 3 months | This test was developed and its performance characteristics determined by Mayo Clinic in a manner consistent with CLIA requirements. It has not been cleared or approved by the US Food and Drug Administration. | 8144388233-Tissue culture, skin, solid tissue biopsy (if appropriate)88240-Cryopreservation (if appropriate) | 3-Methylglutaconic Aciduria Panel | 105342-0 | 608823 | Released By | 18771-6
F5NUL | 5'Nucleotidase |  | Quantitative Enzymatic | Yes | 5' Nucleotidase | Serum | Specimen Type:Serum Collection Container/Tube:SST or Red Submission Container/Tube:Plastic vial Specimen Volume:1 mL Collection Instructions: 1. Draw blood in a serum gel tube(s), plain red-top tube(s) is acceptable. 2. Centrifuge and send 1 mL of serum refrigerate in a plastic vial. | 0.5 mL |  | 0 - 15 U/L |  |  |  |  | 1 to 6 days |  | This test was developed and its performance characteristics determined by ARUP Laboratories. The U.S. Food and Drug Administration has not approved or cleared this test; however, FDA clearance or approval is not currently required for clinical use. The results are not intended to be used as the sole means for clinical diagnosis or patient management decisions. | 83915 | 5' Nucleotidase | 1690-7 | Z2607 | 5' Nucleotidase | 1690-7
FLUC | 5-Flucytosine, Serum | Monitoring serum concentration during therapy Evaluating potential toxicity May aid in evaluating patient compliance | Liquid Chromatography Tandem Mass Spectrometry (LC-MS/MS) | Yes | 5-Flucytosine, S | Serum | Supplies:Sarstedt Aliquot Tube, 5 mL (T914) Collection Container/Tube: Preferred:Red top Acceptable:Serum gel Submission Container/Tube:Plastic vial Specimen Volume:0.5 mL Collection Instructions: 1. Serum for a peak level should be collected 1 to 2 hours after oral dose or 30 minutes after intravenous infusion. Trough specimens should be collected immediately prior to next scheduled dose. 2. Within 2 hours of collection, centrifuge, and aliquot serum to plastic vial. | 0.3 mL | Flucytosine is a broad-spectrum antifungal agent generally used in combined therapy (often with amphotericin B) for treatment of fungal infections such as cryptococcal meningitis. Concerns with toxicity (ie, bone marrow suppression, hepatic dysfunction) and development of fungal resistance limit the use of flucytosine, particularly as a monotherapy. The drug is well-absorbed orally but can also be administered intravenously (available outside of the United States). There is good correlation between serum concentrations of flucytosine with both efficacy and risk for toxicity. Because of the drug's short half-life (3-6 hours), therapeutic monitoring is typically performed at peak levels approximately 2 hours after an oral dose or 30 minutes after an intravenous administration. Flucytosine is eliminated primarily as unmetabolized drug in urine. Patients with kidney dysfunction may require dose adjustments or more frequent monitoring to ensure that serum concentrations do not accumulate to excessive levels. Nephrotoxicity associated with use of amphotericin B can affect elimination of flucytosine when the drugs are coadministered. | Therapeutic concentration: Peak >25.0 mcg/mL (difficult infections may require higher concentrations) Toxic concentration: Peak >100.0 mcg/mL | Most individuals display optimal response to flucytosine when peak serum levels (1-2 hours after oral dosing) are greater than 25.0 mcg/mL. Some infections may require higher concentrations for efficacy. Toxicity is more likely when peak serum concentrations are greater than 100.0 mcg/mL | This test cannot be performed on whole blood. Serum must be separated from cells within 2 hours of collection. | 1. Milone MC, Shaw LM: Therapeutic drugs and their management. In: Rifai N, Chiu RWK, Young I, Burnham CAD, Wittwer CT, eds. Tietz Textbook of Laboratory Medicine. 7th ed. Elsevier; 2023:420-453 2. Goodwin ML, Drew RH. Antifungal serum concentration monitoring: an update. J Antimicrob Chemother. 2008;61(1):17-25. doi:10.1093/jac/dkm389 3. Andes D, Pascual A, Marchetti O. Antifungal therapeutic drug monitoring: established and emerging indications. Antimicrob Agents Chemother. 2009;53(1):24-34. doi:10.1128/AAC.00705-08 | 5-Flucytosine is extracted by mixing serum samples with an acetonitrile and methanol mixture to precipitate proteins. The supernatant is removed and analyzed by an in-house developed liquid chromatography-tandem mass spectrometry method.(Unpublished Mayo method) | 3 to 8 days | 14 days | This test was developed and its performance characteristics determined by Mayo Clinic in a manner consistent with CLIA requirements. It has not been cleared or approved by the US Food and Drug Administration. | 80299 | 5-Flucytosine, S | 3639-2 | 82741 | 5-Flucytosine, S | 3639-2
HIAA | 5-Hydroxyindoleacetic Acid, 24 Hour, Urine | Biochemical diagnosis and monitoring of intestinal carcinoid syndrome using 24-hour urine specimens | Liquid Chromatography Tandem Mass Spectrometry (LC-MS/MS) | Yes | 5-Hydroxyindoleacetic Acid, U | Urine | Patient Preparation: 1.Some medications could interfere with test results. The ordering provider should decide if any medications should be stopped and when they should be restarted.If clinically feasible, discontinue the following medications at least 48 hours prior to, as well as during, specimen collection: -Acetaminophen (Tylenol or generic versions) -Tryptophan containing supplements 2. For 48 hours prior to, as well as during, the urine collection, the patient should: Limit the following to one serving per day: -Fruits -Vegetables -Nuts -Caffeinated beverages or foods Supplies:Urine Tubes, 10 mL (T068) Container/Tube:Plastic, 10-mL urine tube Specimen Volume:5 mL Collection Instructions: 1. Add 25 mL of 50% acetic acid as preservative at start of collection. Use 15 mL of 50% acetic acid for children <5 years old. 2. Collect a 24-hour urine specimen. Additional Information:SeeUrine Preservatives-Collection and Transportation for 24-Hour Urine Specimensfor multiple collections. | 1 mL | 5-Hydroxyindoleacetic acid (5-HIAA) is the major metabolite of serotonin and is excreted in the urine. Intestinal carcinoid tumors, along with neuroendocrine tumors, can produce excess amounts of 5-HIAA and serotonin, especially in individuals with carcinoid syndrome. Carcinoid syndrome is characterized by carcinoid tumors, flushing, heart disease, and hepatomegaly. Measurement of 5-HIAA in a 24-hour urine specimen can diagnose carcinoid disease with a high specificity. | ,5-HIAA, mg/24 hour99th percentile cutoff, Age,Female,Male, < or =23 months,< or =2.7,< or =2.3, 24-35 months,< or =3.0,< or =2.6, 3 years,< or =3.2,< or =2.9, 4 years,< or =3.4,< or =3.2, 5 years,< or =3.6,< or =3.6, 6 years,< or =3.8,< or =3.9, 7 years,< or =4.0,< or =4.2, 8 years,< or =4.2,< or =4.5, 9 years,< or =4.5,< or =4.8, 10 years,< or =4.7,< or =5.1, 11 years,< or =4.9,< or =5.3, 12 years,< or =5.2,< or =5.6, 13 years,< or =5.4,< or =5.8, 14 years,< or =5.6,< or =6.1, 15 years,< or =5.7,< or =6.3, 16 years,< or =5.9,< or =6.4, 17 years,< or =6.0,< or =6.6, 18 years,< or =6.0,< or =6.7, 19 years,< or =6.1,< or =6.8, 20 years,< or =6.1,< or =6.9, 21 years,< or =6.2,< or =6.9, 22 years,< or =6.2,< or =7.0, 23 years,< or =6.2,< or =7.0, 24 years,< or =6.3,< or =7.1, 25 years,< or =6.3,< or =7.2, 26 years,< or =6.3,< or =7.2, 27 years,< or =6.4,< or =7.3, 28 years,< or =6.4,< or =7.4, 29 years,< or =6.5,< or =7.5, 30 years,< or =6.6,< or =7.5, 31 years,< or =6.6,< or =7.6, 32 years,< or =6.7,< or =7.7, 33 years,< or =6.8,< or =7.7, 34 years,< or =6.8,< or =7.8, 35 years,< or =6.9,< or =7.9, 36 years,< or =6.9,< or =7.9, 37 years,< or =7.0,< or =8.0, 38 years,< or =7.0,< or =8.1, 39 years,< or =7.0,< or =8.2, 40 years,< or =7.1,< or =8.2, 41 years,< or =7.1,< or =8.3, 42 years,< or =7.2,< or =8.4, 43 years,< or =7.3,< or =8.5, 44 years,< or =7.4,< or =8.6, 45 years,< or =7.4,< or =8.7, 46 years,< or =7.5,< or =8.8, 47 years,< or =7.6,< or =8.9, 48 years,< or =7.6,< or =9.0, 49 years,< or =7.7,< or =9.1, 50 years,< or =7.7,< or =9.2, 51 years,< or =7.8,< or =9.3, 52 years,< or =7.8,< or =9.4, 53 years,< or =7.9,< or =9.5, 54 years,< or =8.0,< or =9.6, 55 years,< or =8.1,< or =9.7, 56 years,< or =8.1,< or =9.7, 57 years,< or =8.2,< or =9.8, 58 years,< or =8.3,< or =9.8, 59 years,< or =8.3,< or =9.8, 60 years,< or =8.3,< or =9.9, 61 years,< or =8.3,< or =9.9, 62 years,< or =8.4,< or =9.9, 63 years,< or =8.4,< or =10.0, 64 years,< or =8.4,< or =10.0, 65 years,< or =8.4,< or =10.0, 66 years,< or =8.5,< or =10.1, 67 years,< or =8.5,< or =10.1, 68 years,< or =8.5,< or =10.1, 69 years,< or =8.5,< or =10.2, 70 years,< or =8.5,< or =10.2, 71 years,< or =8.6,< or =10.2, 72 years,< or =8.6,< or =10.2, 73 years,< or =8.5,< or =10.1, 74 years,< or =8.5,< or =10.1, 75 years,< or =8.6,< or =10.1, 76 years,< or =8.6,< or =10.0, 77 years,< or =8.6,< or =10.0, 78 years,< or =8.6,< or =10.0, 79 years,< or =8.6,< or =10.0, 80 years,< or =8.7,< or =9.9, 81 years,< or =8.7,< or =9.9, 82 years,< or =8.7,< or =9.9, 83 years,< or =8.7,< or =9.9, 84 years,< or =8.7,< or =9.9, 85 years,< or =8.6,< or =9.8, 86 years,< or =8.5,< or =9.8, 87 years,< or =8.4,< or =9.7, 88 years,< or =8.3,< or =9.7, 89 years,< or =8.1,< or =9.5, 90 years,< or =7.9,< or =9.4, 91 years,< or =7.6,< or =9.2, 92 years,< or =7.4,< or =9.0, 93 years,< or =7.1,< or =8.8, 94 years,< or =7.0,< or =8.7, = 95 years,< or =6.9,< or =8.6, | If pharmacological and dietary artifacts have been ruled out, an elevated excretion of 5-hydroxyindoleacetic acid is a probable indicator of the presence of a serotonin-producing tumor. | Intake of food with a high content of serotonin (avocados, dates, eggplant, all fruit [including bananas, cantaloupe, grapefruit, kiwi fruit, melons, pineapple, plantains, plums], all nuts [including hickory nuts, butternuts, pecans, walnuts], and tomatoes and tomato products) within 48 hours of the urine collection could result in falsely elevated 5-hydroxyindoleacetic acid (5-HIAA) excretion. Numerous drugs affect the excretion of 5-HIAA by different mechanisms, including increased serotonin synthesis, metabolism, and release and inhibition of uptake. The following medications can interfere with 5-HIAA results. -Acetaminophen (Tylenol or generic versions) -Tryptophan containing supplements Patient should also avoid caffeinated beverages, such as tea and coffee, or caffeinated foods, such as dark chocolate, for 48 hours before and during specimen collection. | 1. Grimaldi F, Fazio N, Attanasio R, et al. Italian Association of Clinical Endocrinologists (AME) position statement: a stepwise clinical approach to the diagnosis of gastroenteropancreatic neuroendocrine neoplasms. J Endocrinol Invest. 2014;37(9):875-909. doi:10.1007/s40618-014-0119-0 2. Vinik A, Hughes MS. Feliberti E, et al. Carcinoid tumors. In: Feingold KR, Anawalt B, Boyce A, et al, eds. Endotext [Internet]. MDText.com Inc; 2000. Updated February 5, 2018. Accessed March 17, 2023. Available at www.ncbi.nlm.nih.gov/books/NBK279162/ 3. Shah D, Mandot A, Cerejo C, Amarapurkar D, Pal A. The outcome of primary hepatic neuroendocrine tumors: A single-center experience. J Clin Exp Hepatol. 2019;9(6):710-715. doi:10.1016/j.jceh.2019.08.002 4. Perry D, Hayek SS. Carcinoid heart disease: A guide for clinicians. Cardiol Clin. 2019;37(4):497-503. doi:10.1016/j.ccl.2019.07.014 5. Degnan AJ, Tocchio S, Kurtom W, Tadros SS. Pediatric neuroendocrine carcinoid tumors: Management, pathology, and imaging findings in a pediatric referral center. Pediatr Blood Cancer. 2017;64(9). doi:10.1002/pbc.26477 6. Corcuff JB, Chardon L, El Hajji Ridah I, Brossaud J. Urinary sampling for 5HIAA and metanephrines determination: revisiting the recommendations. Endocr Connect. 2017;6(6):R87-R98. doi:10.1530/EC-17-0071 | 5-Hydroxyindoleacetic acid (5-HIAA) is measured by solid phase extraction of an aliquot from a 24-hour urine collection and liquid chromatography tandem mass spectrometry analysis. 5-HIAA is quantitated using a custom synthesized stable isotope labeled internal standard (d6-5-HIAA) from calibration over a concentration range 0.5 to 150 mg/L.(Kroll CA, Magera MJ, Helgeson JK, Mattern D, Rinaldo P. A liquid chromatography-tandem mass spectrometry method for the determination of 5-hydroxyindole-3-acetic acid in urine. Clin Chem. 2002;48:2049-2051; Calanchini M, Tadman M, Krogh J, Fabbri A, Grossman A, Shine B. Measurement of urinary 5-HIAA: correlation between spot versus 24-h urine collection. Endocr Connect. 2019;8[8]:1082-1088) | 2 to 4 days | 7 days | This test was developed and its performance characteristics determined by Mayo Clinic in a manner consistent with CLIA requirements. It has not been cleared or approved by the US Food and Drug Administration. | 83497 | 5-Hydroxyindoleacetic Acid, U | 1695-6 | VL33 | Urine Volume | 3167-4
HIAAP | 5-Hydroxyindoleacetic Acid, Plasma | Biochemical diagnosis and monitoring of intestinal carcinoid syndrome using a plasma specimen | Liquid Chromatography Tandem Mass Spectrometry (LC-MS/MS) | Yes | 5-Hydroxyindoleacetic Acid, P | Plasma | Patient Preparation: 1. Some medications could interfere with test results. The ordering provider should decide if any medications should be stopped and when they should be restarted. If clinically feasible, discontinue the following medications at least 24 hours prior to specimen collection: -Acetaminophen (Tylenol or generic versions) -Tryptophan containing supplements. 2. For 24 hours prior to the collection, the patient should: Limit the following to one serving per day: -Fruits -Vegetables -Caffeinated beverages or foods Abstain from the following: -Nuts, especially walnuts. Plasma 5-hydroxyindoleacetic acid levels revert to baseline levels when walnuts are ingested after other foods. Collection Container/Tube: Preferred:Green top (sodium heparin) Acceptable:Lavender top (EDTA) Submission Container/Tube:Plastic vial Specimen Volume:0.5 mL Collection Instructions: 1. Centrifuge at 4 degrees C. 2. Aliquot plasma into plastic vial. 3. Send plasma frozen. | 0.2 mL | Intestinal carcinoid and neuroendocrine tumors can produce excess amounts of serotonin and its degradation product, 5-hydroxyindoleacetic acid (5-HIAA). Determination of 5-HIAA in urine or plasma is used to diagnose and monitor patients with carcinoid syndrome. Carcinoid syndrome is characterized by a constellation of hormonal symptoms such as abdominal pain, increased bowel movements, episodic facial flushing, bronchoconstriction, venous telangiectasia, niacin deficiency-related symptoms, and long-term complications, such as mesenteric fibrosis and carcinoid heart disease.(1) Measurement of 5-HIAA in a plasma specimen can diagnose carcinoid disease and produces comparable results to urinary 5-HIAA testing. | < or =6 months: < or =130 ng/mL >6 months: < or =30 ng/mL | If pharmacological and dietary artifacts have been ruled out, an elevated concentration of 5-hydroxyindoleacetic acid is a probable indicator of the presence of a serotonin-producing tumor. | Intake of food with a high content of serotonin (avocados, dates, eggplant, all fruit [including bananas, cantaloupe, grapefruit, kiwifruit, melons, pineapple, plantains, plums], all nuts [including walnuts, hickory nuts, butternuts, pecans], and tomatoes and tomato products) within 24 hours of the plasma collection could result in falsely elevated 5-hydroxyindoleacetic acid (5-HIAA) excretion. Numerous drugs affect the excretion of 5-HIAA by different mechanisms, including increased serotonin synthesis, metabolism, and release and inhibition of uptake. The following medications can interfere with 5-HIAA results. -Acetaminophen (Tylenol or generic versions) -Tryptophan containing supplements | 1. Oleinikov K, Avniel-Polak S, Gross DJ, Grozinsky-Glasberg S. Carcinoid syndrome: Updates and review of current therapy. Curr Treat Options Oncol. 2019 Jul 9;20(9):70. doi: 10.1007/s11864-019-0671-0 2. Adaway JE, Dobson R, Walsh J, et al. Serum and plasma 5-hydroxyindoleacetic acid as an alternative to 24-h urine 5-hydroxyindoleacetic acid measurement. Ann Clin Biochem. 2016 Sep;53(Pt 5):554-560. doi: 10.1177/0004563215613109 3. Tohmola N, Johansson A, Sane T, et al: Transient elevation of serum 5-HIAA by dietary serotonin and distribution of 5-HIAA in serum protein fractions. Ann Clin Biochem. 2015 Jul;52(Pt 4):428-33. doi: 10.1177/0004563214554842 4. Tellez MR, Mamikunian G, O'Dorisio TM, Vinik AI, Woltering EA. A single fasting plasma 5-HIAA value correlates with 24-hour urinary 5-HIAA values and other biomarkers in midgut neuroendocrine tumors (NETs). Pancreas. 2013 Apr;42(3):405-10. doi: 10.1097/MPA.0b013e318271c0d5 | Plasma is mixed with deuterium labeled hydroxyindoleacetic acid (HIAA) as internal standard in acetonitrile. After centrifugation and filtration, the sample is reconstituted in mobile phase. Liquid chromatography tandem mass spectrometry is performed by injecting the reconstituted specimen onto a reverse phasehigh-performance liquid chromatographycolumn. HIAA is quantitated using the stable isotope-labeled internal standard from calibration over a concentration range of 0 to 1000 ng/mL.(Unpublished Mayo method) | 3 to 6 days | 1 month | This test was developed and its performance characteristics determined by Mayo Clinic in a manner consistent with CLIA requirements. It has not been cleared or approved by the US Food and Drug Administration. | 83497 | 5-Hydroxyindoleacetic Acid, P | 1693-1 | 619735 | 5-Hydroxyindoleacetic Acid, P | 1693-1
HIAAR | 5-Hydroxyindoleacetic Acid, Random, Urine | Biochemical diagnosis and monitoring of intestinal carcinoid syndrome using random urine specimens | Liquid Chromatography Tandem Mass Spectrometry (LC-MS/MS) | Yes | 5-HIAA, Random, U | Urine | Patient Preparation: 1.Some medications could interfere with test results. The ordering provider should decide if any medications should be stopped and when they should be restarted.If clinically feasible, discontinue the following medications at least 48 hours prior to specimen collection: -Acetaminophen (Tylenol or generic versions) -Tryptophan containing supplements 2. For 48 hours prior to the urine collection, the patient should: Limit the following to one serving per day: -Fruits -Vegetables -Nuts -Caffeinated beverages or foods Supplies:Urine Tubes, 10 mL (T068) Container/Tube:Plastic, 10-mL urine tube Specimen Volume:5 mL Collection Instructions: 1. Collect a random urine specimen. 2. Store and send refrigerate | 2 mL | 5-Hydroxyindoleacetic acid (5-HIAA) is the major metabolite of serotonin and is excreted in the urine. Intestinal carcinoid tumors, along with neuroendocrine tumors, can produce excess amounts of 5-HIAA and serotonin, especially in individuals with carcinoid syndrome. Carcinoid syndrome is characterized by carcinoid tumors, flushing, heart disease, and hepatomegaly. Measurement of 5-HIAA in a random urine specimen can diagnose carcinoid disease with a high specificity. | 5-HIAA, mg/g creatinine99th percentile cutoff, Age,Female,Male,, < or =23 months,< or =17.53,< or =16.42,, 24-35 months,< or =17.07,< or =15.96,, 3 years,< or =16.70,< or =15.60,, 4 years,< or =16.03,< or =14.93,, 5 years,< or =15.26,< or =14.17,, 6 years,< or =14.40,< or =13.34,, 7 years,< or =13.47,< or =12.43,, 8 years,< or =12.52,< or =11.52,, 9 years,< or =11.58,< or =10.63,, 10 years,< or =10.67,< or =9.79,, 11 years,< or =9.81,< or =9.00,, 12 years,< or =9.02,< or =8.29,, 13 years,< or =8.32,< or =7.65,, 14 years,< or =7.70,< or =7.08,, 15 years,< or =7.16,< or =6.59,, 16 years,< or =6.72,< or =6.15,, 17 years,< or =6.36,< or =5.78,, 18 years,< or =6.08,< or =5.45,, 19 years,< or =5.88,< or =5.17,, 20 years,< or =5.73,< or =4.93,, 21 years,< or =5.64,< or =4.73,, 22 years,< or =5.59,< or =4.55,, 23 years,< or =5.57,< or =4.40,, 24 years,< or =5.57,< or =4.28,, 25 years,< or =5.58,< or =4.19,, 26 years,< or =5.61,< or =4.11,, 27 years,< or =5.64,< or =4.06,, 28 years,< or =5.67,< or =4.03,, 29 years,< or =5.70,< or =4.02,, 30 years,< or =5.72,< or =4.01,, 31 years,< or =5.75,< or =4.02,, 32 years,< or =5.77,< or =4.03,, 33 years,< or =5.78,< or =4.05,, 34 years,< or =5.79,< or =4.06,, 35 years,< or =5.80,< or =4.08,, 36 years,< or =5.80,< or =4.09,, 37 years,< or =5.80,< or =4.11,, 38 years,< or =5.80,< or =4.12,, 39 years,< or =5.81,< or =4.14,, 40 years,< or =5.82,< or =4.17,, 41 years,< or =5.85,< or =4.22,, 42 years,< or =5.89,< or =4.27,, 43 years,< or =5.95,< or =4.35,, 44 years,< or =6.04,< or =4.43,, 45 years,< or =6.14,< or =4.53,, 46 years,< or =6.26,< or =4.63,, 47 years,< or =6.40,< or =4.75,, 48 years,< or =6.55,< or =4.86,, 49 years,< or =6.71,< or =4.99,, 50 years,< or =6.86,< or =5.11,, 51 years,< or =7.01,< or =5.24,, 52 years,< or =7.15,< or =5.37,, 53 years,< or =7.29,< or =5.51,, 54 years,< or =7.41,< or =5.64,, 55 years,< or =7.52,< or =5.78,, 56 years,< or =7.62,< or =5.91,, 57 years,< or =7.71,< or =6.05,, 58 years,< or =7.80,< or =6.17,, 59 years,< or =7.88,< or =6.29,, 60 years,< or =7.95,< or =6.41,, 61 years,< or =8.02,< or =6.51,, 62 years,< or =8.09,< or =6.60,, 63 years,< or =8.15,< or =6.69,, 64 years,< or =8.21,< or =6.76,, 65 years,< or =8.28,< or =6.82,, 66 years,< or =8.34,< or =6.88,, 67 years,< or =8.40,< or =6.93,, 68 years,< or =8.46,< or =6.97,, 69 years,< or =8.52,< or =7.00,, 70 years,< or =8.58,< or =7.03,, 71 years,< or =8.65,< or =7.06,, 72 years,< or =8.71,< or =7.08,, 73 years,< or =8.77,< or =7.10,, 74 years,< or =8.82,< or =7.11,, 75 years,< or =8.86,< or =7.11,, 76 years,< or =8.90,< or =7.11,, 77 years,< or =8.92,< or =7.10,, 78 years,< or =8.93,< or =7.09,, 79 years,< or =8.93,< or =7.07,, 80 years,< or =8.92,< or =7.05,, 81 years,< or =8.90,< or =7.02,, 82 years,< or =8.88,< or =7.00,, 83 years,< or =8.86,< or =6.98,, 84 years,< or =8.85,< or =6.97,, 85 years,< or =8.84,< or =6.95,, 86 years,< or =8.84,< or =6.94,, 87 years,< or =8.84,< or =6.94,, 88 years,< or =8.84,< or =6.94,, >or= 89 years,< or =8.85,< or =6.93,, | If pharmacological and dietary artifacts have been ruled out, an elevated excretion of 5-hydroxyindoleacetic acid is a probable indicator of the presence of a serotonin-producing tumor. | Intake of food with a high content of serotonin (avocados, dates, eggplant, all fruit [including bananas, cantaloupe, grapefruit, kiwifruit, melons, pineapple, plantains, plums], all nuts [including hickory nuts, butternuts, pecans, walnuts], and tomatoes and tomato products) within 48 hours of the urine collection could result in falsely elevated 5-hydroxyindoleacetic acid (5-HIAA) excretion. Numerous drugs affect the excretion of 5-HIAA by different mechanisms, including increased serotonin synthesis, metabolism, and release and inhibition of uptake. The following medications can interfere with 5-HIAA results. -Acetaminophen (Tylenol or generic versions) -Tryptophan containing supplements Patient should also avoid caffeinated beverages, such as tea and coffee, or caffeinated foods, such as dark chocolate, for 48 hours before and during specimen collection. | 1. Grimaldi F, Fazio N, Attanasio R, et al. Italian Association of Clinical Endocrinologists (AME) position statement: a stepwise clinical approach to the diagnosis of gastroenteropancreatic neuroendocrine neoplasms. J Endocrinol Invest. 2014;37(9):875-909. doi:10.1007/s40618-014-0119-0 2. Vinik A, Hughes MS. Feliberti E, et al. Carcinoid tumors. In: Feingold KR, Anawalt B, Boyce A, et al, eds. Endotext [Internet]. MDText.com, Inc; 2000. Updated February 5, 2018. Accessed March 17, 2023. Available at www.ncbi.nlm.nih.gov/books/NBK279162/ 3. Shah D, Mandot A, Cerejo C, Amarapurkar D, Pal A: The outcome of primary hepatic neuroendocrine tumors: A single-center experience. J Clin Exp Hepatol. 2019;9(6):710-715. doi: 10.1016/j.jceh.2019.08.002 4. Perry D, Hayek SS: Carcinoid heart disease. A guide for clinicians. Cardiol Clin. 2019;37(4):497-503. doi:10.1016/j.ccl.2019.07.014 5. Degnan AJ, Tocchio S, Kurtom W, Tadros SS. Pediatric neuroendocrine carcinoid tumors: Management, pathology, and imaging findings in a pediatric referral center. Pediatr Blood Cancer. 2017;64(9). doi:10.1002/pbc.26477 6. Corcuff JB, Chardon L, El Hajji Ridah I, Brossaud J. Urinary sampling for 5HIAA and metanephrines determination: revisiting the recommendations. Endocr Connect. 2017;6(6):R87-R98. doi:10.1530/EC-17-0071 | 5-Hydroxyindoleacetic acid (5-HIAA) is measured by solid phase extraction of an aliquot from a random urine collection and liquid chromatography tandem mass spectrometry analysis. 5-HIAA is quantitated using a custom synthesized stable isotope labeled internal standard (d6-5-HIAA) from calibration over a concentration range 0.5 to 150 mg/L.(Kroll CA, Magera MJ, Helgeson JK, et al. A liquid chromatography-tandem mass spectrometry method for the determination of 5-hydroxyindole-3-acetic acid in urine. Clin Chem. 2002;48:2049-2051; Calanchini M, Tadman M, Krogh J, Fabbri A, Grossman A, Shine B. Measurement of urinary 5-HIAA: correlation between spot versus 24-h urine collection. Endocr Connect. 2019;8(8):1082-1088) | 2 to 4 days | 7 days | This test was developed and its performance characteristics determined by Mayo Clinic in a manner consistent with CLIA requirements. It has not been cleared or approved by the US Food and Drug Administration. | 83497 | 5-HIAA, Random, U | 11145-0 | 616090 | 5-HIAA, Random, U | 11145-0
F5M | 5-Methyltetrahydrofolate |  | HPLC/Electrochemistry | Yes | 5-Methyltetrahydrofolate | CSF | Medical Neurogenetics collection kit (T657) required. Each collection kit contains 5 microcentrifuge tubes. COLLECTION PROTOCOL: 1)CSF should be collected from the first drop into the tubes in the numbered order. Fill each tube to the marked line with the required volumes Tube 1: 0.5 mL Tube 2: 1.0 mL Tube 3: 1.0 mL (contains antioxidants necessary to protect the sample integrity) Tube 4: 1.0 mL Tube 5: 1.0 mL -If sample's not blood contaminated, the tubes should be placed on dry ice at bedside -If sample's are blood contaminated, the tubes should immediately be centrifuged (prior to freezing) and the clear CSF transferred to new similarly labeled tubes, then frozen -Store samples at -80 until they can be shipped 2)Complete Medical Neurogenetics, LLC request form. Include test required, sample date and date of birth. 3)Label tubes with patient name and ID number, leaving the tube number viewable. 4)Place samples inside a specimen transport bag and the Medical Neurogenetics, LLC request form inside the pouch of the transport bag. 5)Ship samples frozen on dry ice. |  | CSF 5-Methyltetrahydrofolate (NC01) is useful for determining a deficiency of folate in the central nervous system. CSF 5-Methyltetrahydrofolate (NC01) may also be used for assessment of Variants of Uncertain Significance (VUS) identified during genetic testing (e.g. Next Generation Sequencing or Capillary Sequencing Testing). CLINICAL 5-Methyltetrahydrofolate (5-MTHF) is the predominant form of folate in cerebrospinal fluid (CSF). Low CSF 5-MTHF levels are associated with inborn errors of metabolism affecting folate metabolism , dietary deficiency of folate, cerebral folate syndromes and Kearns-Sayre syndrome. Symptoms may include, anemia, developmental delay, seizures, depression and dementia. | 5-Methyltetrahydrofolate Age5MTHF (years)(nmol/L) 0-0.240-240 0.2-0.540-240 0.5-2.040-187 2.0-5.040-150 5.0-1040-128 10-1540-120 Adults40-120 Note: If test results are inconsistent with the clinicalpresentation, please call our laboratory to discuss the caseand/or submit a second sample for confirmatory testing. DISCLAIMER required by the FDA for high complexity clinicallaboratories: HPLC testing was developed and its performancecharacteristics determined by Medical Neurogenetics. TheseHPLC tests have not been cleared or approved by the U.S. FDA. |  |  |  |  | 10 to 18 days |  |  | 82542 | 5-Methyltetrahydrofolate | 47547-5 | Z2242 | Interpretation | Not Provided
MAMMX | 6-Monoacetylmorphine (6-MAM) Confirmation, Chain of Custody, Meconium | Detecting in utero heroin exposure up to 5 months before birth Chain of custody is required whenever the results of testing could be used in a court of law. Its purpose is to protect the rights of the individual contributing the specimen by demonstrating that it was always under the control of personnel involved with testing the specimen; this control implies that the opportunity for specimen tampering would be limited.Since the evidence of illicit drug use during pregnancy can be cause for separating the baby from the mother, a complete chain of custody ensures that the test results are appropriate for legal proceedings. | Liquid Chromatography Tandem Mass Spectrometry (LC-MS/MS) | Yes | 6-MAM Confirmation, CoC, M | Meconium | Supplies:Chain of Custody Meconium Kit (T653) includes the specimen containers, seals, and documentation required. Specimen Volume:1 g (approximately 1 teaspoon) Collection Instructions: 1. Collect entire random meconium specimen. 2. Send specimen frozen. When refrigerated, a significant percentage of 6-monoacetylmorphine will convert to morphine in less than 24 hours. Additional Information:Specimen that arrives with a broken seal does not meet the chain-of-custody requirements. | 0.3 g (approximately 1/4 teaspoon) | Heroin (diacetylmorphine) is a semisynthetic opiate that is closely related to morphine. It is no longer used clinically in the United States, although it is used elsewhere for rapid relief of pain.(1) Like morphine and other opiates, its relaxing and euphoric qualities make heroin a popular drug of abuse. Heroin is commonly injected intravenously but can be administered by other means, such as snorting, smoking, or inhaling vapors. Heroin shares the core structure of morphine with the addition of 2 acetyl groups, which are thought to enhance its permeation into the central nervous system.(2,3) Heroin is metabolized by sequential removal of these acetyl groups; loss of the first acetyl converts heroin into 6-monoacetylmorphine (6-MAM).(2,3) Heroin is rarely found in meconium since only 0.1% of a dose is excreted unchanged. 6-MAM is a unique metabolite of heroin, and its presence is a definitive indication of heroin use. Like heroin, 6-MAM has a very short half-life; however, its detection time in meconium, the first fecal material passed by the neonate, is uncharacterized. 6-MAM is further metabolized into morphine, the dominant metabolite of heroin, and morphine will typically be found in a specimen containing 6-MAM. Opiates, including heroin, have been shown to readily cross the placenta and distribute widely into many fetal tissues.(4) Opiate use by the mother during pregnancy increases the risk of prematurity and being small for gestational age. Furthermore, infants who have been exposed to heroin exhibit an early onset of withdrawal symptoms compared with infants who have been exposed to methadone. Infants exposed to heroin demonstrate a variety of symptoms including irritability, hypertonia, wakefulness, diarrhea, yawning, sneezing, increased hiccups, excessive sucking, and seizures. Long-term intrauterine drug exposure may lead to abnormal neurocognitive and behavioral development as well as an increased risk of sudden infant death syndrome.(5) The disposition of drug in meconium is not well understood. The proposed mechanism is that the fetus excretes the drug into bile and amniotic fluid. The drug accumulates in meconium either by direct deposit from bile or through swallowing of amniotic fluid.(6) The first evidence of meconium in the fetal intestine appears at approximately the 10th to 12th week of gestation, and it slowly moves into the colon by the 16th week of gestation.(7) Therefore, the presence of drugs in meconium has been proposed to be indicative of in utero drug exposure during the final 4 to 5 months of pregnancy, a longer historical measure than is possible by urinalysis.(6) Chain of custody is a record of the disposition of a specimen to document each individual who collected, handled, and performed the analysis. When a specimen is submitted in this manner, analysis will be performed in such a way that it will withstand regular court scrutiny. | Negative Positive results are reported with a quantitative liquid chromatography tandem mass spectrometry result. Cutoff concentration: 5 ng/g | The presence of 6-monoacetylmorphine (6-MAM) in meconium is definitive for heroin use by the mother. However, the absence of 6-MAM does not rule-out heroin use because of its short half-life. | Because the results of this test may have legal ramifications, it is recommended that testing be performed using chain of custody. A kit including all the materials necessary to complete chain of custody is available to ensure the test results are appropriate for legal proceedings. The short half-life of 6-monoacetylmorphine (6-MAM) may prevent its detection in heroin users. 6-MAM is metabolized to morphine, but the presence of morphine alone is not sufficient evidence to prove heroin use. 6-MAM is the only definitive metabolite of heroin. | 1. Giovannelli M, Bedforth N, Aitkenhead A. Survey of intrathecal opioid usage in the UK. Eur J Anaesthesiol. 2008;25(2):118-122 2. Levine B, ed. Principles of Forensic Toxicology. 4th ed. AACC Press; 2013 3. Brunton LL, Hilal-Dandan R, Knollmann BC, eds. Goodman and Gilman's: The Pharmacological Basis of Therapeutics. 13th ed. McGraw-Hill; 2018 4. Szeto HH. Kinetics of drug transfer to the fetus. Clin Obstet Gynecol. 1993;36(2):246-254 5. Kwong TC, Ryan RM. Detection of intrauterine illicit drug exposure by newborn drug testing. Clin Chem. 1997;43(1):235-242 6. Ostrea EM Jr, Brady MJ, Parks PM, Asensio DC, Naluz A. Drug screening of meconium in infants of drug-dependent mothers: an alternative to urine testing. J Pediatr. 1989;115(3):474-477 7. Ahanya SN, Lakshmanan J, Morgan BL, Ross MG. Meconium passage in utero mechanisms, consequences, and management. Obstet Gynecol Surv. 2005;60(1):45-56; quiz 73-74 8. Langman LJ, Bechtel LK, Holstege CP. Clinical toxicology. In: Rifai N, Chiu RWK, Young I, Burnham CAD, Wittwer CT, eds. Tietz Textbook of Laboratory Medicine. 7th ed. Elsevier; 2023:chap 43 9. Baselt RC. Disposition of Toxic Drugs and Chemical in Man. 12th ed. Biomedical Publications; 2020 | Meconium is mixed with internal standard and extracted with methanol. The methanolic extract is further processed by solid-phase extraction. The extract is analyzed by liquid chromatography tandem mass spectroscopy.(Unpublished Mayo method) | 2 to 3 days | 2 weeks | This test was developed and its performance characteristics determined by Mayo Clinic in a manner consistent with CLIA requirements. It has not been cleared or approved by the US Food and Drug Administration. | 80356G0480 (if appropriate) | 6-MAM Confirmation, CoC, M | 29345-6 | 36204 | Chain of Custody | 77202-0
6MAMM | 6-Monoacetylmorphine (6-MAM), Confirmation, Meconium | Detection of in utero heroin exposure up to 5 months before birth | Liquid Chromatography Tandem Mass Spectrometry (LC-MS/MS) | Yes | 6-MAM Confirmation, M | Meconium | Supplies:Stool container, Small (Random), 4 oz (T288) Container/Tube:Stool container Specimen Volume:1 g (approximately 1 teaspoon) Collection Instructions: 1. Collect entire random meconium (newborn's first bowel movements) specimen. 2. Send specimen frozen. Additional Information:When refrigerated, a significant percentage of 6-monoacetylmorphine (MAM) will convert to morphine in less than 24 hours. | 0.3 g (approximately 1/4 teaspoon) | Heroin (diacetylmorphine) is a semisynthetic opiate that is closely related to morphine. It is no longer used clinically in the United States, though it is used elsewhere for rapid relief of pain.(1) Like morphine and other opiates, its relaxing and euphoric qualities make heroin a popular drug of abuse. Heroin is commonly injected intravenously, although it can be administered by other means such as snorting, smoking, or inhaling vapors. Heroin shares the core structure of morphine with the addition of 2 acetyl groups, which are thought to enhance its permeation into the central nervous system.(2,3) Heroin is metabolized by sequential removal of these acetyl groups; loss of the first acetyl converts heroin into 6-monoacetylmorphine (6-MAM).(2,3) Heroin is rarely found in meconium since only 0.1% of a dose is excreted unchanged. 6-MAM is a unique metabolite of heroin, and its presence is a definitive indication of heroin use. Like heroin, 6-MAM has a very short half-life; however, its detection time in meconium, the first fecal material passed by the neonate, is uncharacterized. 6-MAM is further metabolized into morphine, the dominant metabolite of heroin, and morphine will typically be found in a specimen containing 6-MAM. Opiates, including heroin, have been shown to readily cross the placenta and distribute widely into many fetal tissues.(4) Opiate use by the mother during pregnancy increases the risk of prematurity and being small for gestational age. Furthermore, infants who have been exposed to heroin exhibit an early onset of withdrawal symptoms compared with infants who have been exposed to methadone. Infants exposed to heroin demonstrate a variety of symptoms including irritability, hypertonia, wakefulness, diarrhea, yawning, sneezing, increased hiccups, excessive sucking, and seizures. Long-term intrauterine drug exposure may lead to abnormal neurocognitive and behavioral development as well as an increased risk of sudden infant death syndrome.(5) The disposition of drug in meconium is not well understood. The proposed mechanism is that the fetus excretes the drug into bile and amniotic fluid. The drug accumulates in meconium either by direct deposit from bile or through swallowing of amniotic fluid.(6) The first evidence of meconium in the fetal intestine appears at approximately the 10th to 12th week of gestation, and it slowly moves into the colon by the 16th week of gestation.(7) Therefore, the presence of drugs in meconium has been proposed to be indicative of in utero drug exposure during the final 4 to 5 months of pregnancy, a longer historical measure than is possible by urinalysis.(6) | Negative Positive results are reported with a quantitative liquid chromatography tandem mass spectrometry result. Cutoff concentration: 5 ng/g | The presence of 6-monoacetylmorphine (6-MAM) in meconium is definitive for heroin use by the mother. However, the absence of 6-MAM does not rule-out heroin use because of its short half-life and stability. | The short half-life and stability of 6-monoacetylmorphine (6-MAM) may prevent its detection in heroin users. 6-MAM is metabolized to morphine, but the presence of morphine alone is not sufficient evidence to prove heroin use. 6-MAM is the only definitive metabolite of heroin. | 1. Giovannelli M, Bedforth N, Aitkenhead A. Survey of intrathecal opioid usage in the UK. Eur J Anaesthesiol. 2008;25:118-122 2. Levine B, ed. Principles of Forensic Toxicology. 4th ed. AACC Press; 2013 3. Brunton LL, Hilal-Dandan R, Knollmann BC, eds. Goodman and Gilman's: The Pharmacological Basis of Therapeutics. 13th ed. McGraw-Hill; 2018 4. Szeto HH. Kinetics of drug transfer to the fetus. Clin Obstet Gynecol. 1993;36:246-254 5. Kwong TC, Ryan RM. Detection of intrauterine illicit drug exposure by newborn drug testing. Clin Chem. 1997;43(1):235-242 6. Ostrea EM Jr, Brady MJ, Parks PM, et al. Drug screening of meconium in infants of drug-dependent mothers: an alternative to urine testing. J Pediatr. 1989;115(3):474-477 7. Ahanya SN, Lakshmanan J, Morgan BL, Ross MG. Meconium passage in utero mechanisms, consequences, and management. Obstet Gynecol Surv. 2005;60(1):45-56; quiz 73-74 8. Langman LJ, Bechtel LK, Holstege CP. Clinical toxicology. In: Rifai N, Chiu RWK, Young I, Burnham CAD, Wittwer CT, eds. Tietz Textbook of Laboratory Medicine. 7th ed. Elsevier; 2023:chap 43 9. Baselt RC. Disposition of Toxic Drugs and Chemical in Man. 12th ed. Biomedical Publications; 2020 | Meconium is mixed with internal standard and extracted with methanol. The methanolic extract is further processed by solid-phase extraction. The extract is analyzed by liquid chromatography tandem mass spectroscopy.(Unpublished Mayo method) | 2 days | 2 weeks | This test was developed and its performance characteristics determined by Mayo Clinic in a manner consistent with CLIA requirements. It has not been cleared or approved by the US Food and Drug Administration. | 80356G0480 (if appropriate) | 6-MAM Confirmation, M | 29345-6 | 31875 | Interpretation | 69050-3
6MAMU | 6-Monoacetylmorphine Confirmation, Random, Urine | Determinating heroin use | Gas Chromatography Mass Spectrometry (GC-MS) | Yes | 6-MAM Confirmation, U | Urine | Supplies:Urine Tubes, 10 mL (T068) Container Tube:Plastic, 10-mL urine tube Specimen Volume:10 mL Collection Instructions: 1. Collect a random urine specimen. 2. No preservative. Additional Information: 1. No specimen substitutions. 2. STAT requests arenotaccepted for this test. | 2.1 mL | Heroin (diacetylmorphine) is a semisynthetic opiate that is closely related to morphine. It is no longer used clinically in the United States, though elsewhere it is used for rapid relief of pain.(1) Like morphine and other opiates, its relaxing and euphoric qualities make heroin a popular drug of abuse. Heroin is commonly injected intravenously, although it can be administered by other means, such as snorting, smoking, or inhaling vapors. Heroin shares the core structure of morphine, with the addition of 2 acetyl groups, which are thought to enhance its permeation into the central nervous system.(2,3) Heroin is metabolized by sequential removal of these acetyl groups; loss of first acetyl group converts heroin into 6-monoacetylmorphine (6-MAM) and loss of the second acetyl group converts 6-MAM to morphine, the dominant metabolite of heroin.(2,3) Heroin is rarely found intact in urine since only 0.1% of a dose is excreted unchanged. 6-MAM is a unique metabolite of heroin, and its presence is a definitive indication of recent heroin use. Like heroin, 6-MAM has a very short half-life and detection window. | Negative 6-MAM cutoff concentration: <5 ng/mL | The presence of 6-monoacetylmorphine (6-MAM) in urine is definitive forrecent heroin use. However, the absence of 6-MAM does notrule-out heroin use because of its short half-life. 6-MAM is typicallyonly detectable within 24 hours of heroin use. 6-MAM is furthermetabolized into morphine, which may be detected 1 to 2 days after6-MAM is no longer measurable. Morphine will typically be found ina specimen containing 6-MAM.(2,3) | While 6-monoacetylmorphine (6-MAM) is metabolized to morphine, the presence of morphinealone is not sufficient evidence to prove heroin use. 6-MAM is theonly definitive metabolite of heroin. | 1. Giovannelli M, Bedforth N, Aitkenhead A. Survey of intrathecal opioid usage in the UK. Eur J Anaesthesiol. 2008;25(2):118-1122 2. Principles of Forensic Toxicology. 2nd ed. AACC Press; 2003:187-205 3. Hardman JG, Limbird LE, Gilman AG. Goodman and Gilman's. The Pharmacological Basis of Therapeutics. 10th ed. McGraw-Hill Book Company; 2001:590-592 4. Principles of Forensic Toxicology. 4th ed. AACC Press; 2013 5. Langman LJ, Bechtel LK, Meier BM, Holstege C. Clinical toxicology. In: Rifai N, Horvath AR, Wittwer CT, eds. Tietz Textbook of Clinical Chemistry and Molecular Diagnostics. 6th ed. Elsevier; 2018:872 | 6-Monoacetylmorphine is extracted using solid phase extraction techniques. The eluent is evaporated, reconstituted in organic solvent, and then derivatized. It is then analyzed by gas chromatography mass spectrometry using selected ion monitoring.(Unpublished Mayo method) | 3 to 7 days | 14 days | This test was developed and its performance characteristics determined by Mayo Clinic in a manner consistent with CLIA requirements. It has not been cleared or approved by the US Food and Drug Administration. | 80356G0480 (if appropriate) | 6-MAM Confirmation, U | 19593-3 | 29899 | Chain of Custody | 77202-0
6MAMX | 6-Monoacetylmorphine, Chain of Custody, Random, Urine | Determination of heroin use in urine specimens handled through the chain-of-custody process Chain of custody is required whenever the results of testing could be used in a court of law. Its purpose is to protect the rights of the individual contributing the specimen by demonstrating that, at all times, it was under the control of personnel involved with testing the specimen; this control implies that the opportunity for specimen tampering would be limited. | Gas Chromatography Mass Spectrometry (GC-MS) | Yes | 6-MAM Confirmation, CoC, U | Testing for adulterants will be performed on all chain of custody urine samples per regulatory requirements. | Supplies:Chain of Custody Kit (T282) Container/Tube:Chain-of-Custody Kit containing the specimen containers, seals, and documentation required. Specimen Volume:10 mL Collection Instructions:Collect specimen in the container provided, seal, and submit with the associated documentation to satisfy the legal requirements for chain-of-custody testing. | 2.1 mL | Heroin (diacetylmorphine) is a semisynthetic opiate that is closely related to morphine. It is no longer used clinically in the United States, though elsewhere it is used for rapid relief of pain.(1) Like morphine and other opiates, its relaxing and euphoric qualities make heroin a popular drug of abuse. Heroin is commonly injected intravenously, although it can be administered by other means, such as snorting, smoking, or inhaling vapors. Heroin shares the core structure of morphine, with the addition of 2 acetyl groups, which are thought to enhance its permeation into the central nervous system.(2,3) Heroin is metabolized by sequential removal of these acetyl groups; loss of first acetyl group converts heroin into 6-monoacetylmorphine (6-MAM) and loss of the second acetyl group converts 6-MAM to morphine, the dominant metabolite of heroin.(2,3) Heroin is rarely found intact in urine since only 0.1% of a dose is excreted unchanged. 6-MAM is a unique metabolite of heroin, and its presence is a definitive indication of recent heroin use. Like heroin, 6-MAM has a very short half-life and detection window. Chain of custody is a record of the disposition of a specimen to document the personnel who collected, handled, and performed the analysis. When a specimen is submitted in this manner, analysis will be performed in such a way that it will withstand regular court scrutiny. | Negative 6-MAM cutoff concentration: <5 ng/mL | The presence of 6-monoacetylmorphine (6-MAM) in urine is definitive for recent heroin use. However, the absence of 6-MAM does not rule out heroin use because of its short half-life. 6-MAM is typically only detectable within 24 hours of heroin use. 6-MAM is further metabolized into morphine, which may be detected 1 to 2 days after 6-MAM is no longer measurable. Morphine will typically be found in a specimen containing 6-MAM.(2,3) | While 6-monoacetylmorphine (6-MAM) is metabolized to morphine, the presence of morphine alone is not sufficient evidence to prove heroin use. 6-MAM is the only definitive metabolite of heroin. | 1. Giovannelli M, Bedforth N, Aitkenhead A. Survey of intrathecal opioid usage in the UK. Eur J Anaesthesiol 2008;25(2):118-1122 2. Principles of Forensic Toxicology. 2nd ed. AACC Press; 2003:187-205 3. Hardman JG, Limbird LE, Gilman AG. Goodman and Gilman's. The Pharmacological Basis of Therapeutics. 10th ed. McGraw-Hill Book Company; 2001:590-592 4. Principles of Forensic Toxicology. 4th ed. AACC Press; 2013 5.Langman LJ, Bechtel LK, Meier BM, Holstege C. Clinical toxicology. In: Rifai N, Horwath AR, Wittwer CT, eds. Tietz Textbook of Clinical Chemistry and Molecular Diagnostics. 6th ed. Elsevier; 2018:872 | 6-Monoacetylmorphine is extracted using solid phase extraction techniques. The eluent is evaporated, reconstituted in organic solvent, and then derivatized. It is then analyzed by gas chromatography mass spectrometry using selected ion monitoring.(Unpublished Mayo method) | 3 to 7 days | 2 weeks | This test was developed and its performance characteristics determined by Mayo Clinic in a manner consistent with CLIA requirements. It has not been cleared or approved by the US Food and Drug Administration. | 80356G0480 (if appropriate) | 6-MAM Confirmation, CoC, U | 19593-3 | 36120 | Chain of Custody | 77202-0
F68KD | 68kD (hsp-70) antibodies by Line Blot |  | Line Immunoassay | Yes | 68kD (hsp-70) antibodies | Serum | Draw blood in a plain red-top tube(s), serum gel tube(s) is acceptable. Spin down and send 3 mL of serum frozen in a plastic vial. | 2.0 mL |  | Qualitative test - Positive or Negative | Antibodies to inner ear antigen (68kDa) occur in approximately 70% of patients with autoimmune hearing loss. The antibody tests to this 68kDa antigen parallel with disease activity. In addition, a majority of patients positive for antibodies to 68kDa are responsive to corticosteroid treatment.(Hirose et al. The Laryngoscope. 109:1769-1999) |  |  |  | 3 to 18 days |  | This test has been developed and performance parameters have been validated by IMMCO Diagnostics, Inc. This test has not been approved by the U.S. Food and Drug Administration (FDA); however, US FDA approval is not required for clinical use. It is not intended that clinical diagnosis and patient management decisions be made using these results alone. This test has been validated using serum samples. The manufacturer has not determined the efficacy of this test when performed on CSF, plasma, joint or pleural fluid specimens. The performance characteristics of this test were determined by IMMCO Diagnostics Inc. | 84182 | 68kD (hsp-70) antibodies | 43597-4 | Z0909 | 68kD (hsp-70) antibodies | 43597-4
7AC4 | 7AC4, Bile Acid Synthesis, Serum | Screening for bile acid malabsorption in patients with irritable bowel syndrome with diarrhea | Liquid Chromatography Tandem Mass Spectrometry (LC-MS/MS) | Yes | 7AC4, Bile Acid Synthesis, S | For more information seeOrdering Guide: Bile Acid-Associated Tests. | Patient Preparation: 1. Patient must fast for at least 12 hours prior to collection; fasting morning specimen is preferred. 2. Patient should not be taking bile acid sequestrants for 24 hours prior to collection or statins for 5 days prior to collection. CollectionContainer/Tube: Preferred:Serum gel Acceptable:Red top Submission Container/Tube:Plastic vial Specimen Volume:1 mL Collection Instructions: 1. Centrifuge and aliquot 1 mL of serum into plastic vial. 2. Send specimen frozen. | 0.5 mL | Bile acids are synthesized from cholesterol in the liver and released into the digestive tract where they function to emulsify dietary fats and facilitate lipid absorption in the small intestine. More than 95% of bile acids are then reabsorbed primarily by active uptake in the distal ileum, while less than 5% are excreted in stool. The synthesis of bile acids in the liver is regulated by a negative feedback mechanism from the bile acids reabsorbed from the intestine. 7 Alpha-hydroxy-4-cholesten-3-one (7aC4) is an intermediate in the biosynthesis pathway of cholesterol to bile acids. The concentration of 7aC4 in serum is a surrogate for the amount of bile acid synthesis in the liver. There is some diurnal variation in 7aC4 serum concentrations, so measurement should be performed on a fasting morning sample. Patients with increased bile acid in their stool suffer from chronic diarrhea termed bile acid diarrhea (BAD). Approximately 10% to 33% of patients with irritable bowel syndrome with diarrhea have BAD. Additionally, BAD has been identified as a contributor of diarrhea in other conditions such as irritable bowel disease (IBD), Celiac disease, microscopic colitis, and neuroendocrine tumors.(1) Identifying patients with BAD can be done by measuring total and fractionated bile acids in stool. The increased bile acids in feces can be caused by an inability to reabsorb bile acids in the terminal ileum (bile acid malabsorption: BAM). If the intestinal reabsorption if BA is decreased, this leads to increase synthesis of bile acids in the liver. Recent studies have shown that serum concentrations of 7aC4 are elevated in patients with BAD. Several intestinal diseases or functional abnormalities can lead to BAD. The definitive test in the United States for BAD is the 48-hour stool bile acids test (BA48F / Bile Acids, Bowel Dysfunction, 48 Hour, Feces). However, given the challenge of a 48-hour specimen collection, a random stool collection can be used in combination with the results from serum 7aC4 testing. From a random stool collection, only the percentage of primary bile acids can be reported.Internal studies have shown that a combination of serum 7aC4 result above 52.5 ng/mL and primary fecal bile acid result above 10% is 66% sensitive and 95% specific for BAD.(2) Identification of these patients can influence treatment decisions that could include the use of bile acid sequestrants. Conversely, patients with irritable bowel syndrome with constipation may have lower circulating 7aC4 as compared to healthy individuals. | > or =18 years: 2.5-63.2 ng/mL Reference values have not been established for patients who are <18 years of age. | In patients with irritable bowel syndrome with diarrhea, elevated 7alpha-hydroxy-4-cholesten-3-one (7aC4) is consistent with bile acid diarrhea (BAD). A result of 17.6 ng/mL or greater is 83% sensitive and 53% specific for BAD. In these cases, a confirmatory 48-hour fecal bile acid test could be considered. A result above 52.5 ng/mL is 40% sensitive and 85% specific for BAD. Interpretation of 7aC4 results in patients with chronic diarrhea (bile acid malabsorption: BAM): Below 17.6 17.6 or above Above 52.5 BAM unlikely, consider other conditions BAM indeterminate, consider confirmatory fecal bile acids test or trial of bile acid sequestrant BAM likely, consider bile acid sequestrant therapy Serum 7aC4 can be used in combination with a random (single collection) stool bile acid assessment for increased sensitivity and specificity for BAM detection. See BAMRP / Bile Acids Malborption Panel, Serum and Feces. | Testing should not be performed on individuals with liver disease or dysfunction. | 1. Vijayvargiya P, Gonzalez Izundegui D, Calderon G, et al: Increased fecal bile acid excretion in a significant subset of patients with other inflammatory diarrheal diseases. Dig Dis Sci. 2022 Jun;67(6):2413-2419 2. Camilleri M, Nadeau A, Tremaine WJ, et al: Measurement of serum 7 alpha-hydroxy-4-cholesten-3-one (or 7AC4), a surrogate test for bile acid malabsorption in health, ileal disease and irritable bowel syndrome using liquid chromatography-tandem mass spectrometry. Neurogastroenterol Motil. 2009;21(7):734-743 3. Vijayvargiya P, Camilleri M, Carlson P, et al: Performance characteristics of serum C4 and FGF19 measurements to exclude the diagnosis of bile acid diarrhoea in IBS-diarrhoea and functional diarrhoea. Aliment Pharmacol Ther. 2017;46(6):581-588. doi: 10.1111/apt.14214 4. Vijayvargiya P, Camilleri M, Shin A, et al: Methods for diagnosis of bile acid malabsorption in clinical practice. Clin Gastroenterol Hepatol. 2013;11(10):1232-1239 5. Vijayvargiya P, Camilleri M, Taylor A, et al: Combined fasting serum C4 and primary bile acids from a single stool sample to diagnose bile acid diarrhea.Gastroenterology. 2020 Nov;159(5):1952-1954.e23. 6. Wong BS, Camilleri M, Carlson P, et al: Increased bile acid biosynthesis is associated with irritable bowel syndrome with diarrhea. Clin Gastroenterol Hepatol. 2012 Sep;10(9):1009-1015.e3 | 7 Alpha-hydroxy-cholesten-3-one (7aC4) is extracted from the sample. After addition of a deuterium-labeled 7aC4 internal standard, 7aC4 is measured by liquid chromatography tandem mass spectrometry. (Donato LJ, Lueke A, Kenyon SM, Meeusen JW, Camilleri M: Description of analytical method and clinical utility of measuring serum 7-alpha-hydroxy-4-cholesten-3-one (7aC4) by mass spectrometry. Clin Biochem. 2018;52:106-111) | 5 days | 14 days | This test was developed and its performance characteristics determined by Mayo Clinic in a manner consistent with CLIA requirements. It has not been cleared or approved by the US Food and Drug Administration. | 82542 | 7AC4, Bile Acid Synthesis, S | 94866-1 | 65504 | 7AC4, Bile Acid Synthesis, S | 94866-1