PBORB | Lyme Disease, Molecular Detection, PCR, Blood | Supporting the diagnosis of Lyme disease in conjunction with serologic testing This testshould not be usedto screen asymptomatic patients. | Real-Time Polymerase Chain Reaction (PCR)/DNA Probe Hybridization | Yes | Lyme Disease PCR, B | For more information seeAcute Tick-Borne Disease Testing Algorithm. | Container/Tube:Lavender top (EDTA) Specimen Volume:1 mL Collection Instructions:Send whole blood specimen in original tube.Do not aliquot. | 0.3 mL | Lyme disease isa multisystem and multistage tick-transmitted infection caused by spirochetal bacteria in theBorrelia burgdorferisensu lato (Bbsl) complex.(1) Nearly all human infections are caused by 3 Bbsl species;B burgdorferisensu stricto (hereafter referred to asB burgdorferi) is the primary cause of Lyme disease in North America, whileBorrelia afzeliiandBorrelia gariniiare the primary causes of Lyme disease in Europe. In 2012,Borreliamayoniiwas identified as a less common cause of Lyme disease in the upper Midwestern United States.(2,3) This organism has only been detected in patients with exposure to ticks in Minnesota and Wisconsin and has not been detected in over 10,000 specimens from patients in other states, including regions of the northeast where Lyme disease is endemic. Lyme disease is the most commonly reported tick-borne infection in Europe and North America, causing an estimated 300,000 cases in the United States each year and 85,000 cases in Europe.(4,5) The clinical features of Lyme disease are broad and may be confused with various immune and inflammatory disorders. The classic presenting sign of early localized Lyme disease caused byB burgdorferiis erythema migrans (EM), which occurs in approximately 80% of individuals. Other early signs and symptoms include malaise, headache, fever, lymphadenopathy, and myalgia. Arthritis, neurological disease, and cardiac disease may be later stage manifestations. EM has also been seen in patients withB mayoniiinfection, but diffuse rashes are more commonly reported.(2) The chronic skin condition, acrodermatitis chronicum atrophicans, is also associated withB afzeliiinfection. The presence of EM in the appropriate clinical setting is considered diagnostic for Lyme disease; no confirmatory laboratory testing is needed. In the absence of a characteristic EM lesion, serologic testing is the diagnostic method of choice for Lyme disease.(6) However, serology may not be positive until 1 to 2 weeks after onset ofsymptoms and may show decreased sensitivity for detection of infection withB mayonii.Therefore,detection of Bbsl DNA usingpolymerase chain reaction (PCR) may be a useful adjunct to serologic testing for detection of acute disease. PCR has shown utility for detection ofBorreliaDNA from skin biopsies of Lyme-associated rashes and can be used to detectBorreliaDNA fromsynovial fluid and synovium biopsies. Less commonly,BorreliaDNA can be detected in cerebrospinal fluid and blood.(7) In general, blood is not the preferred source for detection of Bbsl DNA by PCR, although it may have increased utility for detection ofB mayonii, due to the higher levels of observed peripheral spirochetemia with this organism.(2)Lyme PCR should always be performed in conjunction with US Food and Drug Administration approved serologic tests, and results should be correlated with serologic and epidemiologic data and clinical presentation of the patient.(8) The Mayo Clinic Lyme PCR test detects and differentiates the main causes of Lyme disease in North America (B burgdorferiandB mayonii) and Europe (B afzeliiandB garinii).(2,7) | Negative Reference values apply to all ages. | A positive result indicates the presence of DNA fromBorrelia burgdorferi,Borrelia mayonii,Borreliaafzelii,orBorreliagarinii,the main agents of Lyme disease. A negative result indicates the absence of detectable target DNA in the specimen. Due to the diagnostic sensitivity limitations of thepolymerase chain reactionassay, a negative result does not preclude the presence of the organism or active Lyme disease. | Serologic tests are recommended for diagnosis of Lyme disease. Polymerase chain reaction (PCR) may play an adjunctive role but may not detectBorreliaburgdorferiDNA from blood in cases of active or chronic disease. The presence of inhibitory substances may also cause a false-negative result. PCR test results should be used as an aid in diagnosis and not considered diagnostic by themselves. These results should be correlated with serologic and epidemiologic data and clinical presentation of the patient. Concurrent infections with multiple tick-borne pathogens, includingEhrlichia muris eauclairensis, Anaplasma phagocytophilum,Babesia microti,andBorrelia miyamotoi(a relapsing-feverBorrelia)have been reported in the United States, and consideration should be given to testing for other pathogens, if clinically indicated. This assay detects most members of theB burgdorferisensu latocomplex(Bbsl), includingBorreliaandersoni,Borreliaamericana,andBorreliabissettii, which have been rarely detected in humans. Detection of DNA from these organisms would be reported as an atypical result and prompt additional laboratory testing to further identify the DNA present. The sensitivity of this assay for detecting these organisms has not been determined. This assay also detects some members of theBbslcomplex that are not considered to be human pathogens but may be found in ticks and other animals. Therefore, this assay should not be used to test nonhuman specimens. | 1. Stanek G, Wormser GP, Gray J, Strle F: Lyme borreliosis. Lancet. 2012 Feb;379(9814):461-473 2. Pritt BS, Mead PS, Johnson, DK, et al: Identification of a novel pathogenicBorreliaspecies causing Lyme borreliosis with unusually high levels of spirochetemia: a descriptive study. Lancet Infect Dis. 2016 May;16(5):556-564 3. Pritt BS, Respicio-Kingry LB, Sloan LM, et al:Borrelia mayoniisp. nov., a member of theBorrelia burgdorferisensu latocomplex, detected in patients and ticks in the upper midwestern United States. Int J Sys Evol Microbiol. 2016 Nov;66(11):4878-4880 4. Hinckley AF, Connally NP, Meek JI, et al: Lyme disease testing by large commercial laboratories in the United States. Clin Infect Dis. 2014 Sep 1;59(5):676-681 5. Lindgren E, Jaenson TGT: Lyme borreliosis in Europe: influences of climate and climate change, epidemiology, ecology and adaptation measures. Copenhagen, Denmark: World Health Organization; 2006 6. Centers for Disease Control and Prevention. Recommendations for test performance and interpretation from the Second National Conference on Serologic Diagnosis of Lyme Disease. MMWR Morb Mortal Wkly Rep. 1995 Aug;44(31):590-591 7. Babady NE, Sloan LM, Vetter EA, et al: Percent positive rate of Lyme real-time polymerase chain reaction in blood, cerebrospinal fluid, synovial fluid, and tissue. Diagn Microbiol Infect Dis. 2008 Dec;62(4):464-466 8.Centers for Disease Control and Prevention (CDC). Lyme disease--United States, 1995. MMWR Morb Mortal Wkly Rep. 1996 Jun;45(23):481-484 | Nucleic acid is extracted from clinical specimens using the automated MagNA Pure LC instrument system. The extract is then transferred wells of a 96-well plate for amplification. The LightCycler is an automated instrument that amplifies and monitors the development of target nucleic acid (amplicon) after each cycle ofpolymerase chain reaction (PCR). The DNA target for PCR assay is the 283-base pairs plasminogen-binding protein gene(OppA2),which is present at a frequency of 1 copy per organism in all 4 confirmed pathogenic species of theBorrelia burgdorferisensu lato genogroup (B burgdorferisensu stricto,Borrelia afzelii,Borrelia garinii,andBorrelia mayonii). A specific base pair DNA target sequence is amplified by PCR. The detection of amplicon is based on fluorescence resonance energy transfer, which utilizes 1 hybridization probe with a donor fluorophore, fluorescein, at the 3' end, and a second hybridization probe with an acceptor fluorophore, LC-Red 610, at the 5' end. When the target amplicon is present, the LC-Red 610 emits a measurable and quantifiable light signal at a specific wavelength. Presence of the specific organism nucleic acid may be confirmed by performing a melting curve analysis of the amplicon. Using features of the melting curve analysis, the assay primers and specific hybridization probes are able to detect and differentiateB burgdorferisensu stricto fromB mayonii,B afzelii, andB garinii,althoughthe melting curve analysis cannot differentiate betweenB afzeliiandB garinii. Each assay run can be completed within 60 minutes.(Unpublished Mayo method) | 1 to 4 days | 1 week | This test was developed and its performance characteristics determined by Mayo Clinic in a manner consistent with CLIA requirements. It has not been cleared or approved by the US Food and Drug Administration. | 8747687798 x 287999 (if appropriate for government payers) | Lyme Disease PCR, B | 90892-1 | 38340 | Lyme Disease PCR Comment | 59464-8
LYMPV | Lyme Disease, Molecular Detection, PCR, Varies | Supporting the diagnosis of Lyme disease in conjunction with serologic testing Specific indications including testing skin biopsies when a rash lesion is not characteristic of erythema migrans and testing synovial fluid or synovium to support the diagnosis of Lyme arthritis This testshould not be usedto screen asymptomatic patients. | Real-Time Polymerase Chain Reaction (PCR)/DNA Probe Hybridization | Yes | Lyme Disease, PCR, Varies | The following algorithms are available: | Submit only 1 of the following specimens: Specimen Type:Spinal fluid Container/Tube:Sterile vial Specimen Volume:1 mL Collection Instructions:Label specimen as spinal fluid. Specimen Type:Synovial fluid Container/Tube:Sterile vial Specimen Volume:1 mL Collection Instructions:Label specimen as synovial fluid. Specimen Type:Tissue (fresh only) Sources:Skin or synovial biopsy Container/Tube:Sterile container with normal saline Specimen Volume:Approximately 4 mm(3) Collection Instructions: 1. Submit only fresh tissue. 2. Skin biopsies: a. Wash biopsy site with an antiseptic soap. Thoroughly rinse area with sterile water. Do not use alcohol or iodine preparations. A local anesthetic may be used. b. Biopsy specimens are best taken by punch biopsy to include full thickness of dermis. 3. Label specimen with source of tissue. | Spinal Fluid: 0.3 mL; Synovial Fluid: 0.5 mL; Tissue: See Specimen Required | Lyme disease is a multisystem and multistage tick-transmitted infection caused by spirochetal bacteria in theBorrelia burgdorferisensu lato (Bbsl) complex.(1) Nearly all human infections are caused by 3 Bbsl species;B burgdorferisensu stricto (hereafter referred to asB burgdorferi) is the primary cause of Lyme disease in North America, whileBorrelia afzeliiandBorrelia gariniiare the primary causes of Lyme disease in Europe. In 2012,Borreliamayoniiwas identified as a less common cause of Lyme disease in the upper Midwestern United States.(2,3) This organism has only been detected in patients with exposure to ticks in Minnesota and Wisconsin and has not been detected in over 10,000 specimens from patients in other states, including regions of northeast where Lyme disease is endemic. Lyme disease is the most commonly reported tick-borne infection in Europe and North America, causing an estimated 300,000 cases in the United States each year and 85,000 cases in Europe.(4,5) The clinical features of Lyme disease are broad and may be confused with various immune and inflammatory disorders. The classic presenting sign of early localized Lyme disease caused byB burgdorferiis erythema migrans (EM), which occurs in approximately 80% of individuals. Other early signs and symptoms include malaise, headache, fever, lymphadenopathy, and myalgia. Arthritis, neurological disease, and cardiac disease may be later stage manifestations. EM has also been seen in patients withB mayoniiinfection, but diffuse rashes are more commonly reported.(2) The chronic skin condition, acrodermatitis chronicum atrophicans, is also associated withB afzeliiinfection. The presence of EM in the appropriate clinical setting is considered diagnostic for Lyme disease; no confirmatory laboratory testing is needed. In the absence of a characteristic EM lesion, serologic testing is the diagnostic method of choice for Lyme disease.(6) However, serology may not be positive until 1 to 2 weeks after onset of symptoms and may show decreased sensitivity for detection of infection withB mayonii.Therefore, detection of Bbsl DNA using polymerase chain reaction (PCR) may be a useful adjunct to serologic testing for detection of acute disease. PCR has shown utility for detection ofBorreliaDNA from skin biopsies of Lyme-associated rashes and can be used to detectBorreliaDNA from synovial fluid and synovium biopsies. Less commonly,BorreliaDNA can be detected in cerebrospinal fluid.(7) Lyme PCR should always be performed in conjunction with US Food and Drug Administration-approved serologic tests, and the results should be correlated with serologic and epidemiologic data and clinical presentation of the patient.(8) The Mayo Clinic Lyme PCR test detects and differentiates the main causes of Lyme disease in North America (B burgdorferiandB mayonii) and Europe (B afzeliiandB garinii).(2,7) | Negative Reference values apply to all ages. | A positive result indicates the presence of DNA fromBorrelia burgdorferi,Borrelia mayonii,Borrelia afzelii,orBorrelia garinii,the main agents of Lyme disease. A negative result indicates the absence of detectable target DNA in the specimen. Due to the clinical sensitivity limitations of the polymerase chain reaction assay, a negative result does not preclude the presence of the organism or active Lyme disease. | Serologic tests are recommended for diagnosis of Lyme disease. Polymerase chain reaction (PCR) may play an adjunctive role but may not detectBorreliaburgdorferiDNA from cerebrospinal fluid (CSF) in cases of active or chronic disease. The presence of inhibitory substances may also cause a false-negative result. If clinical features of illness are highly indicative of Lyme neuroborreliosis, serologic testing on CSF is warranted. PCR test results should be used as an aid in diagnosis and not considered diagnostic by themselves. These results should be correlated with serologic and epidemiologic data and clinical presentation of the patient. Testing of CSF by PCR in patients with suspected Lyme neuroborreliosis should be requested only on patients with positiveB burgdorferiantibody in serum confirmed by Western blot assay (LYWB / Lyme Disease Antibody, Immunoblot, Serum) and with abnormal CSF findings (elevated protein and WBC >10 cells/high-power field). Concurrent infections with multiple tick-borne pathogens, includingEhrlichia muris eauclairensis, Anaplasma phagocytophilum,Babesia microti,andBorrelia miyamotoi(a relapsing feverBorrelia) have been reported in United States, and consideration should be given to testing for other pathogens, if clinically indicated. This assay detects most members of theBorrelia burgdorferisensu lato (Bbsl)complex, includingBorrelia andersonii, Borrelia americana,andBorrelia bissettii,which have been rarely detected in humans. Detection of DNA from these organisms would be reported as an atypical result and prompt additional laboratory testing to further identify the DNA present. The sensitivity of this assay for detecting these organisms has not been determined. This assay also detects some members of the Bbsl complex that are not considered to be human pathogens but may be found in ticks and other animals. Therefore, this assay should not be used to test nonhuman specimens. | 1. Stanek G, Wormser GP, Gray J, Strle F: Lyme borreliosis. Lancet. 2012 Feb;379(9814):461-473 2. Pritt BS, Mead PS, Johnson DK, et al: Identification of a novel pathogenicBorreliaspecies causing Lyme borreliosis with unusually high levels of spirochetemia: a descriptive study. Lancet Infect Dis. 2016 May;16(5):556-564 3. Pritt BS, Respicio-Kingry LB, Sloan LM, et al:Borrelia mayoniisp. nov., a member of theBorrelia burgdorferisensu latocomplex, detected in patients and ticks in the upper midwestern United States. Int J Sys Evol Microbiol. 2016 Nov;66(11):4878-4880 4. Hinckley AF, Connally NP, Meek JI, et al: Lyme disease testing by large commercial laboratories in the United States. Clin Infect Dis. 2014 Sep;59(5):676-681 5. Lindgren E, Jaenson TGT: Lyme borreliosis in Europe: influences of climate and climate change, epidemiology, ecology and adaptation measures. World Health Organization; 2006 6. Centers for Disease Control and Prevention. Recommendations for test performance and interpretation from the Second National Conference on Serologic Diagnosis of Lyme Disease. MMWR Morb Mortal Wkly Rep. 1995 Aug;44(31):590-591 7. Babady NE, Sloan LM, Vetter EA, et al: Percent positive rate of Lyme real-time polymerase chain reaction in blood, cerebrospinal fluid, synovial fluid, and tissue. Diagn Microbiol Infect Dis. 2008 Dec;62(4):464-466 8. Centers for Disease Control and Prevention (CDC). Lyme disease--United States, 1995. MMWR Morb Mortal Wkly Rep. 1996 Jun;45(23):481-484 | Nucleic acid is extracted from clinical specimens using the automated MagNA Pure LC instrument system. The extract is then transferred to individual wells of a 96-well plate for amplification. The LightCycler is an automated instrument that amplifies and monitors the development of target nucleic acid (amplicon) after each cycle of polymerase chain reaction (PCR). The DNA target for PCR assay is the 283-base pairs plasminogen-binding protein gene (OppA2), which is present at a frequency of 1 copy per organism in all 4 confirmed pathogenic species of theBorrelia burgdorferisensu lato genogroup (B burgdorferisensu stricto,Borrelia afzelii,Borrelia garinii,andBorrelia mayonii). A specific base pair DNA target sequence is amplified by PCR. The detection of amplicon is based on fluorescence resonance energy transfer, which utilizes 1 hybridization probe with a donor fluorophore, fluorescein, at the 3' end, and a second hybridization probe with an acceptor fluorophore, LC-Red 610, at the 5' end. When the target amplicon is present, the LC-Red 610 emits a measurable and quantifiable light signal at a specific wavelength. Presence of the specific organism nucleic acid may be confirmed by performing a melting curve analysis of the amplicon. Using features of the melting curve analysis, the assay primers and specific hybridization probes are able to detect and differentiateB burgdorferisensu stricto fromB mayonii,B afzelii, andB garinii,althoughthe melting curve analysis cannot differentiate betweenB afzeliiandB garinii. Each assay run can be completed within 60 minutes.(Unpublished Mayo method) | Same day/ 1 to 4 days | 1 week | This test was developed and its performance characteristics determined by Mayo Clinic in a manner consistent with CLIA requirements. It has not been cleared or approved by the US Food and Drug Administration. | 8747687798 x 287999 (if appropriate for government payers) | Lyme Disease, PCR, Varies | 94253-2 | 618336 | Lyme CSF Comment | 59464-8
TLYME | Lyme IgM and IgG, Whole Cell Sonicate, ELISA, Serum | Supplemental testing for samples with positive or equivocal first-tier test results for antibodies to Lyme disease causingBorreliaspecies This testshould not be usedas a screening procedure for the general population. | Enzyme-Linked Immunosorbent Assay (ELISA) | Yes | Lyme IgM/IgG, WCS, EIA, S | For more information seeAcute Tick-Borne Disease Testing Algorithm | Supplies:Sarstedt Aliquot Tube 5 mL (T914) Collection Container/Tube: Preferred:Serum gel Acceptable:Red top Submission Container/Tube:Plastic vial Specimen Volume:0.6 mL Collection Instructions: Centrifuge and aliquot serum into a plastic vial. | 0.5 mL | Lyme disease (LD) is caused by infection with a member of theBorrelia burgdorferisensu lato complex, which includesB burgdorferisensu stricto (herein referred to asB burgdorferi),Borrelia afzelii,andBorrelia garinii.Among these species,B burgdorferiis the most frequent cause of LD in North America. These tick-borne spirochetes aretransmitted to humans through the bite ofIxodesspecies ticks. Endemic areas for LD in the United States correspond with the distribution of 2 tick species,Ixodes scapularis(Northeastern and Upper Midwestern US) andIxodes pacificus(West Coast US). Transmission of LD-associatedBorreliarequires at least 36 hours of tick attachment. Approximately 80% of infected individuals will develop a unique expanding skin lesion with a central zone of clearing, referred to as erythema migrans (EM; stage 1). In the absence of treatment, patients may progress to early disseminated disease (stage 2), which is characterized by neurologic manifestations (eg, meningitis, cranial neuropathy, radiculoneuropathy) and is often associated withB gariniiinfection. Patients with late LD often present with intermittent or persistent arthralgia, most often associated withB burgdorferiinfection, or with acrodermatitis chronica atrophicans), typically due to infection withBafzelii. Diagnosis of LD is currently based on either the standard or modified 2-tiered serologic testing algorithm (STTTA or MTTTA, respectively). For the STTTA, see LYME / Lyme Disease Serology, Serum. The MTTTA starts with an initial enzyme immunoassay (EIA) screen for detection of total antibodies against theBorreliaVlse/pepC10 proteins. Samples that screen positive or equivocal by this first tier EIA are subsequently reflexed for supplemental assessment using 2 separate EIAs for detection of IgM and IgG antibodies againstB burgdorferiwhole cell sonicate material. Importantly, while serologic assessment for LD may be negative in the early weeks following infection, over 90% of patients with later stages of infection are seropositive by serology, which remains the diagnostic method of choice for this disease. | Negative Reference values apply to all ages. | Tier 1 Tier 2 IgM result Tier 2 IgG result Interpretation Positive/equivocal Negative Negative Negative for antibodies to theBorrelia(Borreliella)species causingLyme disease. Antibodies detected by the first-tier test were not confirmed. Negative results may occur in recently infected (< or =14 days)patients. If recent infection is suspected, repeat testing on a new sample collected in 7 to 14 days is recommended. Positive/equivocal Positive/equivocal Negative IgM-class antibodies to theBorrelia(Borreliella)species causing Lyme disease were detected, suggesting acute or recent infection. IgM enzyme immunoassay (EIA) results should only be considered as indicative of recent infections in patients presenting within 30 days of symptom onset. Consideration of IgM EIA results in patients with symptoms lasting more than 30 days is discouraged due to the risk of false-positive IgM results and/or prolonged IgM seropositivity following disease resolution. If both first and second tier IgM results are equivocal consider repeat testing in 7 to 14 days if clinically warranted. Positive/equivocal Negative Positive/equivocal IgG-class antibodies to theBorrelia(Borreliella)species causing Lyme disease weredetected, suggesting infection in the recent or remote past. IgG-class antibodies may remain detectable for months to years following resolution of infection. Results shouldnotbe used to monitor or establish adequate response to therapy. Response to therapy is confirmed through resolution of clinical symptoms; additional laboratory testing shouldnotbe performed. Positive/equivocal Positive/equivocal Positive/equivocal IgM and IgG-class antibodies to theBorrelia(Borreliella)species causing Lyme disease weredetected, suggesting infection in the recent or remote past. Antibodies may remain detectable for months to years following resolution of infection. Results shouldnotbe used to monitor or establish adequate response to therapy. Response to therapy is confirmed through resolution of clinical symptoms; additional laboratory testing shouldnotbe performed. If both first and second tests are equivocal consider repeat testing in 7 to 14 days if clinically warranted. For specimens that did not have first tier testing performed at Mayo Clinic Laboratories, the results will also include the comment: "Interpretation assumes first tier Lyme disease causingBorreliaspecies antibody test was performed and resulted as positive or equivocal." | The modified 2-tiered serologic testing (MTTT) study was conducted using the ZEUS ELISABorreliaVlsE1/pepC10 IgG/IgM Test System as the first-tier assay and the ZEUS ELISABorrelia burgdorferiIgM and IgG Test System as the second-tier assay with testing performed in that order. The performance characteristics of the device are not established for changing the order of testing or for substituting other enzyme immunoassay (EIA) in the MTTT (2-EIA) procedure. Sera from patients with other spirochetal diseases (syphilis, yaws, pinta, leptospirosis, and relapsing fever), or infectious mononucleosis and systemic lupus erythematosus may give false-positive results. In cases where false-positive reactions are observed, extensive clinical epidemiologic, and laboratory workups should be carried out to determine the specific diagnosis. False-positive sera from syphilis patients can be identified by running a rapid plasma reagin and a treponemal antibody assay on such specimens. TrueB burgdorferidisease-positive sera will be negative in these assays. False-negative results may be obtained if serum specimens are collected too early after onset of disease before antibody levels have reached significant levels. Also, early antibiotic therapy may abort an antibody response to the spirochete. Interpret all data in conjunction with clinical symptoms of disease, epidemiologic data, exposure in endemic areas, and results of other laboratory tests. Do not perform screening of the general population. The positive predictive value depends on the pretest likelihood of infection. Only perform testing when clinical symptoms are present, or exposure is suspected. The performance characteristics of the ZEUS ELISAB burgdorferiIgM and IgG Test Systems are not established with specimens from individuals vaccinated withB burgdorferiantigens. Rheumatoid factor may cause false-positive results with theB burgdorferiIgM Test System. | 1.Theel ES: The past, present and (possible) future of serologic testing for Lyme disease. J Clin Microbiol. 2016 May;54(5):1191-1196. doi: 10.1128/JCM.03394-15 2. Dattwyler RJ: Lyme borreliosis: an overview of clinical manifestations. Lab Med. 1990 May;21(5):290-292. doi: 10.1093/labmed/21.5.290 3. Schwan TG, Burgdorfer W, Rosa PA:Borrelia. In: Murray PR, ed: Manual of Clinical Microbiology. 7th ed. ASM Press; 1999:746-758 4. Centers for Disease Control and Prevention (CDC): Recommendation for test performance and interpretation from second national conference on serological diagnosis of lyme disease. MMWR Morb Mortal Wkly Rep. 1996;45:481-484 | This enzyme-linked immunosorbent assay is designed to detect IgM and IgG class antibodies toBorrelia burgdorferiin human sera. The sensitized wells of plastic microwell strips are prepared by passive adsorption withB burgdorferiwhole cell antigen. The test procedure involves 3 incubations steps. First, test sera (properly diluted) are incubated in antigen coated microwells. Any antigen-specific antibody in the sample will bind to the immobilized antigen. The plate is washed to remove unbound antibody and other serum components. Second, peroxidase conjugated goat anti-human IgM (mu chain specific) and IgG (Fc chain specific) is added to the wells, and the plate is incubated. The conjugate will react with IgM and IgG antibody immobilized on the solid phase in the first step. The wells are washed to remove unreacted conjugate. Third, the microwells containing immobilized peroxidase conjugate are incubated with peroxidase substrate solution. Hydrolysis of the substrate by peroxidase produces a color change. After a period of time, the reaction is stopped, and the color intensity of the solution is measured photometrically. The color intensity of the solution depends upon the antibody concentration in the original sample.(Package insert:B burgdorferiIgM or IgG Test System. ZEUS Scientific, Inc; Rev Date 01/27/2020) | Same day/1 to 5 days | 14 days | This test has been cleared, approved, or is exempt by the US Food and Drug Administration and is used per manufacturer's instructions. Performance characteristics were verified by Mayo Clinic in a manner consistent with CLIA requirements. | 86617 x 2 | Lyme IgM/IgG, WCS, EIA, S | 34942-3 | LYMEI | Lyme Ab Interpretation | 46248-1
PM3CX | Lymph3Cx Assay, Primary Mediastinal Large B-cell Lymphoma and Diffuse Large B-cell Lymphoma, mRNA Gene Expression, NanoString, Tissue | Only indicated for formalin-fixed paraffin-embedded specimens from patients diagnosed with large B-cell lymphoma | Gene Expression by Digital Counting of Fluorescent Bar-Coded Probes | No | Lymph3Cx, Lg Bcell Lymphoma,mRNA,Ts | When this test is ordered, slide review will always be performed at an additional charge. | Submit only 1 of the following specimens: Preferred: Specimen Type:Tissue slides Slides: 1 stained and 7 unstained Collection Instructions:Submit 1 slide stained with hematoxylin and eosin and 7 consecutive, unstained, 5-micron thick sections placed on positively charged slides. Additional Information:Paraffin embedded specimens can be from any anatomic location (skin, soft tissue, lymph node, etc). Acceptable: Specimen Type:Tissue block Collection Instructions:Submit a formalin-fixed, paraffin-embedded tumor tissue block. | Minimum 60% tumor with or without macrodissection. Minimum required unstained tissue section input: 0.12 mm(3) Slides: If the tumor surface area is less than or equal to 4 mm(2), submit a minimum of 3 slides; if the tumor surface area is 5 to 11 mm(2), submit a minimum of 2 slides; if the tumor surface area is greater than 11 mm(2), submit a minimum of 1 slide. | Primary mediastinal large B-cell lymphoma (PMBCL) is recognized as a distinct entity in the World Health Organization (WHO) classification and accounts for approximately 2% to 3% of all non-Hodgkin lymphomas (NHL).(1) Currently, diagnosis relies on consensus of histopathology, clinical variables, and presentation (as it can present outside the mediastinum), giving rise to diagnostic inaccuracy in routine practice. This is complicated by recent studies that identified lymphomas sharing molecular and morphological features with PMBCL, yet without involvement in the mediastinum.(2) Since classification can impact therapeutic approach, the need has arisen for a more robust method to identify PMBCL vs diffuse large B-cell lymphoma (DLBCL). Gene expression profiling studies have demonstrated that PMBCL can be distinguished from subtypes of DLBCL based on gene expression signatures in fresh/frozen tissues,(3,4) which are often difficult to obtain in conventional clinic settings. Members of the Lymphoma/Leukemia Molecular Profiling Project have developed a robust and accurate molecular classification assay (Lymph3Cx) for the distinction of PMBCL from DLBCL subtypes based on gene expression measurements in clinically-available FFPE tissue,(5) which has been subsequently validated against this published data in the Molecular Diagnostics Arizona Lab. Research suggests that novel therapeutic approaches might have preferential benefit in PMBCL as compared to DLBCL.(6,7,8,9) The Lymph3Cx assay builds upon the previously described and validated Lymph2Cx assay.(4,10) The Lymph3Cx assay is a qualitative assay utilizing a 58-gene signature (45 endogenous targets and 13 housekeeping genes), reporting calculated scores to distinguish PMBCL from DLBCL.(5) After determination of PMBCL vs DLBCL status, the built-in Lymph2Cx assay then provides the cell-of-origin (COO) for samples determined to be DLBCL as previously described. DLBCL is the most common form of NHL, accounting for up to 30% of newly diagnosed cases in the United States. DLBCL is an aggressive (fast-growing) lymphoma caused by the uncontrollable growth and proliferation of B lymphocytes. It can arise in lymph nodes or outside of the lymphatic system in the gastrointestinal tract, testes, thyroid, skin, breast, bone, or brain. Although DLBCL is the most common form of NHL, there are distinct subtypes that may affect prognosis (how well patients will do with standard treatment) and treatment options. Since 2008, WHO classification of lymphoid neoplasms has recognized 2 distinct molecular subgroups of DLBCL: a germinal center B-cell (GCB) type, an activated B-cell (ABC) type, as well as a third group of cases that do not belong to either (unclassifiable). These were all originally grouped together based on shared morphology but can be distinctly separated based on their biology, particularly their gene expression pattern. According to a review of the 2016 revision of the WHO guidelines,(1) a better understanding of the molecular pathogenesis of these 2 subgroups has led to the investigation of more specific therapeutic strategies based on COO classification. Current data suggests that the ABC subtype of DLBCL has a poorer prognosis compared to the GCB subtype or unclassifiable cases; and that the ABC subtype may differentially respond to specific therapies.(11,12,13) | Not applicable | Results of the consultation are reported in a formal pathology report that includes a description of ancillary test results and an interpretive comment. | Test results should be interpreted in the context of clinical findings, tumor sampling, and other laboratory data. Paraffin-embedded tissues that have been decalcified are sometimes unsuccessful for analysis. The pathologist reviewing the hematoxylin and eosin-stained slide may find it necessary to cancel testing. | 1. Swerdlow SH, Campo E, Jaffe ES, et al. The 2016 Revision to the World Health Organization classification of lymphoid neoplasms. Blood. 2016;127(20):2375-2390 2. Yuan J, Wright G, Rosenwald A, et al. Identification of primary mediastinal large B-cell lymphoma at nonmediastinal sites by gene expression profiling. Am J Surg Pathol. 2015;39(10):1322-1330 3. Savage KJ, Monti S, Kutok JL, et al. The molecular signature of mediastinal large B-cell lymphoma differs from that of other diffuse large B-cell lymphomas and shares features with classical Hodgkin lymphoma. Blood. 2003;102(12):3871-3879 4. Rosenwald A, Wright G, Leroy K, et al. Molecular diagnosis of primary mediastinal B cell lymphoma identifies a clinically favorable subgroup of diffuse large B cell lymphoma related to Hodgkin lymphoma. J Exp Med. 2003;198(6):851-862 5. Mottok A, Wright G, Rimsza L, et al. Molecular classification of primary mediastinal large B-cell lymphoma using routinely available tissue specimens. Blood. 2018;132(22):2401-2405 6. Dunleavy K, Pittaluga S, Maeda LS, et al. Dose-adjusted EPOCH-rituximab therapy in primary mediastinal B-cell lymphoma. N Engl J Med. 2013;368(15):1408-1416 7. Xu-Monette ZY, Zhou J, Young KH. PD-1 expression and clinical PD-1 blockade in B-cell lymphomas. Blood. 2018;131(1):68-83 8. Zinzani PL, Ribrag V, Moskowitz CH, et al. Safety and tolerability of pembrolizumab in patients with relapsed/refractory primary mediastinal large B-cell lymphoma. Blood. 2017;130(3):267-270 9. Scott DW, Wright GW, Williams PM, et al. Determining cell-of-origin subtypes of diffuse large B-cell lymphoma using gene expression in formalin-fixed paraffin-embedded tissue. Blood. 2014;123(8):1214-1217 10. Robetorye RS, Ramsower CA, Rimsza LM, et al. Incorporation of digital gene expression profiling for cell-of-origin determination (Lymph2Cx testing) into the routine work-up of diffuse large B cell lymphoma. J Hematop. 2019;12(1):3-10. doi:10.1007/s12308-019-00344-0 11. Nowakowski GS, Chiappella A, Witzig TE, et al. Lenalidomide combined with R-CHOP overcomes negative prognostic impact of non-germinal center B-cell phenotype in newly diagnosed diffuse large B-cell lymphoma: a phase II study. J Clin Oncol. 2015;33(3):251-257 12. Dunleavy K, Pittaluga S, Czuczman MS, et al. Differential efficacy of bortezomib plus chemotherapy within molecular subtypes of diffuse large B-cell lymphoma. Blood. 2009;113(24):6069-6076 13. Thieblemont C, Briere J, Mounier N, et al. The germinal center/activated B-cell subclassification has a prognostic impact for response to salvage therapy in relapsed/refractory diffuse large B-cell lymphoma: a bio-CORAL study. J Clin Oncol. 2011;29(31):4079-4087 | The Lymph3Cx assay is performed on RNA isolated from formalin-fixed, paraffin-embedded (FFPE) tumor tissue of suspected large B-cell lymphoma (BCL) specimens. A pathologist examines a hematoxylin and eosin stained slide and marks an area containing at least 60% tumor suitable for the test. A technologist measures the area, determines the appropriate number of unstained sections to utilize, and performs macrodissection if necessary. RNA is extracted from FFPE tissue sections using a column-based RNA isolation kit. Purified RNA is hybridized to target-specific oligonucleotide probe pairs (A and B), which also contain universal tag sequences. Probe A hybridizes to a specific Reporter Tag and the 5' region of the target nucleic acid sequence, and probe B hybridizes to the universal Capture Tag and the 3' region of the target nucleic acid sequence, creating a "tag complex." Sequential wash steps are performed to remove excess tags, probes, and unhybridized nucleic acids. After washing, the purified Tag Complexes are eluted off the beads and immobilized for data collection. The nCounter Digital Analyzer digitally resolves and counts each fluorescent barcode molecule representing each gene in the RNA. A positive control (Ultramer RNA targets for each of the 58 genes) and a negative control (Molecular Biology Grade water) are included with each cartridge containing patient specimens to qualify the run. The patented Lymph3Cx algorithm performs quality control using the 14 housekeeping genes and reports the model score (to differentiate primary mediastinal large BCL from diffuse large [DL] BCL); if DLBCL, the cell-of-origin is calculated and reported.(Unpublished Mayo method) | 7 to 12 days | RNA and hematoxylin and eosin (H and E)-stained slides used for analysis are retained by the lab indefinitely. Client provided paraffin blocks and extra unstained slides (if provided) may be returned after testing is complete, if requested. | This test was developed and its performance characteristics determined by Mayo Clinic in a manner consistent with CLIA requirements. It has not been cleared or approved by the US Food and Drug Administration. | 0120U88381 | Lymph3Cx, Lg Bcell Lymphoma,mRNA,Ts | 93785-4 | 606186 | DLBCL COO | 93783-9
LPA3P | Lymphocyte Proliferation to Anti-CD3/Anti-CD28 and Anti-CD3/Interleukin-2 (IL-2), Flow Cytometry, Blood | A second-level test after lymphocyte proliferation to mitogens (specifically phytohemagglutinin) has been assessed Evaluating patients suspected of having impairment in cellular immunity Evaluation of T-cell function in patients with primary immunodeficiencies, either cellular (DiGeorge syndrome, T-negative severe combined immunodeficiency [SCID], etc) or combined T- and B-cell immunodeficiencies (T- and B-negative SCID, Wiskott-Aldrich syndrome, ataxia telangiectasia, common variable immunodeficiency, among others) where T-cell function may be impaired Evaluation of T-cell function in patients with secondary immunodeficiency, either disease related or iatrogenic Evaluation of recovery of T-cell function and competence following bone marrow transplantation or hematopoietic stem cell transplantation Evaluation of T-cell function in patients receiving immunosuppressive or immunomodulatory therapy Evaluation of T-cell function in the context of identifying neutralizing antibodies in patients receiving therapeutic anti-CD3 antibody immunosuppression for solid organ transplantation or autoimmune diseases, such as type 1 diabetes This panel isnot useful asa first-level test for assessing lymphocyte (T-cell) function. | Flow Cytometry | Yes | Lymphocyte Proliferation, aCD3 | To ensure the most reliable results, if insufficient peripheral blood mononuclear cells are isolated from the patient's specimen due to low white blood cell counts or specimen volume received, selected dilutions or stimulants may not be tested at the discretion of the laboratory. | Supplies:Ambient Shipping Box-Critical Specimens Only (T668) Container/Tube:Green top (sodium heparin) Specimen Volume:20 mL See table for information on recommended volume based on absolute lymphocyte count Pediatric Volume: <3 months: 1 mL 3-24 months: 3 mL 25 months-18 years: 5 mL Collection Instructions:Send whole blood specimen in original tube.Do not aliquot. Additional Information:For serial monitoring, it is recommended that specimen collection be performed at the same time of day. Table. Blood Volume Recommendations Based on Absolute Lymphocyte Count (ALC) ALC Blood volume for minimum aCD28 only Blood volume for minimum of aCD3, aCD28, and IL-2 Blood volume for full assay <0.5 >15mL >28mL >50 mL 0.5-1.0 15 mL 28 mL 50 mL 1.1-1.5 6.5 mL 12 mL 24 mL 1.6-2.0 4.5 mL 8.5 mL 16 mL 2.1-3.0 3.5 mL 6.5 mL 12 mL 3.1-4.0 2.5 mL 4.5 mL 8 mL 4.1-5.0 1.8 mL 3.5 mL 6 mL >5.0 1.5 mL 2.5 mL 5 mL | See Specimen Required | T-cell stimulation in vitro is used extensively in the diagnostic immunology arena for facilitating T-cell proliferation and evaluation of T-cell function in a variety of clinical contexts.(1,2) A widely used method for assessing lymphocyte proliferation has hitherto been the measurement of (3)H-thymidine incorporated into the DNA of proliferating cells. The disadvantages of the (3)H-thymidine method of lymphocyte proliferation are as follows: 1. The technique is cumbersome due to the use of radioactivity. 2. It does not distinguish between different cell populations responding to stimulation. 3. It does not provide any information on the contribution of apoptosis or cell death to the interpretation of the final result. Further, decreased lymphocyte proliferation could be due to several factors, including overall diminution of T-cell proliferation, or an apparent decrease in total lymphocyte proliferation due to T-cell lymphopenia and under-representation of T cells in the peripheral blood mononuclear cell pool. None of these can be distinguished by the thymidine uptake assay but can be assessed by flow cytometry, which uses antibodies to identify specific responder cell populations. Cell viability can also be measured within the same assay without requiring additional cell manipulation or specimen. While mitogens such as phytohemagglutinin activate T cells by binding to cell membrane glycoproteins, including the T-cell receptor (TCR)-CD3 complex, there are mitogenic or co-mitogenic antibodies, including those directed against the CD3 coreceptor that can stimulate T-cell proliferation. Typically, anti-CD3 antibodies provide an initial activation signal but do not induce significant proliferation, and the addition of a costimulatory antibody (anti-CD28) provides the stimulus for robust proliferation.(3) An exogenous T-cell growth factor, such as interleukin-2 (IL-2), may also be used as an alternate to anti-CD28 costimulation, and in patients with suspected IL-2 receptor-associated signaling defects, it may be more helpful than the use of anti-CD28. IL-2, an autocrine cytokine, has been demonstrated to be critical in T-cell proliferation.(4,5) The interaction of IL-2 with the IL-2 receptor (IL-2R) plays a central role in regulation of T-cell proliferation.(4) Triggering of the TCR leads to synthesis of IL-2 in certain T-cell subsets and induction of high-affinity IL-2Rs in antigen- or mitogen-activated T cells, and the binding of IL-2 to IL-2R ultimately leads to T-cell proliferation. The use of exogenous IL-2 in association with anti-CD3 allows discrimination of whether T cells, which cannot proliferate to other mitogenic signals, can respond to a potent growth factor such as IL-2. Stimulation of T cells with soluble antibodies to anti-CD3 (and the associated TCR complex) causes mobilization of cytoplasmic calcium and translocation of protein kinase C from the cytoplasm to the cell membrane. This stimulation also causes induction of phosphatidylinositol metabolism and subsequent IL-2 production for proliferation.(6) T-cell activation induced by anti-CD3 antibody requires prolonged stimulation of protein kinase C, which apparently can be achieved by the concomitant use of the anti-CD28 antibody for costimulation without addition of other mitogenic stimuli, such as phorbol myristate acetate.(7) This assay uses a method that directly measures the S-phase proliferation of lymphocytes through the use of click chemistry. In the Invitrogen Click-iT-EdU assay, the click chemistry has been adapted to measure cell proliferation through direct detection of nucleotide incorporation. The Click-iT-EdU assay has been shown to be an acceptable alternative to the (3)H-thymidine assay for measuring lymphocyte/T-cell proliferation.(8,9) In the assay, an alkyne-modified nucleoside is supplied in cell-growth media for a defined period and is incorporated within cells. The cells are subsequently fixed, permeabilized, and reacted with a dye-labeled azide, catalyzed by copper. A covalent bond is formed between the dye and the incorporated nucleotide, and the fluorescent signal is then measured by flow cytometry.(10) Specific proliferating cell populations can be visualized by the addition of cell-specific antibodies. Cell viability, apoptosis, and death can also be measured by flow cytometry using 7-aminoactinomycin D and annexin V. The absolute counts of lymphocyte subsets are known to be influenced by a variety of biological factors, including hormones, the environment, and temperature. The studies on diurnal (circadian) variation in lymphocyte counts have demonstrated progressive increase in CD4 T-cell count throughout the day, while CD8 T cells and CD19+ B cells increase between 8:30 a.m. and noon, with no change between noon and afternoon. Natural killer-cell counts, on the other hand, is constant throughout the day. Circadian variations in circulating T-cell counts negatively correlate with plasma cortisol concentration. In fact, cortisol and catecholamine concentrations control distribution and, therefore, the numbers of naive versus effector CD4 and CD8 T cells. It is generally accepted that lower CD4 T-cell counts are seen in the morning compared with the evening(11) and during summer compared to winter.(12) These data therefore indicate that timing and consistency in timing of blood collection is critical when serially monitoring patients for lymphocyte subsets. | Viability of lymphocytes at day 0: > or =75.0% Maximum proliferation of anti-CD3 as % CD45: > or =19.4% Maximum proliferation of anti-CD3 as % CD3: > or =20.3% Maximum proliferation of anti-CD3 + anti-CD28 as % CD45: > or =37.5% Maximum proliferation of anti-CD3 + anti-CD28 as % CD3: > or =44.6% Maximum proliferation of anti-CD3 + IL-2 as % CD45: > or =41.7% Maximum proliferation of anti-CD3 + IL-2 as % CD3: > or =46.2% | Abnormal anti-CD3/anti-CD28/interleukin-2 (IL-2) stimulation test results are indicative of impaired T-cell function if T-cell counts are normal or only modestly decreased. If there is profound T-cell lymphopenia, it must be kept in mind that there could be a "dilution" effect with underrepresentation of T cells within the peripheral blood mononuclear cells population that could result in lower T-cell proliferative responses. However, this is not a significant concern in the flow cytometry assay, since acquisition of additional cellular events during analysis can compensate for artificial reduction in proliferation due to lower T-cell counts. The evaluation of T-cell proliferation to anti-CD3/IL-2 is likely to be helpful in assessing T-cell function in patients with refractory responses to other mitogenic and antigenic stimuli, specifically in the context of IL-2-receptor signaling defects, enabling greater mechanistic insight into the origins of T-cell dysfunction. There is no absolute correlation between T-cell proliferation in vitro and a clinically significant immunodeficiency, whether primary or secondary, since T-cell proliferation in response to activation is necessary, but not sufficient, for an effective immune response. Therefore, the proliferative response to any mitogenic stimulus, including anti-CD3/anti-CD28, can be regarded as a more specific but less sensitive test for the diagnosis of infection susceptibility. No single laboratory test can identify or define impaired cellular immunity on its own. Controls in this laboratory and most clinical laboratories are healthy adults. Since this test is used for screening and evaluating cellular immune dysfunction in infants and children, it is reasonable to question the comparability of proliferative responses between healthy infants, children, and adults. One study has reported that the highest mitogen responses are seen in newborn infants with subsequent decline to 6 months of age, and a continuing decline through adolescence to half the neonatal response.(13) In our evaluation of 43 pediatric samples (of all ages) with adult normal controls, only 21% and 14% were below the tenth percentile of the adult reference range for the mitogens, pokeweed mitogen and phytohemagglutinin, respectively. Comparisons between pediatric and adult data have not been performed for anti-CD3/anti-CD28 due to unavailability of prospective blood samples from healthy or patient pediatric donors for purposes of analytical validation. Without obtaining formal pediatric reference values, it remains a possibility that the response in infants and children can be underestimated. However, the practical challenges of generating a pediatric range for this assay necessitate comparison of pediatric data with adult reference values or controls. Lymphocyte proliferation responses to mitogens (including anti-CD3 stimulation) and antigens are significantly affected by time elapsed since blood collection. Results have been shown to be variable for specimens assessed between 24- and 48-hours post blood collection; therefore, lymphocyte proliferation results must be interpreted with due caution and results should be correlated with clinical context. | When interpreting results, note the range of lymphocyte proliferative responses observed in healthy, immunologically competent individuals is large. The reference values provided (based on healthy donors) will be helpful in ascertaining the magnitude of the patient response. Lymphocyte proliferation to mitogens is known to be affected by concomitant use of steroids, immunosuppressive agents, including cyclosporine (CsA), tacrolimus (FK506), CellCept (mycophenolate mofetil), immunomodulatory agents, alcohol, and physiological and social stress. Calcineurin inhibitors, such as CsA and tacrolimus would specifically inhibit interleukin-2 (IL-2)-stimulated proliferation since they specifically block production of IL-2 after T-cell activation. Also, IL-2-receptor-targeting monoclonal antibodies, such as daclizumab and basiliximab will also interfere with IL-2-stimulated proliferation. Anti-CD3 proliferation should not be used as a first-line test when assessing lymphocyte proliferative responses. Ideally, mitogen proliferation (especially to phytohemagglutinin) should be assessed first, followed by antigens. If there are abnormal results to either, especially the former, it would be worthwhile to pursue additional testing for lymphocyte proliferation to anti-CD3 panel. Specimens older than 24 hours may yield spurious results. Diminished results may be obtained in specimens that contain excess neutrophils or nonviable cells.(14) | 1. Dupont B, Good RA. Lymphocyte transformation in vitro in patients with immunodeficiency diseases: use in diagnosis, histocompatability testing and monitoring treatment. Birth Defects Orig Artic Ser. 1975;11:477-485 2. Stone KD, Feldman HA, Huisman C, Howlett C, Jabara HH, Bonilla FA. Analysis of in vitro lymphocyte proliferation as a screening tool for cellular immunodeficiency. Clin Immunol. 2009;131(1):41-49. doi:10.1016/j.clim.2008.11.003 3. Frauwirth KA, Thompson CB. Activation and inhibition of lymphocytes by costimulation. J Clin Invest. 2002;109(3):295-299. doi:10.1172/JCI14941 4. Smith KA, Gillis S, Baker PE, et al. T-cell growth factor-mediated T cell proliferation. Ann N Y Acad Sci. 1979;332:423. doi:10.1111/j.1749-6632.1979.tb47136.x 5. Cantrell DA, Smith KA. The interleukin-2 T cell system: a new cell growth model. Science. 1984;224(4655):1312-1316. doi:10.1126/science.6427923 6. Ledbetter JA, Gentry LE, June CH, et al. Stimulation of T cells through the CD3/T cell receptor complex: role of cytoplasmic calcium, protein kinase C translocation, and phosphorylation of pp60c-src in the activation pathway. Mol Cell Biol. 1987;7(2):650-656. doi:10.1128/mcb.7.2.650-656.1987 7. Davis LS, Lipsky PE. T cell activation induced by anti-CD3 antibodies requires prolonged stimulation of protein kinase C. Cell Immunol. 1989;118(1):208-221. doi:10.1016/0008-8749(89)90370-5 8. Yu Y, Arora A, Min W, et al. EdU-Click iT flow cytometry assay as an alternative to [3H]thymidine for measuring proliferation of human and mice T lymphocytes. J Allergy Clin Immunol. 2009;123(2):S87. doi:10.1016/j.jaci.2008.12.307 9. Clarke ST, Calderon V, Bradford JA. Click chemistry for analysis of cell proliferation in flow cytometry. Curr Protoc Cytom. 2017;82:7.49.1-7.49.30. doi:10.1002/cpcy.24 10. Salic A, Mitchison TJ. A chemical method for fast and sensitive detection of DNA synthesis in vivo. Proc Natl Acad Sci USA. 2008;105(7):2415-2420. doi:10.1073/pnas.0712168105 11. Malone JL, Simms TE, Gray GC, et al. Sources of variability in repeated T-helper lymphocyte counts from HIV 1-infected patients: total lymphocyte count fluctuations and diurnal cycle are important. J AIDS. 1990;(3):144-151 12. Paglieroni TG, Holland PV. Circannual variation in lymphocyte subsets, revisited. Transfusion. 1994;34(6):512-516 13. Hicks MJ, Jones JK, Thies AC, et al. Age-related changes in mitogen-induced lymphocyte function from birth to old age. Am J Clin Pathol. 1983;80(2):159-163. doi:10.1093/ajcp/80.2.159 14. Fletcher MA, Urban RG, Asthana D, et al. Lymphocyte proliferation. In: Rose NR, de Macario EC, Folds JD, et al: Manual of Clinical Laboratory Immunology. 5th ed.ASM Press; 1997:313-319 15. Knight V, Heimall JR, Chong H, et al. A toolkit and framework for optimal laboratory evaluation of individuals with suspected primary immunodeficiency. J Allergy Clin Immunol Pract. 2021;9(9):3293-3307.e6. doi:10.1016/j.jaip.2021.05.004 | Peripheral blood mononuclear cells in RPMI 1640 medium supplemented with L-glutamine and 5% human AB serum are incubated unstimulated or stimulated with varying concentrations of anti-CD3, anti-CD3+anti-CD28, or anti-CD3+IL-2. A daily experimental normal control is included with each batch of patient samples to serve as an internal control. Following incubation, the cells are assessed for proliferation and stained with the following markers: CD45+ lymphocytes, CD3+ T cells, and CD69+ activated cells. Results are reported for the percent viable cells on day 0, as well as the percentage of proliferating cells of total lymphocytes and T cells.(Unpublished Mayo method) | 5 to 8 days | Not retained. Entire specimen is used in preparation of the assay. | This test was developed using an analyte specific reagent. Its performance characteristics were determined by Mayo Clinic in a manner consistent with CLIA requirements. This test has not been cleared or approved by the US Food and Drug Administration. | 86353 x 286353 (as appropriate) | Lymphocyte Proliferation, aCD3 | 59063-8 | 35205 | Interpretation | 69965-2
LPAGF | Lymphocyte Proliferation to Antigens, Blood | Assessing T-cell function in patients on immunosuppressive therapy, including solid-organ transplant patients Evaluating patients suspected of having impairment in cellular immunity Evaluation of T-cell function in patients with primary immunodeficiencies, either cellular (DiGeorge syndrome, T-negative severe combined immunodeficiency [SCID], etc) or combined T- and B-cell immunodeficiencies (T- and B-negative SCID, Wiskott-Aldrich syndrome, ataxia telangiectasia, common variable immunodeficiency, among others) where T-cell function may be impaired Evaluation of T-cell function in patients with secondary immunodeficiency, either disease related or iatrogenic Evaluation of recovery of T-cell function and competence following bone marrow transplantation or hematopoietic stem cell transplantation This test isnot intendedfor assessment of maternal engraftment. | Flow Cytometry | Yes | Lymphocyte Proliferation, Antigens | To ensure the most reliable results, if insufficient peripheral blood mononuclear cells are isolated from the patient's sample due to low white blood cell counts or specimen volume received, selected dilutions or stimulants may not be tested at the discretion of the laboratory. | Supplies:Ambient Shipping Box-Critical Specimens Only (T668) Container/Tube:Green top (sodium heparin) Specimen Volume:20 mL See tables for information on recommended volume based on absolute lymphocyte count Pediatric Volume: <3 months: 1 mL 3-24 months: 3 mL 25 months-18 years: 5 mL Collection Instructions:Send whole blood specimen in original tube.Do not aliquot. Additional Information:For serial monitoring, it is recommended that specimen collection be performed at the same time of day. Table. Blood Volume Recommendations Based on Absolute Lymphocyte Count (ALC) Antigen only ALC x 10(9)/L Blood volume for minimumCandida albicans(CA) and tetanustoxoid (TT) Only Blood volume for full assay <0.5 >18.5 mL >40 mL 0.5-1.0 18.5 mL 40 mL 1.1-1.5 8.5 mL 20 mL 1.6-2.0 6.0 mL 12 mL 2.1-3.0 4.5 mL 10 mL 3.1-4.0 3.0 mL 6 mL 4.1-5.0 2.5 mL 5 mL >5.0 2.0 mL 4 mL Mitogen and antigen ALC x 10(9)/L Blood volume for minimum of each assay Blood volume for full assay <0.5 >28mL >60 mL 0.5-1.0 28mL 60 mL 1.1-1.5 12mL 30mL 1.6-2.0 8.5mL 20mL 2.1-3.0 6.5 mL 15mL 3.1-4.0 4.5 mL 10mL 4.1-5.0 3.5 mL 8mL >5.0 2.5mL 6mL | <6 years: 1 mL; 6-18 years: 2 mL; >18 years: 6 mL | Determining impaired T-cell function by culturing human peripheral blood mononuclear cells (PBMC) in vitrowith recall antigens, includingCandida albicans(CA) and tetanustoxoid (TT), has been part of the diagnostic immunology repertoire for many years.(1,2) A widely used method for assessing lymphocyte proliferation to antigens has hitherto been the measurement of (3)H-thymidine incorporated into the DNA of proliferating cells. The disadvantages with the (3)H-thymidine method of lymphocyte proliferation are: 1. The technique is cumbersome due to the use of radioactivity. 2. It does not distinguish between different cell populations responding to stimulation. 3. It does not provide any information on contribution of activation-induced cell death to the interpretation of the final result. Further, decreased lymphocyte proliferation could be due to several factors, including overall diminution of T-cell proliferation, or an apparent decrease in total lymphocyte proliferation due to T-cell lymphopenia and under representation of T cells in the PBMC pool. None of these can be distinguished by the thymidine uptake assay but can be assessed by flow cytometry, which uses antibodies to identify specific responder cell populations. Cell viability can also be measured within the same assay without requiring additional cell manipulation or specimen. Antigens, like CA and TT, have been widely used to measure antigen-specific recall (anamnestic) T-cell responses when assessing cellular immunity. In fact, it may be more revealing about cellular immune compromise than assessing the response of lymphocytes to mitogens because the latter can induce T-cell proliferative responses even if those T cells are incapable of responding adequately to antigenic (physiologic) stimuli. Therefore, abnormal T-cell responses to antigens are considered a diagnostically more sensitive, but less specific, test of aberrant T-cell function.(2) Antigens used in recall assays measure the ability of T cells bearing specific T-cell receptors to respond to such antigens when processed and presented by antigen-presenting cells. The antigens used for assessment of the cellular immune response are selected to represent antigens, seen by a majority of the population, either through natural exposure (CA) or as a result of vaccination (TT). This assay uses a method that directly measures the S-phase proliferation of lymphocytes through the use of Click chemistry. Cell viability, apoptosis, and death can also be measured by flow cytometry using 7-aminoactinomycin D (7-AAD) and annexin V. The Click-iT-EdU assay has shown to be an acceptable alternative to the (3)H-thymidine assay for measuring lymphocyte/T-cell proliferation.(3,4) The degree of impairment of antigen-specific T-cell responses can vary depending on the nature of the cellular immune compromise. For example, some, but not all, patients with partial DiGeorge syndrome, a primary cellular immunodeficiency, have been reported to have either decreased or absent T-cell responses to CA and TT.(5) Similarly, relative immune compromise, especially to TT, has been reported in children with vitamin A deficiency, but the measurements have been largely of the humoral immune response. Since this requires participation of the cellular immune compartment, it can be postulated that there could be a potential impairment of antigen-specific T-cell responses as well.(6) | Viability of lymphocytes at day 0: > or =75.0% Maximum proliferation ofCandida albicansas % CD45: > or =5.7% Maximum proliferation ofCandida albicansas % CD3: > or =3.0% Maximum proliferation of tetanus toxoid as % CD45: > or =5.2% Maximum proliferation of tetanus toxoid as % CD3: > or =3.3% | Abnormal antigen stimulation test results are indicative of impaired T-cell function if T-cell counts are normal or only modestly decreased. If there is profound T-cell lymphopenia, there could be a dilution effect with underrepresentation of T cells within the peripheral blood mononuclear cell population that could result in lower T-cell proliferative responses. However, this is not a significant concern in the flow cytometry assay, since acquisition of additional cellular events during analysis can compensate for artificial reduction in proliferation due to lower T-cell counts. In the case of antigen-specific T-cell responses to tetanus toxoid (TT), there can be absent responses due to natural waning of cellular immunity, if the interval between vaccinations has exceeded the recommended period, especially in adults. In such circumstances, it would be appropriate to measure TT-specific T-cell responses 4 to 6 weeks after a booster vaccination. There is no absolute correlation between T-cell proliferationinvitroand a clinically significant immunodeficiency, whether primary or secondary, since T-cell proliferation in response to activation is necessary, but not sufficient, for an effective immune response. Therefore, the proliferative response to antigens can be regarded as a more sensitive, but less specific, test for the diagnosis of infection susceptibility. No single laboratory test can identify or define impaired cellular immunity on its own. Controls in this laboratory and most clinical laboratories are healthy adults. Since this test is used for screening and evaluating cellular immune dysfunction in infants and children, it is reasonable to question the comparability of proliferative responses between healthy infants, children, and adults. It is reasonable to expect robust T-cell-specific responses to TT in children without cellular immune compromise, as a result of repeated childhood vaccinations. The response toCandida albicanscan be more variable depending on the extent of exposure and age of exposure. A comment will be provided in the report documenting the comparison of pediatric results with an adult reference range and correlation with clinical context for appropriate interpretation. Without obtaining formal pediatric reference values, it remains a possibility that the response in infants and children can be underestimated. However, the practical challenges of generating a pediatric range for this assay necessitate comparison of pediatric data with adult reference values or controls. | There is no clinical utility to assessing antigen responses in infants younger than 3 months due to limited antigen exposure and vaccination. The only exception would be infants who develop candidiasis prior to 3 months of age. When interpreting results, note that the range of lymphocyte proliferative responses observed in healthy, immunologically competent individuals is large. The reference ranges provided will be helpful in ascertaining the magnitude of the normal response. Lymphocyte proliferation to mitogens is known to be affected by concomitant use of steroids, immunosuppressive agents, including cyclosporine, tacrolimus (FK506), Cellcept (mycophenolate mofetil), immunomodulatory agents, alcohol, and physiological and social stress. Lymphocyte proliferation responses to antigens (and mitogens) are significantly affected by time elapsed since blood collection. Results have been shown to be variable for specimens assessed between 24- and 48-hours post blood collection. Therefore, lymphocyte proliferation results must be interpreted with due caution and results should be correlated with clinical context. Specimens more than 24-hours old may yield spurious results. Diminished results may be obtained in cultures that contain excess neutrophils or nonviable cells.(7) Timing, and consistency in timing, of blood collection is critical when serially monitoring patients' lymphocyte subsets (specifically T cells in this context) and their diurnal variation can potentially affect the magnitude of the proliferative response, especially in patients who already have severe T-cell lymphopenia. The absolute counts of lymphocyte subsets are known to be influenced by a variety of biological factors including hormones, the environment, and temperature. The studies on diurnal (circadian) variation in lymphocyte counts have demonstrated progressive increase in CD4 T-cell count throughout the day, while CD8 T cells and CD19+ B cells increase between 8:30 a.m. and noon, with no change between noon and afternoon. Natural killer-cell counts, on the other hand, are constant throughout the day. Circadian variations in circulating T-cell counts negatively correlate with plasma cortisol concentration. In fact, cortisol and catecholamine concentrations control distribution and, therefore, numbers of naive versus effector CD4 and CD8 T cells. It is generally accepted that lower CD4 T-cell counts are seen in the morning compared with the evening(8) and during summer compared to winter.(9) | 1. Dupont B, Good RA. Lymphocyte transformation in vitro in patients with immunodeficiency diseases: use in diagnosis, histocompatability testing and monitoring treatment. Birth Defects Orig Artic Ser. 1975;11:477-485 2. Stone KD, Feldman HA, Huisman C, Howlett C, Jabara HH, Bonilla FA. Analysis of in vitro lymphocyte proliferation as a screening tool for cellular immunodeficiency. Clin Immunol. 2009;131(1):41-49. doi:10.1016/j.clim.2008.11.003 3. Yu Y, Arora A, Min W, et al. EdU-Click iT flow cytometry assay as an alternative to [3H]thymidine for measuring proliferation of human and mice T lymphocytes. J Allergy Clin Immunol. 2009;123(2):S87. doi:10.1016/j.jaci.2008.12.307 4. Clarke ST, Calderon V, Bradford JA. Click chemistry for analysis of cell proliferation in flow cytometry. Curr Protoc Cytom. 2017;82:7.49.1-7.49.30. doi:10.1002/cpcy.24 5. Davis CM, Kancheria VS, Reddy A, et al. Development of specific T cell responses to Candida and tetanus antigens in partial DiGeorge syndrome. J Allergy Clin Immunol. 2008;122(6):1194-1199. doi:10.1016/j.jaci.2008.06.039 6. Semba RD, Muhilal, Scott AL, et al. Depressed immune response to tetanus in children with vitamin A deficiency. J Nutr. 1992;122(1):101-107. doi:10.1093/jn/122.1.101 7. Fletcher MA, Urban RG, Asthana D, et al. Lymphocyte proliferation. In: Rose NR, de Macario EC, Folds JD, et al, eds. Manual of Clinical Laboratory Immunology. 5th ed. ASM Press; 1997:313-319 8. Malone JL, Simms TE, Gray GC, et al. Sources of variability in repeated T-helper lymphocyte counts from HIV 1-infected patients: total lymphocyte count fluctuations and diurnal cycle are important. J AIDS. 1990;(3):144-151 9. Paglieroni TG, Holland PV. Circannual variation in lymphocyte subsets, revisited. Transfusion. 1994;34(6):512-516 10. Lis H, Sharon N. Lectins: Carbohydrate-specific proteins that mediate cellular recognition. Chem Rev. 1998;98(2):637-674. doi:10.1021/cr940413g 11. Salic A, Mitchison TJ. A chemical method for fast and sensitive detection of DNA synthesis in vivo. Proc Natl Acad Sci USA. 2008;105(7):2415-2420. doi:10.1073/pnas.0712168105 12. Knight V, Heimall JR, Chong H, et al. A toolkit and framework for optimal laboratory evaluation of individuals with suspected primary immunodeficiency. J Allergy Clin Immunol Pract. 2021;9(9):3293-3307.e6. doi:10.1016/j.jaip.2021.05.004 | Peripheral blood mononuclear cells in RPMI 1640 medium supplemented with L-glutamine and 20% human AB serum are added to wells that contain either medium plus 20% AB serum alone (unstimulated) or varying concentrations ofCandida albicansand tetanus toxoid antigens. Cells are analyzed by flow cytometry for day 0 viability as outlined below. After 6 days of incubation, EdU (thymidine analog) is added to all wells, where it becomes incorporated into the synthesizing DNA during a final 18- to 24-hour incubation period. A daily experimental normal control is included with each batch of patient samples to serve as an internal control. On day 7 following the second incubation, the cells are stained for proliferation via a copper-catalyzed click chemistry reaction where the EdU, an alkyne, is covalently bonded to a fluorescent azide. Cells are also stained for the following markers: CD45+ lymphocytes, CD3+ T cells, and CD69+ activated T cells. Results are reported for the percent viable cells on day 0, as well as percent proliferating cells within each group of lymphocytes and T cells.(Unpublished Mayo method) | 11 to 14 days | Not retained. Entire specimen is used in preparation of the assay | This test was developed using an analyte specific reagent. Its performance characteristics were determined by Mayo Clinic in a manner consistent with CLIA requirements. This test has not been cleared or approved by the US Food and Drug Administration. | 8635386353 (if appropriate) | Lymphocyte Proliferation, Antigens | 69042-0 | 32326 | Viab of Lymphs at Day 0 | 33193-4
LPMGF | Lymphocyte Proliferation to Mitogens, Blood | Assessing T-cell function in patients on immunosuppressive therapy, including solid-organ transplant patients Evaluating patients suspected of having impairment in cellular immunity Evaluation of T-cell function in patients with primary immunodeficiencies, either cellular (DiGeorge syndrome, T-negative severe combined immunodeficiency: SCID, etc) or combined T- and B-cell immunodeficiencies (T- and B-negative SCID, Wiskott-Aldrich syndrome, ataxia telangiectasia, common variable immunodeficiency, among others) where T-cell function may be impaired Evaluation of T-cell function in patients with secondary immunodeficiency, either disease related or iatrogenic Evaluation of recovery of T-cell function and competence following bone marrow transplantation or hematopoietic stem cell transplantation | Flow Cytometry | Yes | Lymphocyte Proliferation, Mitogens | To ensure the most reliable results, if insufficient peripheral blood mononuclear cells are isolated from the patient's sample due to low white blood cell counts or specimen volume received, selected dilutions or stimulants may not be tested at the discretion of the laboratory. | Supplies:Ambient Shipping Box-Critical Specimens Only (T668) Container/Tube:Green top (sodium heparin) Specimen Volume:20 mL See tables for information on recommended volume based on absolute lymphocyte count Pediatric Volume: <3 months: 1 mL 3-24 months: 3 mL 25 months-18 years: 5 mL Collection Instructions:Send whole blood specimen in original tube.Do not aliquot. Additional Information:For serial monitoring, it is recommended that specimen collection be performed at the same time of day. Table. Blood Volume Recommendations Based on Absolute Lymphocyte Count (ALC) Mitogen only ALC x 10(9)/L Blood volume for minimum phytohemagglutinin (PHA) only Blood volume for minimum PHA and pokeweed mitogen (PWM) Blood volume for full assay <0.5 >6.5 mL >8.5 mL >22 mL 0.5-1.0 6.5 mL 8.5mL 22mL 1.1-1.5 3.0 mL 4.0mL 10mL 1.6-2.0 2.0 mL 2.5mL 7mL 2.1-3.0 1.5 mL 2.0mL 6mL 3.1-4.0 1.0 mL 1.5mL 4mL 4.1-5.0 0.8 mL 1.0mL 3mL >5.0 0.5 mL 0.8mL 2mL Mitogen and antigen ALC x 10(9)/L Blood volume for minimum of each assay Blood volume for full assay <0.5 >28mL >60 mL 0.5-1.0 28mL 60 mL 1.1-1.5 12mL 30mL 1.6-2.0 8.5mL 20mL 2.1-3.0 6.5 mL 15mL 3.1-4.0 4.5 mL 10mL 4.1-5.0 3.5 mL 8mL >5.0 2.5mL 6mL | See Specimen Required | The method of determining impaired T-cell function by culturing human peripheral blood mononuclear cells (PBMC)in vitrowith mitogenic plant lectins (mitogens), such as phytohemagglutinin (PHA) and pokeweed mitogen (PWM) has been part of the diagnostic immunology repertoire for many years.(1,2) A widely used method for assessing lymphocyte proliferation has hitherto been the measurement of (3)H-thymidine incorporated into the DNA of proliferating cells. The disadvantages with the (3)H-thymidine method of lymphocyte proliferation are as follows: 1. The technique is cumbersome due to the use of radioactivity. 2. It does not distinguish between different cell populations responding to stimulation. 3. It does not provide any information on contribution of activation-induced cell death to the interpretation of the final result. Further, decreased lymphocyte proliferation could be due to several factors, including overall diminution of T-cell proliferation, or an apparent decrease in total lymphocyte proliferation due to T-cell lymphopenia and under-representation of T cells in the PBMC pool. None of these can be distinguished by the thymidine uptake assay but can be assessed by flow cytometry, which uses antibodies to identify specific responder cell populations. Cell viability can also be measured within the same assay without requiring additional cell manipulation or specimen. Mitogens are very potent stimulators of T-cell activation and proliferation independent of their antigenic specificity.(3) It has been suggested that mitogens can induce T-cell proliferative responses even if they are incapable of responding adequately to antigenic (physiologic) stimuli. Therefore, abnormal T-cell responses to mitogens are considered a diagnostically less sensitive, but more specific, test of aberrant T-cell function. Lectin mitogens have been shown to bind the T-cell receptor, which is glycosylated through its carbohydrate moiety, thereby activating quiescent T cells. Mitogenic stimulation has been shown to increase intracellular calcium (Ca[2+]) in T cells, which is essential for T-cell proliferation. While PHA is a strong T-cell mitogen, PWM is a weak T-cell mitogen but induces B-cell activation and proliferation as well. This assay uses a method that directly measures the S-phase proliferation of lymphocytes through the use of Click chemistry. In the Invitrogen Click-iT-EdU assay, the Click chemistry has been adapted to measure cell proliferation through direct detection of nucleotide incorporation. In the assay, an alkyne-modified nucleoside is supplied in cell-growth media for a defined period and is incorporated within cells. The cells are subsequently fixed, permeabilized, and reacted with a dye-labeled azide, catalyzed by copper. A covalent bond is formed between the dye and the incorporated nucleotide, and the fluorescent signal is then measured by flow cytometry.(4) Specific proliferating cell populations can be visualized by the addition of cell-specific antibodies. Cell viability, apoptosis, and death can also be measured by flow cytometry using 7-aminoactinomycin D (7-AAD) and annexin V. The Click-iT-EdU assay has shown to be an acceptable alternative to the (3)H-thymidine assay for measuring lymphocyte/T-cell proliferation.(5,6) The absolute counts of lymphocyte subsets are known to be influenced by a variety of biological factors, including hormones, the environment, and temperature. The studies on diurnal (circadian) variation in lymphocyte counts have demonstrated progressive increase in CD4 T-cell count throughout the day, while CD8 T cells and CD19+ B cells increase between 8:30 a.m. and noon, with no change between noon and afternoon. Natural killer-cell counts, on the other hand, are constant throughout the day. Circadian variations in circulating T-cell counts negatively correlate with plasma cortisol concentration. In fact, cortisol and catecholamine concentrations control distribution and, therefore, numbers of naive versus effector CD4 and CD8 T cells. It is generally accepted that lower CD4 T-cell counts are seen in the morning compared with the evening(7) and during summer compared to winter.(8) These data therefore indicate that timing and consistency in timing of blood collection is critical when serially monitoring patients for lymphocyte subsets. | Viability of lymphocytes at day 0: > or =75.0% Maximum proliferation of phytohemagglutinin as % CD45: > or =49.9% Maximum proliferation of phytohemagglutinin as % CD3: > or =58.5% Maximum proliferation of pokeweed mitogen as % CD45: > or =4.5% Maximum proliferation of pokeweed mitogen as % CD3: > or =3.5% Maximum proliferation of pokeweed mitogen as % CD19: > or =3.9% | Abnormal mitogen stimulation test results are indicative of impaired T-cell function if T-cell counts are normal or only modestly decreased. If there is profound T-cell lymphopenia, there could be a dilution effect with under-representation of T cells within the peripheral blood mononuclear cell population that could result in lower T-cell proliferative responses. However, this is not a significant concern in the flow cytometry assay since acquisition of additional cellular events during analysis can compensate for artificial reduction in proliferation due to lower T-cell counts. There is no absolute correlation between T-cell proliferation in vitro and a clinically significant immunodeficiency, whether primary or secondary, since T-cell proliferation in response to activation is necessary, but not sufficient, for an effective immune response. Therefore, the proliferative response to mitogens can be regarded as a more specific, but less sensitive, test for the diagnosis of infection susceptibility. No single laboratory test can identify or define impaired cellular immunity on its own. Controls in this laboratory and most clinical laboratories are healthy adults. Since this test is used for screening and evaluating cellular immune dysfunction in infants and children, it is reasonable to question the comparability of proliferative responses between healthy infants, children, and adults. One study has reported that the highest mitogen responses are seen in newborn infants with subsequent decline to 6 months of age and a continuing decline through adolescence to half the neonatal response.(9) In an in-house evaluation of 43 pediatric specimens (of all ages) with adult normal controls, only 21% and 14% were below the tenth percentile of the adult reference range for pokeweed and phytohemagglutinin, respectively. A comment will be provided in the report documenting the comparison of pediatric results with an adult reference range and correlation with clinical context for appropriate interpretation. Without obtaining formal pediatric reference values, it remains a possibility that the response in infants and children can be underestimated. However, the practical challenges of generating a pediatric range for this assay necessitate comparison of pediatric data with adult reference values or controls. Lymphocyte proliferation responses to mitogens and antigens are significantly affected by time elapsed since blood collection. Results have been shown to be variable for specimens assessed between 24- and 48-hours post blood collection; therefore, lymphocyte proliferation results must be interpreted with due caution and results should be correlated with clinical context. | When interpreting results, note that the range of lymphocyte proliferative responses observed in healthy, immunologically competent individuals is large. The reference values (based on healthy donors) provided will be helpful in ascertaining the magnitude of the patient response. Lymphocyte proliferation to mitogens is known to be affected by concomitant use of steroids, immunosuppressive agents, including cyclosporine, tacrolimus (FK506), Cellcept (mycophenolate mofetil), immunomodulatory agents, alcohol, and physiological and social stress. Specimens older than 24 hours may yield spurious results. Diminished results may be obtained in specimens that contain excess neutrophils or nonviable cells.(10) Timing and consistency in timing of blood collection is critical when serially monitoring patients for lymphocyte subsets. | 1. Dupont B, Good RA. Lymphocyte transformation in vitro in patients with immunodeficiency diseases: use in diagnosis, histocompatibility testing and monitoring treatment. Birth Defects Orig Artic Ser. 1975;11:477-485 2. Stone KD, Feldman HA, Huisman C, Howlett C, Jabara HH, Bonilla FA. Analysis of in vitro lymphocyte proliferation as a screening tool for cellular immunodeficiency. Clin Immunol. 2009;131(1):41-49. doi:10.1016/j.clim.2008.11.003 3. Lis H, Sharon N. Lectins: Carbohydrate-specific proteins that mediate cellular recognition. Chem Rev. 1998;98(2):637-674. doi:10.1021/cr940413g 4. Salic A, Mitchison TJ. A chemical method for fast and sensitive detection of DNA synthesis in vivo. Proc Natl Acad Sci USA. 2008;105(7):2415-2420. doi:10.1073/pnas.0712168105 5. Yu Y, Arora A, Min W, Roifman CM, Grunebaum E. EdU-Click iT flow cytometry assay as an alternative to 3H-thymidine for measuring proliferation of human and mice lymphocytes. J Allergy Clin Immunol. 2009;123(2):S87. doi:10.1016/j.jaci.2008.12.307 6. Clarke ST, Calderon V, Bradford JA. Click chemistry for analysis of cell proliferation in flow cytometry. Curr Protoc Cytom. 2017;82:7.49.1-7.49.30. doi:10.1002/cpcy.24 7. Malone JL, Simms TE, Gray GC, et al. Sources of variability in repeated T-helper lymphocyte counts from HIV 1-infected patients: total lymphocyte count fluctuations and diurnal cycle are important. J AIDS. 1990;(3):144-151 8. Paglieroni TG, Holland PV. Circannual variation in lymphocyte subsets, revisited. Transfusion. 1994;34(6):512-516 9. Hicks MJ, Jones JK, Thies AC, Weigle KA, Minnich LL. Age-related changes in mitogen-induced lymphocyte function from birth to old age. Am J Clin Pathol. 1983;80(2):159-163. doi:10.1093/ajcp/80.2.159 10. Fletcher MA, Urban RG, Asthana D, et al. Lymphocyte proliferation. In: Rose NR, de Macario EC, Folds JD, et al, eds. Manual of Clinical Laboratory Immunology. 5th ed. ASM Press; 1997:313-319 11. Knight V, Heimall JR, Chong H, et al. A toolkit and framework for optimal laboratory evaluation of individuals with suspected primary immunodeficiency. J Allergy Clin Immunol Pract. 2021;9(9):3293-3307.e6. doi:10.1016/j.jaip.2021.05.004 | Peripheral blood mononuclear cells in RPMI 1640 medium supplemented with L-glutamine and 5% human AB serum are incubated unstimulated or stimulated with varying concentrations of pokeweed (PWM)- and phytohemagglutinin. A daily experimental normal control is included with each batch of patient samples to serve as an internal control. Following incubation, the cells are assessed for proliferation and stained with the following markers: CD45+ lymphocytes, CD3+ T cells, CD69+ activated cells, and CD19+ B cells (PWM only). Results are reported for the percent viable cells on day 0, as well as the percentage of proliferating cells of total lymphocytes, T cells, and B cells (PWM only).(Unpublished Mayo method) | 8 to 11 days | Not retained. Entire specimen is used in preparation of the assay | This test was developed using an analyte specific reagent. Its performance characteristics were determined by Mayo Clinic in a manner consistent with CLIA requirements. This test has not been cleared or approved by the US Food and Drug Administration. | 8635386353 (if appropriate) | Lymphocyte Proliferation, Mitogens | 69018-0 | 32324 | Mitogen Comment | 48767-8
LEF1 | Lymphoid Enhancer-Binding Factor 1(LEF1) Immunostain, Technical Component Only | Differentiating cancers of B-cell origin | Immunohistochemistry (IHC) | Yes | LEF1 IHC, Tech Only | For the initial technical component only immunohistochemical (IHC) stain performed, the appropriate bill-only test ID will be reflexed and charged (IHTOI). For each additional technical component only IHC stain performed, an additional bill-only test ID will be reflexed and charged (IHTOA). | Supplies:Immunostain Technical Only Envelope (T693) Specimen Type:Tissue Container/Tube:Immunostains Technical Only Envelope Preferred:2 Unstained positively charged glass slide (25- x 75- x 1-mm) per test ordered; sections 4-microns thick. Acceptable:Formalin-fixed, paraffin-embedded tissue block |  | Lymphoid enhancer-binding factor 1 (LEF1) is a transcription factor that participates in the activation of genes within the Wnt signaling pathway. LEF1 is expressed by inactive T-cells and a subset of B-cells. |  | This test does not include pathologist interpretation, only technical performance of the stain. If interpretation is required, order PATHC / Pathology Consultation for a full diagnostic evaluation or second opinion of the case. The positive and negative controls are verified as showing appropriate immunoreactivity. If a control tissue is not included on the slide, a scanned image of the relevant quality control tissue is available upon request; call 855-516-8404. Interpretation of this test should be performed in the context of the patient's clinical history and other diagnostic tests by a qualified pathologist. | Age of a cut paraffin section can affect immunoreactivity. Stability thresholds vary widely among published literature and are antigen dependent. Best practice is for paraffin sections to be cut within 6 weeks. | 1. Ghamlouch H, Darwiche W, Hodroge A, et al. Factors involved in CLL pathogenesis and cell survival are disrupted by differentiation of CLL B-cells into antibody-secreting cells. Oncotarget. 2015;6(21):18484-18503 2. Menter T, Dirnhofer S, Tzankov A. LEF1: a highly specific marker for the diagnosis of chronic lymphocytic B cell leukaemia/small lymphocytic B cell lymphoma. J Clin Pathol. 2015;68(6):473-478 3. Gutierrez A Jr, Tschumper RC, Wu X, et al. LEF-1 is a prosurvival factor in chronic lymphocytic leukemia and is expressed in the preleukemic state of monoclonal B-cell lymphocytosis. Blood. 2010;116(16):2975-2983 4. Magaki S, Hojat SA, Wei B, So A, Yong WH. An introduction to the performance of immunohistochemistry. Methods Mol Biol. 2019;1897:289-298. doi:10.1007/978-1-4939-8935-5_25 | Immunohistochemistry on sections of paraffin-embedded tissue.(Unpublished Mayo method) | 1 to 3 days | Until staining is complete. | This test has been cleared, approved, or is exempt by the US Food and Drug Administration and is used per manufacturer's instructions. Performance characteristics were verified by Mayo Clinic in a manner consistent with CLIA requirements. | 88342-TC, primary88341-TC, if additional IHC | LEF1 IHC, Tech Only | Order only;no result | 71360 | LEF1 IHC, Tech Only | Bill only; no result
LPLFX | Lymphoplasmacytic Lymphoma/Waldenstrom Macroglobulinemia, MYD88 L265P with Reflex to CXCR4, Varies | Establishing a diagnosis of lymphoplasmacytic lymphoma/Waldenstrom macroglobulinemia (LPL/WM) Helping distinguish LPL/WM low-grade B-cell lymphoma from other subtypes Aiding in the prognosis and clinical management of lymphoplasmacytic lymphoma/Waldenstrom macroglobulinemia | Allele-Specific Polymerase Chain Reaction (AS-PCR)/Bridged Nucleic Acids (BNA) Clamp Sanger Sequencing/Routine Sanger Sequencing (BNAClamp is utilized pursuant to a license agreement with BNA Inc.) | Yes | Reflex Testing of MYD88 and CXCR4 | The algorithm starts with the sensitiveMYD88L265P testing by allele-specific polymerase chain reaction. If aMYD88L265P variant is detected, additionalCXCR4testing will be performed. If aMYD88L265P variant is not detected, the algorithm ends, and no further testing is necessary. | Submit only 1 of the following specimens: Preferred: Specimen Type: Bone marrow Container/Tube: Preferred: Lavender top (EDTA) Acceptable: Yellow top (ACD) Specimen Volume: 2 mL Collection Instructions: 1. Invert several times to mix bone marrow 2. Send bone marrow specimen in original tube.Do not aliquot. 3. Label specimen as bone marrow Specimen Stability Information: Ambient (preferred)/Refrigerated Specimen Type:Paraffin-embedded tissue Container/Tube: Paraffin block Specimen Stability: Ambient Specimen Type:Paraffin-embedded bone marrow aspirate clot Container/Tube: Paraffin block Specimen Stability: Ambient Specimen Type:Tissue Slides:Unstained slides Specimen Volume:10 to20 slides Additional Information:Tissue must demonstrate involvement by a hematologic neoplasm (eg, acute myelocytic leukemia), not solid tumors. Specimen StabilityInformation:Ambient Acceptable: Specimen Type:Whole blood Container/Tube: Preferred: Lavender top (EDTA) Acceptable: Yellow top (ACD) Specimen Volume: 3 mL Collection Instructions: 1. Invert several times to mix blood 2. Send whole blood specimen in original tube.Do not aliquot. 3. Label specimen as blood Specimen Stability Information: Ambient (preferred)/Refrigerated Specimen Type:Extracted DNA Container/Tube: 1.5- to 2-mL tube with indication of volume and concentration of the DNA Specimen Volume: Entire specimen Collection Instructions: Label specimen as extracted DNA and list the specimen source. Include indication of volume and concentration of the DNA. Specimen Stability Information: Frozen (preferred)/Refrigerated/Ambient | Whole blood, Bone marrow: 1 mL Extracted DNA: 50 mcL with a concentration of at least 20 nanograms per mcL Other specimen types: See Specimen Required | TheMYD88L265P abnormality is highly associated (>90%) with the pathologic diagnosis of lymphoplasmacytic lymphoma and the clinical syndrome of Waldenstrom macroglobulinemia (LPL/WM), particularly in the setting of an elevated IgM serum monoclonal paraprotein. CXCR4mutations are identified in approximately 30% to 40% of LPL/WM patients and are almost always in association withMYD88L265P, which is highly prevalent in this neoplasm. The status ofCXCR4mutations in the context ofMYD88L265P is clinically relevantas important determinants of clinical presentation, overall survival and therapeutic response to ibrutinib.AMYD88-L265P/CXCR4-WHIM (C-terminus nonsense/frameshift variants) molecular signature is associated with intermediate to high bone marrow disease burden and serum IgM levels, less adenopathy, and intermediate response to ibrutinib in previously treated patients. AMYD88-L265P/CXCR4-WT (wildtype) molecular signature is associated with intermediated bone marrow disease burden and serum IgM levels, more adenopathy, and highest response to ibrutinib in previously treated patients. AMYD88-WT/CXCR4-WTmolecular signature is associated with inferior overall survival, lower response to ibrutinib therapy in previously treated patients, and lower bone marrow disease burden in comparison to those harboring aMYD88-L265 variant. | MYD88L265P: Mutation present or absent based on expected variant polymerase chain reaction product size for theMYD88gene (NCBI accession NM_002468.4). CXCR4: Mutation present or absent in the test region c.898-1059 (amino acids 300-353) of theCXCR4gene (NCBI NM_003467.2, GRCh37). | Mutation present or not detected; an interpretive report will be issued. | ThisMYD88test is a targeted assay and will not detect any alteration at theMYD88codon 265 that does not result in the L>P (leucine to proline) amino acid change. It will also not detect additionalMYD88variants, including insertion or deletion events. The analytical sensitivity of the assay (1%MYD88L265P in a wildtype background) can be affected by a variety of factors, including biologic availability (ie, tumor burden), fixation of paraffin-embedded specimens, or nonspecific polymerase chain reaction (PCR) interferences. Rare cases of lymphoplasmacytic lymphoma/Waldenstrom macroglobulinemia (LPL/WM) have been reported lacking theMYD88L265P abnormality, so a negative result would not completely exclude this diagnosis but would make the possibility of LPL/WM more unlikely. The reflexed test is a targeted assay for the C-terminal end of theCXCR4gene only. It examinesc.898-1059of theCXCR4gene (NCBI NM_003467.2 GRCh37) and does not detect variants outside this region. A 1% analytical sensitivity was established at 50 ng DNA input for the hotspot mutations c.1013C>G/A only, which usesbridged nucleic acids(BNA) clamped Sanger sequencing, and DNA that does not meet the established criteria can lead to false-negative results. In the extremely rare event that a rare benign variant (ie, polymorphism), insertion, or deletion occurs at the Sanger sequencing primer binding sites, in cis with a c.1013C>G/A, data can yield a failed result. Routine Sanger sequencing is used to interrogate other mutations in the tested region with a 15% to 20% analytical sensitivity.The analytical sensitivity of the assay can be affected by a variety of factors, including biologic availability (ie, tumor burden), fixation of paraffin-embedded specimens, rarebenign variants, insertions, or deletions at the primer binding sites or nonspecific PCR interferences. | 1. Treon SP, Xu L, Yang G, et al: MYD88 L265P somatic mutation in Waldenstrom's macroglobulinemia. N Engl J Med. 2012 Aug 30;367(9):826-833. doi: 10.1056/NEJMoa1200710 2. Varettoni M, Arcaini L, Zibellini S, et al: Prevalence and clinical significance of the MYD88 (L265P) somatic mutation in Waldenstrom's macroglobulinemia and related lymphoid neoplasms. Blood. 2013 Mar 28;121(13):2522-2528. doi: 10.1182/blood-2012-09-457101 3. Xu L, Hunter ZR, Yang G, et al: MYD88 L265P in Waldenstrom macroglobulinemia, immunoglobulin M monoclonal gammopathy, and other B-cell lymphoproliferative disorders using conventional and quantitative allele-specific polymerase chain reaction. Blood. 2013 Mar 14;121(11):2051-2058. doi: 10.1182/blood-2012-09-454355 4. Poulain S, Roumier C, Decambron A, et al: MYD88 L265P mutation in Waldenstrom macroglobulinemia. Blood. 2013 May 30;121(22):4504-4511. doi: 10.1182/blood-2012-06-436329 5. Gachard N, Parrens M, Soubeyran I, et al: IGHV gene features and MYD88 L265P mutation separate the three marginal zone lymphoma entities and Waldenstrom macroglobulinemia/lymphoplasmacytic lymphomas. Leukemia. 2013 Jan;27(1):183-189. doi: 10.1038/leu.2012.257 6. Ondrejka SL, Lin JJ, Warden DW, et al: MYD88 L265P somatic mutation: its usefulness in the differential diagnosis of bone marrow involvement by B-cell lymphoproliferative disorders. Am J Clin Pathol. 2013 Sept;140(3):387-394. doi: 10.1309/AJCP10ZCLFZGYZIP 7. Hunter Z, Xu L, Yang G, et al: The genomic landscape of Waldenstrom macroglobulinemia is characterized by highly recurring MYD88 and WHIM-like CXCR4 mutations, and small somatic deletions associated with B-cell lymphomagenesis. Blood. 2014 Mar 13;123(11):1637-1646. doi: 10.1182/blood-2013-09-525808 9. Poulain S, Roumier C, Venet-Caillault A, et al: Genomic landscape ofCXCR4mutations in Waldenstrom macroglobulinemia. Clin Cancer Res. 2016 Mar 15;22(6):1480-1488. doi: 10.1158/1078-0432.CCR-15-0646 10. Roccaro A, Sacco A, Jimenez C, et al: C1013G/CXCR4 acts as a driver mutation of tumor progression and modulator of drug resistance in lymphoplasmacytic lymphoma. Blood. 2014 Jun 26;123(26):4120-4131. doi: 10.1182/blood-2014-03-564583 11. Schmidt J, Federmann B, Schindler N, et al: MYD88 L265P and CXCR4mutations in lymphoplasmacytic lymphoma identify cases with high disease activity. Br J Haematol. 2015 Jun;169(6):795-803. doi: 10.1111/bjh.13361 12. Treon SP, Cao Y, Xu L, et al: Somatic mutations in MYD88 and CXCR4 are determinants of clinical presentation and overall survival in Waldenstrom macroglobulinemia. Blood. 2014 May 1;123(18):2791-2796. doi: 10.1182/blood-2014-01-550905 13. Treon SP, Tripsas CK, Meid K, et al. Ibrutinib in previously treated Waldenstrom's macroglobulinemia. N Engl J Med. 2015 Apr 9;372(15):1430-1440. doi: 10.1056/NEJMoa1501548 | Extracted DNA from the clinical specimen is subjected to allele-specific polymerase chain reaction (PCR) usingMYD88exon 5 primers that simultaneously amplify both a wild-type sequence fragment and a fragment containing the specific nucleotide change resulting in L265P if present. PCR products are visualized by capillary electrophoresis and the presence of mutated and wildtype amplicons is determined according to the expected specific PCR product sizes.(Unpublished Mayo method) The C-terminal end ofCXCR4 (NM_003467.2, c. 898-1059)is amplified from extracted genomic DNA by PCR, followed by Sanger sequencing and capillary electrophoresis analysis. Review of the sequence data is performed using a combination of automated calls and manual inspection. (Unpublished Mayo method) The hotspot mutations c.1013C>G/A (p.S338X) are examined using bridged nucleic acids clamped Sanger sequencing with an analytic sensitivity of 1%. All other genetic mutations in the test region are examined by routine Sanger sequencing with an analytic sensitivity of 15% to 20%.(Unpublished Mayo method) | 7 to 10 days | Blood/Bone marrow: 2 weeks; Extracted DNA: 3 months | This test was developed and its performance characteristics determined by Mayo Clinic in a manner consistent with CLIA requirements. It has not been cleared or approved by the US Food and Drug Administration. | 81305 | Reflex Testing of MYD88 and CXCR4 | 82140-5 | 601510 | Final Diagnosis | 50398-7
LYNCP | Lynch Syndrome Panel, Varies | Establishing a diagnosis of Lynch syndrome or constitutional mismatch repair deficiency allowing for targeted cancer surveillance based on associated risks IdentifyingMLH1, MSH2, MSH6, PMS2,orEPCAMvariants to allow for predictive testing in family members | Sequence Capture and Next-Generation Sequencing (NGS), Polymerase Chain Reaction (PCR), Sanger Sequencing and/or Multiplex Ligation-Dependent Probe Amplification (MLPA) | Yes | Lynch Syndrome Panel | First-tier testing may be considered/recommended. For more information seeLynch Syndrome Testing Algorithm. | Patient Preparation:A previous bone marrow transplant from an allogenic donor will interfere with testing. Call 800-533-1710 for instructions for testing patients who have received a bone marrow transplant. Specimen Type:Whole blood Container/Tube: Preferred:Lavender top (EDTA) or yellow top (ACD) Acceptable:Any anticoagulant Specimen Volume:3 mL Collection Instructions: 1. Invert several times to mix blood. 2. Send whole blood specimen in original tube.Do notaliquot. Specimen Stability Information:Ambient (preferred) 4 days/Refrigerated | 1 mL | The lifetime risk of colorectal cancer in the general population is 4% to 6%.(1) Lynch syndrome (also known as hereditary nonpolyposis colorectal cancer) is an autosomal dominant hereditary cancer syndrome accounting for 2% to 4% of all colorectal cancer cases.(2,3) Lynch syndrome is associated with germline variants in the mismatch repair genes,MLH1, MSH2, MSH6,PMS2,ordeletions of theEPCAMgene. It is predominantly characterized by significantly increased risks for colorectal and endometrial cancer.(2,3) The lifetime risk for cancer is highly variable and dependent on the gene involved. Other malignancies within the tumor spectrum include gastric, ovarian, and small bowel cancers and hepatobiliary and upper urinary tract carcinomas.(2,3) Individuals with biallelic disease-causing variants in the same mismatch repair gene are at risk for constitutional mismatch repair deficiency, an autosomal recessive childhood-onset hereditary cancer syndrome.(3) The National Comprehensive Cancer Network and the American Cancer Society provide recommendations regarding the medical management of individuals with Lynch syndrome.(2,4) | An interpretive report will be provided. | All detected variants are evaluated according to American College of Medical Genetics and Genomics recommendations.(5) Variants are classified based on known, predicted, or possible pathogenicity and reported with interpretive comments detailing their potential or known significance. | Clinical Correlations: Test results should be interpreted in the context of clinical findings, family history, and other laboratory data. Misinterpretation of results may occur if the information provided is inaccurate or incomplete. If testing was performed because of a clinically significant family history, it is often useful to first test an affected family member. Detection of a reportable variant in an affected family member would allow for more informative testing of at-risk individuals. To discuss the availability of additional testing options or for assistance in the interpretation of these results, contact the Mayo Clinic Laboratories genetic counselors at 800-533-1710. Technical Limitations: Next-generation sequencing may not detect all types of genomic variants. In rare cases, false-negative or false-positive results may occur. The depth of coverage may be variable for some target regions; assay performance below the minimum acceptable criteria or for failed regions will be noted. Given these limitations, negative results do not rule out the diagnosis of a genetic disorder. If a specific clinical disorder is suspected, evaluation by alternative methods can be considered. There may be regions of genes that cannot be effectively evaluated by sequencing or deletion and duplication analysis as a result of technical limitations of the assay, including regions of homology, high guanine-cytosine (GC) content, and repetitive sequences. Confirmation of select reportable variants will be performed by alternate methodologies based on internal laboratory criteria. This test is validated to detect 95% of deletions up to 75 base pairs (bp) and insertions up to 47 bp. Deletions-insertions (delins) of 40 or more bp, including mobile element insertions, may be less reliably detected than smaller delins. Deletion/Duplication Analysis: This analysis targets single and multi-exon deletions/duplications; however, in some instances single exon resolution cannot be achieved due to isolated reduction in sequence coverage or inherent genomic complexity. Balanced structural rearrangements (such as translocations and inversions) may not be detected. This test is not designed to detect low levels of mosaicism or differentiate between somatic and germline variants. If there is a possibility that any detected variant is somatic, additional testing may be necessary to clarify the significance of results. Genes may be added or removed based on updated clinical relevance. For the most up to date list of genes included in this test, seeTargeted Genes and Methodology Details for Lynch Syndrome Panel. For detailed information regarding gene specific performance and technical limitations, see Method Description or contact a laboratory genetic counselor. If the patient has had an allogeneic hematopoietic stem cell transplant or a recent blood transfusion, results may be inaccurate due to the presence of donor DNA. Call Mayo Clinic Laboratories for instructions for testing patients who have received a bone marrow transplant. Reclassification of Variants Policy: Currently, it is not standard practice for the laboratory to systematically review previously classified variants on a regular basis. The laboratory encourages healthcare providers to contact the laboratory at any time to learn how the classification of a particular variant may have changed over time. Variant Evaluation: Evaluation and categorization of variants are performed using published American College of Medical Genetics and Genomics and the Association for Molecular Pathology recommendations as a guideline.(5) Other gene-specific guidelines may also be considered. Variants are classified based on known, predicted, or possible pathogenicity and reported with interpretive comments detailing their potential or known significance. Variants classified as benign or likely benign are not reported. Multiple in silico evaluation tools may be used to assist in the interpretation of these results. The accuracy of predictions made by in silico evaluation tools is highly dependent upon the data available for a given gene, and periodic updates to these tools may cause predictions to change over time. Results from in silico evaluation tools should be interpreted with caution and professional clinical judgement. | 1. Howlader N, Noone AM, Krapcho M, et al. SEER Cancer Statistics Review. 1975-2018. National Cancer Institute. Updated April 2021. Accessed June 28, 2023. Available at: https://seer.cancer.gov/csr/1975_2018 2. Gupta S, Provenzale D, Llor X, et al. NCCN Guidelines Insights: Genetic/familial high-risk assessment: colorectal, version 2.2019. J Natl Compr Canc Netw. 2019;17(9):1032-1041 3. Idos G, Valle L. Lynch syndrome. In: Adam MP, Everman DB, Mirzaa GM, et al, eds. GeneReviews (Internet). University of Washington, Seattle; 2004. Updated February 2, 2021. Accessed June 28, 2023. Available at www.ncbi.nlm.nih.gov/books/NBK1211/ 4. Smith RA, Andrews KS, Brooks D, et al. Cancer screening in the United States, 2019: A review of current American Cancer Society guidelines and current issues in cancer screening. CA Cancer J Clin. 2019;69(3):184-210 5. Richards S, Aziz N, Bale S, et al. Standards and guidelines for the interpretation of sequence variants: a joint consensus recommendation of the American College of Medical Genetics and Genomics and the Association for Molecular Pathology. Genet Med. 2015;17(5):405-424 | Next-generation sequencing (NGS) and/or Sanger sequencing are performed to test for the presence of variants in coding regions and intron/exon boundaries of the genes analyzed, as well as some other regions that have known disease-causing variants. The human genome reference GRCh37/hg19 build was used for sequence read alignment. At least 99% of the bases are covered at a read depth over 30X. Sensitivity is estimated at above 99% for single nucleotide variants, above 94% for deletion-insertions (delins) less than 40 base pairs (bp), above 95% for deletions up to 75 bp and insertions up to 47 bp. NGS,multiplex ligation-dependent probe amplification (MLPA),and/or a polymerase chain reaction (PCR)-based quantitative method is performed to test for the presence of deletions and duplications in the genes analyzed.PCR and gel electrophoresis is performed to test for the presence of the 10 megabase inversion of coding exons 1-7 of theMSH2gene. There may be regions of genes that cannot be effectively evaluated by sequencing or deletion and duplication analysis as a result of technical limitations of the assay, including regions of homology, high guanine-cytosine (GC) content, and repetitive sequences. For details regarding the targeted genes analyzed or specific gene regions not routinely covered, seeTargeted Genes and Methodology Details for Lynch Syndrome Panel.(Unpublished Mayo method) Confirmation of select reportable variants may be performed by alternate methodologies based on internal laboratory criteria. Genes analyzed:MLH1, MSH2, MSH6, PMS2,andEPCAM(copy number variants only) | 21 days to 28 days | Whole blood: 2 weeks (if available); Extracted DNA: 3 months | This test was developed and its performance characteristics determined by Mayo Clinic in a manner consistent with CLIA requirements. It has not been cleared or approved by the US Food and Drug Administration. | 81319813178140381292812958129881479 (if appropriate for government payers) | Lynch Syndrome Panel | 105197-8 | 614766 | Released By | 18771-6
LPCBS | Lysophosphatidylcholines, LC MS/MS, Blood Spot | Second-tier newborn screen for X-linked adrenoleukodystrophy This test isnot intended formetabolic screening of symptomatic patients. This test is supplemental andnot intended toreplace state mandated newborn screening. | Liquid Chromatography Tandem Mass Spectrometry (LC-MS/MS) | Yes | LysoPC by LC MS/MS, BS | For more information seeNewborn Screen Follow-up for X-linked Adrenoleukodystrophy. | Supplies:Card-Blood Spot Collection (Filter Paper) (T493) Container/Tube: Preferred:Blood Spot Collection Card Acceptable:PerkinElmer 226 filter paper, Munktell filter paper, Whatman Protein Saver 903 Paper,local newborn screening card, orblood collected in tubes containing ACD or EDTA, and then spotted and dried on filter paper Specimen Volume:2 Blood spots Collection Instructions: 1.An alternative blood collection option for a patient older than 1 year is a fingerstick. For detailed instructions, seeHow to Collect Dried Blood Spot Samples. 2. Completely fill at least 2 circles on the filter paper card (approximately 100 microliters blood per circle). 3. Let blood dry on the filter paper at ambient temperature in a horizontal position for a minimum of 3 hours. 4. Do not expose specimen to heat or direct sunlight. 5. Do not stack wet specimens. 6. Keep specimen dry. Additional Information: 1. For collection instructions, seeBlood Spot Collection Instructions. 2. For collection instructions in Spanish, seeBlood Spot Collection Card-Spanish Instructions(T777). 3. For collection instructions in Chinese, seeBlood Spot Collection Card-Chinese Instructions(T800. Forms 1.Biochemical Genetics Patient Information(T602) 2. If not ordering electronically, complete, print, and send aBiochemical Genetics Test Request(T798) with the specimen. | 1 Blood spot | This assay measures C20, C22, C24, and C26 lysophosphatidylcholine (LPC) species in dried blood spots by liquid chromatography tandem mass spectrometry. Peroxisomes are organelles present in all human cells except mature erythrocytes. They carry out essential metabolic functions, including beta-oxidation of very long-chain fatty acids, alpha-oxidation of phytanic acid, and biosynthesis of plasmalogen and bile acids. Peroxisomal disorders include 2 major subgroups: disorders of peroxisomal biogenesis and single peroxisomal enzyme/transporter defects. Peroxisome biogenesis defects, such as Zellweger spectrum disorder (ZSD), are characterized by defective assembly of the entire organelle, whereas in single enzyme/transporter defects, such as X-linked adrenoleukodystrophy (XALD), the organelle is intact but a specific function is disrupted. These disorders are clinically diverse and range in severity from neonatal lethal to later onset milder variants. XALD is a disorder affecting the nervous system, adrenal cortex, and testis. It is the most common of the peroxisomal disorders, affecting 1 in 17,000 to 1 in 21,000 male patients. At least 50% of all female patients who are heterozygous for XALD are symptomatic. A defect in theABCD1gene is responsible for the disease. XALD shows a wide range of phenotypic expressions. The clinical phenotypes occurring in male patients can be subdivided in 4 main categories: cerebral inflammatory, adrenomyeloneuropathy (AMN), Addison only, and asymptomatic. The first 2 phenotypes account for almost 80% of the patients, while the frequency of the asymptomatic category diminishes with age, and it is very rare after 40 years of age. It is estimated that approximately 50% of heterozygous individuals develop an AMN-like syndrome. Treatment options are hormone replacement therapy, dietary intervention, or hematopoietic stem cell transplantation. Elevations of C24 LPC and C26 LPC may be indicative of XALD. In 2016, XALD was added to the US Recommended Uniform Screening Panel, a list of conditions that are nationally recommended for newborn screening by the Secretary's Advisory Committee on Heritable Disorders in Newborns and Children. Therefore, measurement of LPCs is a useful second-tier test for newborn screening for XALD. ZSD are a continuum of severe disorders affecting the nervous system, vision, hearing, and liver function. Most individuals present in infancy, but adult patients have been identified. The prevalence of ZSD is 1 in 50,000. ZSD follows autosomal recessive inheritance. At least 12 different genes have been implicated in ZSD, with approximately 60% to 70% of genetic variants occurring inPEX1. The clinical phenotypes include Zellweger syndrome, neonatal adrenoleukodystrophy (NALD), and infantile Refsum disease (IRD). Individuals with Zellweger syndrome typically die within the first year of life without making any developmental progress. Individuals with NALD or IRD typically present in childhood with developmental delays, vision loss, hearing loss, and have a much slower disease progression. There is no specific treatment for ZSD. Although ZS are not a primary disease target for testing, this test will detect infants with these disorders. | Analyte,Normal Range (nmol/mL), C20 Lysophosphatidylcholine,Not applicable, C22 Lysophosphatidylcholine,Not applicable, C24 Lysophosphatidylcholine,< or =0.41, C26 Lysophosphatidylcholine,< or =0.31, | In female patients: Elevations of C24 lysophosphatidylcholine (LPC) or C26 LPC may be indicative of heterozygosity for X-linked adrenoleukodystrophy (XALD) or other forms of peroxisomal disorders. In male patients: Elevations of C24 LPC or C26 LPC may be indicative of XALD or other forms of peroxisomal disorders. Abnormal results are not sufficient to conclusively establish a diagnosis of a particular disease. To verify a preliminary diagnosis based on the analysis, independent biochemical (eg, in vitro enzyme assay) or molecular genetic analyses are required. | This test cannot reliably detect carrier status (heterozygosity) for these conditions. A positive test result is strongly suggestive of a diagnosis but requires follow-up by stand-alone biochemical or molecular assay, which is best coordinated by local genetics providers. | 1. ACMG Newborn Screening ACT Sheets. Accessed February 6, 2024. Available at www.acmg.net/ACMG/Medical-Genetics-Practice-Resources/ACT_Sheets_and_Algorithms/ACMG/Medical-Genetics-Practice-Resources/ACT_Sheets_and_Algorithms.aspx?hkey=9d6bce5a-182e-42a6-84a5-b2d88240c508 2. Huffnagel IC, van de Beek MC, Showers AL, et al. Comparison of C26:0-carnitine and C26:0-lysophosphatidylcholine as diagnostic markers in dried blood spots from newborns and patients with adrenoleukodystrophy. Mol Genet Metab. 2017;122(4):209-215. doi:10.1016/j.ymgme.2017.10.012 3. Klouwer FCC, Ferdinandusse S, van Lenthe H, et al. Evaluation of C26:0-lysophosphatidylcholine and C26:0-carnitine as diagnostic markers for Zellweger spectrum disorders. J Inherit Metab Dis. 2017;40(6):875-881. doi:10.1007/s10545-017-0064-0 4. Sandlers Y, Moser AB, Hubbard LE, Kratz LE, Jones RO, Raymond GV. Combined extraction of acyl carnitines and 26:0 lysophosphatidylcholine from dried blood spots: prospective newborn screening for X-linked adrenoleukodystrophy. Mol Genet Metab. 2012;105(3)416-420 | Internal standard in methanol is added to a dried blood spot. The extract is evaporated and reconstituted prior to injection onto a liquid chromatography tandem mass spectrometry (LC-MS/MS) system. The lysophosphatidylcholine (LPC) concentrations are measured by MS/MS analysis in the multiple reaction monitoring positive mode to follow the precursor to product species transitions. The ratio of the extracted peak area to internal standard as determined by LC-MS/MS is used to calculate the concentration of LPC species in the sample.(Unpublished Mayo method) | 2 days | 6 months | This test was developed and its performance characteristics determined by Mayo Clinic in a manner consistent with CLIA requirements. It has not been cleared or approved by the US Food and Drug Administration. | 82542 | LysoPC by LC MS/MS, BS | 105457-6 | 34865 | Interpretation (LPCBS) | 59462-2
LALB | Lysosomal Acid Lipase, Blood | Evaluation of patients with a clinical presentation suggestive of lysosomal acid lipase deficiency using blood specimens This test isnot usefulto determine carrier status for cholesteryl ester storage disease or Wolman disease. | Fluorometric Enzyme Assay | Yes | Lysosomal Acid Lipase, B | Whole blood | Container/Tube: Preferred:Lavender top (EDTA) Acceptable:Yellow top (ACD) or green top (sodium heparin) Specimen Volume:2 mL | 0.5 mL | Deficiency of lysosomal acid lipase (LAL) results in 2 clinically distinct phenotypes, Wolman disease (WD) and cholesteryl ester storage disease (CESD). Both phenotypes follow an autosomal recessive inheritance pattern and are caused by variant in theLIPAgene. WD, the early-onset phenotype of LAL deficiency, is a lipid storage disorder characterized by vomiting, diarrhea, failure to thrive, abdominal distension, hepatosplenomegaly, and liver failure. Enlarged adrenal glands with calcification, a classic finding in WD, can lead to adrenal cortical insufficiency. Unless successfully treated, survival is rare beyond infancy. CESD, the late-onset phenotype of LAL deficiency, is clinically variable with patients presenting at any age with progressive hepatomegaly and often splenomegaly, serum lipid abnormalities, and elevated liver enzymes. In childhood, patients can also present with failure to thrive and delayed milestones. Common features include premature atherosclerosis leading to coronary artery disease and strokes, liver disease of varying severity, and organomegaly. Lipid deposition in the intestinal tract can lead to diarrhea and weight loss. CESD is likely underdiagnosed and frequently diagnosed incidentally after liver pathology reveals findings similar to nonalcoholic fatty liver disease or nonalcoholic steatohepatitis. Birefringent cholesteryl ester crystals in hepatocytes or Kupffer cells in fresh-frozen tissues are visualized under polarized light and pathognomonic. Enzyme replacement therapy (sebelipase alfa) was recently approved for both WD and CESD and is now clinically available. | > or =21.0 nmol/h/mL | Enzyme activity below 1.5 nmol/h/mL in properly submitted samples is consistent with lysosomal acid lipase deficiency: Wolman disease or cholesteryl ester storage disease. Normal results (> or =21.0 nmol/h/mL) are not consistent with lysosomal acid lipase deficiency. | No significant cautionary statements | 1. Bernstein DL, Hulkova H, Bialer MG, Desnick RJ. Cholesteryl ester storage disease: review of the findings in 135 reported patients with an underdiagnosed disease. J Hepatol. 2013;58(6):1230-1243 2. Reynolds T. Cholesteryl ester storage disease: a rare and possibly treatable cause of premature vascular disease and cirrhosis. J Clin Pathol. 201366(11):918-923 3. Pericleous M, Kelly C, Wang T, Livingstone C, Ala A. Wolman's disease and cholesteryl ester storage disorder: the phenotypic spectrum of lysosomal acid lipase deficiency. Lancet Gastroenterol Hepatol. 2017;2(9):670-679. doi:10.1016/S2468-1253(17)30052-3 4.Pastores GM, Hughes DA: Lysosomal acid lipase deficiency. Therapeutic options. Drug Des Devel Ther. 2020;14:591-601 | The whole blood specimen is spotted onto filter paper and dried overnight. A 3-mm (one-eighth inch) disk is punched out of the dried blood spot into a microcentrifuge tube, and water is added as a preincubation extraction that takes place on an orbital shaker. Extraction liquid is combined with either water (total activity well) or Lalistat (inhibited well) in a black 96-well plate. The plate is incubated. The substrate is then added to the same plate. After the incubation period, calibrators are prepared and analyzed on every plate to calculate enzyme activity results based on fluorescence units in patient wells vs calibrators. The calibration is derived from 4-methylumbelliferone (4-MU) that is serially diluted manually in the plate, with the highest calibrator being equivalent to an enzyme activity of 672.0 nmol/hour/mL blood. The plate is then ready to be read using the spectrofluorometer. Enzyme activity is calculated by subtracting the inhibited activity from total activity.(Hamilton J, Jones I, Srivastava R, Galloway P. A new method for the measurement of lysosomal acid lipase in dried blood spots using the inhibitor Lalistat 2. Clin Chim Acta. 2012;413(15-16):1207-1210; Cowan T, Pasquali M: Laboratory investigations of inborn errors of metabolism. In: Sarafoglou K, Hoffman GF, Roth KS, eds. Pediatric Endocrinology and Inborn Errors of Metabolism. 2nd ed. McGraw-Hill; 2017:1139-1158) | 8 to 15 days | 1 year | This test was developed and its performance characteristics determined by Mayo Clinic in a manner consistent with CLIA requirements. It has not been cleared or approved by the US Food and Drug Administration. | 82657 | Lysosomal Acid Lipase, B | 73958-1 | 36338 | Interpretation (LALB) | 59462-2
LALBS | Lysosomal Acid Lipase, Blood Spot | Evaluation of patients with a clinical presentation suggestive of lysosomal acid lipase deficiency using blood spot specimens This test isnot usefulto determine carrier status for cholesteryl ester storage disease or Wolman disease. | Fluorometric Enzyme Assay | Yes | Lysosomal Acid Lipase, BS | Whole blood | Supplies:Card-Blood Spot Collection (Filter Paper) (T493) Collection Container/Tube: Preferred:Blood spot collection card Acceptable:PerkinElmer 226 filter paper, Munktell TFN, and Whatman Protein Saver 903 Paper Specimen Volume:2 Blood spots Collection Instructions: 1. Completely fill at least 2 circles on the filter paper card (approximately 100 microliters blood per circle). 2. An alternative blood collection option for a patient older than 1 year is a fingerstick. For detailed instructions, seeHow to Collect Dried Blood Spot Samples. 3. Let blood dry on the filter paper at ambient temperature in a horizontal position for a minimum of 3 hours. 4. Do not expose specimen to heat or direct sunlight. 5. Do not stack wet specimens. 6. Keep specimen dry. Additional Information: 1. For collection instructions, seeBlood Spot Collection Instructions. 2. For collection instructions in Spanish, seeBlood Spot Collection Card-Spanish Instructions(T777). 3. For collection instructions in Chinese, seeBlood Spot Collection Card-Chinese Instructions(T800). | 1 Blood spot | Deficiency of lysosomal acid lipase (LAL) results in 2 clinically distinct phenotypes, Wolman disease (WD) and cholesteryl ester storage disease (CESD). Both phenotypes follow an autosomal recessive inheritance pattern and are caused by variant in theLIPAgene. WD, the early-onset phenotype of LAL deficiency, is a lipid storage disorder characterized by vomiting, diarrhea, failure to thrive, abdominal distension, hepatosplenomegaly, and liver failure. Enlarged adrenal glands with calcification, a classic finding in WD, can lead to adrenal cortical insufficiency. Unless successfully treated, survival is rare beyond infancy. CESD, the late-onset phenotype of LAL deficiency, is clinically variable with patients presenting at any age with progressive hepatomegaly and often splenomegaly, serum lipid abnormalities, and elevated liver enzymes. In childhood, patients can also present with failure to thrive and delayed milestones. Common features include premature atherosclerosis leading to coronary artery disease and strokes, liver disease of varying severity, and organomegaly. Lipid deposition in the intestinal tract can lead to diarrhea and weight loss. CESD is likely underdiagnosed and frequently diagnosed incidentally after liver pathology reveals findings similar to nonalcoholic fatty liver disease or nonalcoholic steatohepatitis. Birefringent cholesteryl ester crystals in hepatocytes or Kupffer cells in fresh-frozen tissues are visualized under polarized light and pathognomonic. Enzyme replacement therapy (sebelipase alfa) was recently approved for both WD and CESD and is now clinically available. | > or =21.0 nmol/h/mL | Enzyme activity below 1.5 nmol/h/mL in properly submitted samples is consistent with lysosomal acid lipase deficiency: Wolman disease or cholesteryl ester storage disease. Normal results (> or =21.0 nmol/h/mL) are not consistent with lysosomal acid lipase deficiency. | No significant cautionary statements | 1. Bernstein DL, Hulkova H, Bialer MG, Desnick RJ. Cholesteryl ester storage disease: review of the findings in 135 reported patients with an underdiagnosed disease. J Hepatol. 2013;58(6):1230-1243 2. Reynolds T. Cholesteryl ester storage disease: a rare and possibly treatable cause of premature vascular disease and cirrhosis. J Clin Pathol. 2013;66(11):918-923 3. Pericleous M, Kelly C, Wang T, Livingstone C, Ala A. Wolman's disease and cholesteryl ester storage disorder: the phenotypic spectrum of lysosomal acid lipase deficiency. Lancet Gastroenterol Hepatol. 2017;2(9):670-679. doi:10.1016/S2468-1253(17)30052-3 4.Pastores GM, Hughes DA. Lysosomal acid lipase deficiency: Therapeutic options. Drug Des Devel Ther. 2020;14:591-601 | A 3-mm (one-eighth inch) disk is punched out of the dried blood spot into a microcentrifuge tube and water is added as a preincubation extraction that takes place on an orbital shaker. Extraction liquid is combined with either water (total activity well) or Lalistat (inhibited well) in a black 96-well plate. The plate is incubated. The substrate is then added to the same plate. After the incubation period, calibrators are prepared and analyzed on every plate to calculate enzyme activity results based on fluorescence units in patient wells vs calibrators. The calibration is derived from 4-methylumbelliferone (4-MU) that is serially diluted manually in the plate, with the highest calibrator being equivalent to an enzyme activity of 672.0 nmol/hour/mL blood. The plate is then ready to be read using the spectrofluorometer. Enzyme activity is calculated by subtracting the inhibited activity from total activity.(Hamilton J, Jones I, Srivastava R, Galloway P. A new method for the measurement of lysosomal acid lipase in dried blood spots using the inhibitor Lalistat 2. Clin Chim Acta. 2012;413(15-16):1207-1210; Cowan T, Pasquali M: Laboratory investigations of inborn errors of metabolism. In: Sarafoglou K, Hoffman GF, Roth KS, eds. Pediatric Endocrinology and Inborn Errors of Metabolism. 2nd ed. McGraw-Hill; 2017:1139-1158) | 8 to 15 days | 1 year | This test was developed and its performance characteristics determined by Mayo Clinic in a manner consistent with CLIA requirements. It has not been cleared or approved by the US Food and Drug Administration. | 82657 | Lysosomal Acid Lipase, BS | 73958-1 | 36340 | Interpretation (LALBS) | 59462-2
LDALD | Lysosomal and Peroxisomal Disorders Newborn Screen, Blood Spot | First-tier newborn screen for the lysosomal disorders: Fabry, Gaucher, Krabbe, mucopolysaccharidosis I (MPS I) and II (MPS II), infantile neurovisceral or chronic visceral acid sphingomyelinase deficiency, and Pompe (glycogen storage disorder type II) First-tier newborn screen for the peroxisomal disorder, X-linked adrenoleukodystrophy and may also detect Zellweger spectrum disorders This test is supplemental andnot intended toreplace state-mandated newborn screening. Test isnot intended formetabolic screening of symptomatic patients. | Flow Injection Analysis Tandem Mass Spectrometry (FIA-MS/MS) | Yes | LSD/X-ALD Newborn Screen, BS | First-tier results will be reviewed, and second-tier screening performed at a clinical biochemical geneticist's discretion at no additional charge. This minimizes the false-positive rate and maximizes the positive predictive value of screening for these lysosomal disorders. | Patient must be older than 24 hours and younger than 1 week of age. Supplies:Card-Blood Spot Collection (Filter Paper) (T493) Container/Tube: Preferred:Blood Spot Collection Card Acceptable:PerkinElmer 226 filter paper, Munktell filter paper, Whatman Protein Saver 903 Paper,local newborn screening card,or blood collected in tubes containing ACD, or EDTA and then spotted and dried on filter paper Specimen Volume:2 Blood spots Collection Instructions: 1. Completely fill at least 2 circles on the filter paper card (approximately 100 microliters blood per circle). 2. Let blood dry on the filter paper at ambient temperature in a horizontal position for a minimum of 3 hours. 3. Do not expose specimen to heat or direct sunlight. 4. Do not stack wet specimens. 5. Keep specimen dry. Additional Information: 1. For collection instructions, seeBlood Spot Collection Instructions 2. For collection instructions in Spanish, seeBlood Spot Collection Card-Spanish Instructions(T777) 3. For collection instructions in Chinese, seeBlood Spot Collection Card-Chinese Instructions(T800 | 1 Blood spot | Lysosomes are intracellular organelles that contain hydrolytic enzymes that degrade a variety of macromolecules. Lysosomal disorders are a diverse group of inherited diseases characterized by the intracellular accumulation of macromolecules due to either defects in their transport mechanisms across the lysosomal membrane or defective lysosomal enzyme function. Accumulation of these macromolecules in the lysosomes leads to cell damage and, eventually, organ dysfunction. More than 50 lysosomal disorders have been described with a wide phenotypic spectrum. Gaucher diseaseresults from a deficiency of the enzyme, beta-glucosidase caused by variants in theGBAgene.Beta-glucosidase facilitates the lysosomal degradation of glucosylceramide (glucocerebroside) and glucopsychosine (glucosylsphingosine). There are 3 described types of Gaucher disease with varying clinical presentations and age of onset, from a perinatal lethal disorder to milder, later onset variants. Features of all types of Gaucher disease include hepatosplenomegaly and hematological abnormalities. Treatment is available in the form of enzyme replacement therapy (ERT), substrate reduction therapy, and chaperone therapy for types 1 and 3. Currently, only supportive therapy is available for type 2. Acid sphingomyelinase deficiency (ASMD) an autosomal recessive disorder is caused by variants in theSMPD1gene. This results in extensive storage of sphingomyelin and cholesterol in the liver, spleen, lungs, and, to a lesser degree, brain.An early-onset form, infantile neurovisceral ASMD (historically known asNiemann-Pick type A) is characterized by early onset feeding problems, dystrophy, persistent jaundice, development of hepatosplenomegaly, neurological deterioration, deafness, and blindness leading to death by 3 years of age. A later-onset, chronic visceral form of ASMD (historically known as Niemann-Pick type B) is limited to visceral symptoms with survival into adulthood. Some patients have been described with intermediary phenotypes. Characteristic of the disease are large lipid-laden foam cells. Approximately 50% of cases have cherry-red spots in the macula.Treatment is supportive, although there are clinical trials in place. Pompe disease, also known as glycogen storage disease type II, is an autosomal recessive disorder caused by a deficiency of the lysosomal enzyme acid alpha-glucosidase (GAA; acid maltase) due to variants in theGAAgene. The estimated incidence is 1 in 40,000 live births. In Pompe disease, glycogen that is taken up by lysosomes during physiologic cell turnover accumulates, causing lysosomal swelling, cell damage, and, eventually, organ dysfunction. The clinical presentation of Pompe disease ranges from a rapidly progressive infantile variant, which is uniformly lethal if untreated, to a more slowly progressive late-onset variant. All disease variants are eventually associated with progressive muscle weakness and respiratory insufficiency. Cardiomyopathy is associated almost exclusively with the infantile form. ERT is available for all disease variants and should be started as soon as possible for patients with the infantile variant and at the first signs of muscle weakness in the later onset variants. Krabbe disease (globoid cell leukodystrophy) is an autosomal recessive disorder caused by variants in theGALCgene resulting in a deficiency of galactocerebrosidase (GALC; galactosylceramide beta-galactosidase). Galactosylceramide (as with sulfated galactosylceramide) is a lipid component of myelin. The absence of GALC results in globular, distended, multinucleated bodies in the basal ganglia, pontine nuclei, and cerebral white matter. There is severe demyelination throughout the brain with progressive cerebral degenerative disease affecting primarily the white matter. Patients with this early infantile onset variant of Krabbe disease (<1 in 250,000 live births) die within 2 to 5 years of age. Late infantile-onset Krabbe disease manifests between 6 and 12 months of life and leads to death within a few years as well. Individuals with juvenile and adult-onset Krabbe disease present later in life, progress more slowly, and may not have consistently abnormal results on early screening tests. Of note, Krabbe disease variants, including pseudodeficiency, may not be discriminated by enzyme activity measurement. Molecular genetic analysis of theGALCgene may provide information on expected age of first symptoms. Psychosine has been shown to be elevated in patients with clinical signs and symptoms of disease and therefore, may be a useful biomarker for the presence of disease. The only available therapy is hematopoietic stem cell transplantation, which is best performed prior to the onset of clinical symptoms. Infantile Krabbe disease must, therefore, be considered a critical, time-sensitive newborn screening condition. Fabry disease, caused by variants in theGLAgene, is an X-linked recessive disorder with an incidence of approximately 1 in 50,000 male patients. Symptoms result from a deficiency of the enzyme alpha-galactosidase A (GLA). Reduced GLA activity results in accumulation of glycosphingolipids in the lysosomes of both peripheral and visceral tissues. Severity and onset of symptoms are dependent on the residual GLA activity. Male patients with (near) absent GLA activity have the classic form of Fabry disease. Symptoms can appear in childhood or adolescence and usually include acroparesthesias (pain crises), multiple angiokeratomas, reduced or absent sweating, and corneal opacity. Renal insufficiency, leading to end-stage kidney disease and cardiac and cerebrovascular disease, generally occur in middle age. Male patients with residual GLA activity may present with a variant form of Fabry disease. The renal variant generally has onset of symptoms in the third decade. The most prominent feature is renal insufficiency and, ultimately, end stage kidney disease. Individuals with the renal variant may or may not share other symptoms with the classic form of Fabry disease. Individuals with the cardiac variant are often asymptomatic until they present withcardiomyopathy or mitral insufficiency, in the fourth decade. The cardiac variant is not associated with kidney failure. Female patients who are carriers of Fabry disease can have clinical presentations ranging from asymptomatic to severely affected. Pseudodeficiency alleles may also be detected by newborn screening. Treatment via ERT is available for both male and female patients with Fabry disease. Mucopolysaccharidosis I (MPS I) is an autosomal recessive disorder caused by a reduced or absent activity of the alpha-L-iduronidase enzyme. Reduced IDUA activity results in accumulation of glycosaminoglycans (mucopolysaccharides) within the lysosome. The clinical presentation and severity of symptoms of MPS I are variable, ranging from severe disease to attenuated variants (historically known as Hurler-Scheie disease and Scheie disease) that generally present with a later onset and a milder clinical presentation. In general, symptoms may include coarse facies, progressive dysostosis multiplex, hepatosplenomegaly, corneal clouding, hearing loss, intellectual or learning difficulties, and cardiac valvular disease. MPS I is caused by variants in theIDUAgene and has an estimated incidence of approximately 1 in 100,000 live births. Treatment options include hematopoietic stem cell transplantation and ERT. Mucopolysaccharidosis II (MPS II; Hunter syndrome) is an X-linked lysosomal disorder caused by the deficiency of the iduronate 2-sulfatase (I2S) enzyme due to variants in theIDSgene.Reduced I2S activity results in accumulation of glycosaminoglycans (mucopolysaccharides) within the lysosome.Clinical features and severity of symptoms are widely variable ranging from severe infantile onset disease to an attenuated form, which generally has a later onset with a milder clinical presentation. Symptoms may include coarse facies, short stature, enlarged liver and spleen, hoarse voice, stiff joints, cardiac disease, and profound neurologic involvement leading to developmental delays and regression. As an X-linked disorder, MPS II occurs primarily in male patients with an estimated incidence of 1 in 120,000 male births, although symptomatic female carriers have been reported. Treatment options include hematopoietic stem cell transplantation and ERT. Peroxisomes are organelles present in all human cells except mature erythrocytes. They perform essential metabolic functions, including beta-oxidation of very long-chain fatty acids, alpha-oxidation of phytanic acid, and biosynthesis of plasmalogen and bile acids. Peroxisomal disorders include 2 major subgroups: disorders of peroxisomal biogenesis and single peroxisomal enzyme/transporter defects. Peroxisome biogenesis defects, such as Zellweger spectrum disorders (ZSD), are characterized by defective assembly of the entire organelle, whereas in single enzyme/transporter defects such as X-linked adrenoleukodystrophy (XALD), the organelle is intact, but a specific function is disrupted. These disorders are clinically diverse and range in severity from neonatal lethal to milder, later onset variants. XALD is a disorder affecting the nervous system, adrenal cortex, and testis. It is the most common of the peroxisomal disorders, affecting 1 in 17,000 to 1 in 21,000 male patients. At least 50% of all female patients who are heterozygotes for XALD are symptomatic. A variant in theABCD1gene is responsible for the disease. XALD shows a wide range of phenotypic expressions. The clinical phenotypes occurring in male patients can be subdivided in 4 main categories: cerebral inflammatory, adrenomyeloneuropathy (AMN), Addison only, and asymptomatic. The first 2 phenotypes account for almost 80% of the patients, while the frequency of the asymptomatic category diminishes with age, and it is very rare after age 40. It is estimated that approximately 50% of heterozygous individuals develop an AMN-like syndrome. Treatment options are hormone replacement therapy, dietary intervention, hematopoietic stem cell transplantation or gene therapy. ZSD are a continuum of severe disorders affecting the nervous system, vision, hearing, and liver function. Most individuals present in infancy, but adult patients have been identified. The prevalence of ZSD is 1 in 50,000. ZSD follows autosomal recessive inheritance. At least 12 different genes have been implicated in ZSD, with approximately 60% to 70% of variants occurring inPEX1. The clinical phenotypes include Zellweger syndrome, neonatal adrenoleukodystrophy (NALD), and infantile Refsum disease (IRD). Individuals with Zellweger syndrome typically die within the first year of life without making any developmental progress. Individuals with NALD or IRD typically present in childhood with developmental delays, vision loss, hearing loss, and have a much slower disease progression. There is no specific treatment for ZSD. Although ZSD are not a primary disease target for testing, this test will detect infants with these disorders. | An interpretive report will be provided. | The quantitative measurements of informative metabolites and related ratios and their bioinformatic evaluation using the Collaborative Laboratory Integrated Reports (CLIR) system support the initial interpretation of the complete profile and may suggest the need to perform the measurement of more specific biomarkers using the original newborn screen specimen (second-tier test). Nevertheless, abnormal results are not sufficient to conclusively establish a diagnosis of a particular disease. To verify a preliminary diagnosis, independent biochemical (ie, in vitro enzyme assay) or molecular genetic analyses are required, many of which are offered within Mayo Clinic's Division of Laboratory Genetics and Genomics. The reports are in text form only. In a case with a completely normal profile, where the interpretation is reported as negative for all listed groups of conditions, no values are provided. A report for an abnormal screening result includes a quantitative result for the relevant abnormal biomarkers, including those of a second-tier test when applicable, the CLIR score indicating the similarity of the newborn's results to those derived from known patients with the relevant disease, a detailed interpretation of the results, and recommendations for additional biochemical testing and confirmatory studies (enzyme assay, molecular analysis). | Carrier status (heterozygosity) for these conditions cannot be reliably detected. A positive screening test result is strongly suggestive of a diagnosis but requires follow-up by stand-alone biochemical or molecular assay, which is best coordinated by local genetics providers. Some individuals with milder or later onset disease may not have sufficiently abnormal results during the newborn period and, therefore, yield negative results. | 1. ACMG Newborn Screening ACT Sheets. Accessed February 06, 2024. Available at www.acmg.net/ACMG/Medical-Genetics-Practice-Resources/ACT_Sheets_and_Algorithms/ACMG/Medical-Genetics-Practice-Resources/ACT_Sheets_and_Algorithms.aspx?hkey=9d6bce5a-182e-42a6-84a5-b2d88240c508 2. Klouwer FCC, Ferdinandusse S, van Lenthe H, et al. Evaluation of C26:0-lysophosphatidylcholine and C26:0-carnitine as diagnostic markers for Zellweger spectrum disorders. J Inherit Metab Dis. 2017;40(6):875-881. doi:10.1007/s10545-017-0064-0 3. Huffnagel IC, van de Beek MC, Showers AL, et al. Comparison of C26:0-carnitine and C26:0-lysophosphatidylcholine as diagnostic markers in dried blood spots from newborns and patients with adrenoleukodystrophy. Mol Genet Metab. 2017;122(4):209-215. doi:10.1016/j.ymgme.2017.10.012 4. Part 16 Lysosomal disorders. In: Valle D, Beaudet AL, Vogelstein B, Antonarakis SE, et al, eds. The Online Metabolic and Molecular Basis of Inherited Disease. McGraw-Hill Education; 2019. Accessed November 22, 2023. Available at https://ommbid.mhmedical.com/book.aspx?bookid=2709#225069419 5. Part 15 Peroxisomes. In: Valle DL, Antonarakis S, Ballabio A, Beaudet AL, Mitchell GA. eds. The Online Metabolic and Molecular Bases of Inherited Disease. McGraw-Hill; 2019. Accessed February 06, 2024. Available at https://ommbid.mhmedical.com/book.aspx?bookid=2709#225069419 6. Minter Baerg M, Stoway SD, Hart J, et al. Precision newborn screening for lysosomal disorders. Genet Med. 2018;20(8):847-854. doi:10.1038/gim.2017.194 7. Ream MA, Lam WKK, Grosse SD, et al. Evidence and recommendation for mucopolysaccharidosis type II newborn screening in the United States. Genet Med. 2023:25(2):100330.doi:10.1016/j.gim.2022.10.012 | Three 1/8-inch dried blood spots (DBS) are excised from a single specimen. The enzymes are extracted from 2 DBS by incubating the specimens with a mix of substrate and internal standard for acid sphingomyelinase, beta-glucocerebrosidase, alpha-glucosidase, alpha-galactosidase, galactocerebrosidase, alpha-L-iduronidase, and iduronate 2-sulfatase. The sample is then purified by liquid-liquid extraction. The third DBS is extracted with methanol containing d4-C26 lysophosphatidylcholines. The resulting extracts are then combined, evaporated, and reconstituted before analysis by tandem mass spectrometry.(Tortorelli S, Turgeon C, Gavrilov D, et al: Simultaneous testing for 6 lysosomal disorders and X-adrenoleukodystrophy in dried blood spots by tandem mass spectrometry. Clin Chem. 2016;62[9]:1248-1254) | 2 days | 6 months | This test was developed and its performance characteristics determined by Mayo Clinic in a manner consistent with CLIA requirements. It has not been cleared or approved by the US Food and Drug Administration. | 83789 | LSD/X-ALD Newborn Screen, BS | 85267-3 | BG686 | Gestational Age (weeks, XX.X) | 76516-4
PLSD | Lysosomal and Peroxisomal Disorders Screen, Blood Spot | Evaluation of patients with a clinical presentation suggestive of a lysosomal disorder, specifically Gaucher, infantile neurovisceral or chronic visceral acid sphingomyelinase deficiency,, Pompe, Krabbe, or Fabry disease, or mucopolysaccharidosis I or II; or a peroxisomal disorder, either X-linked adrenoleukodystrophy or Zellweger spectrum disorders | Flow Injection Analysis Tandem Mass Spectrometry (MS/MS) | Yes | Lysosomal/Peroxisomal D/O Scrn, BS | First-tier results will be reviewed, and second-tier screening performed at a clinical biochemical geneticist's discretion at an additional charge. This minimizes the false-positive rate and maximizes the positive predictive value of screening for these disorders. | Supplies:Card-Blood Spot Collection (Filter Paper) (T493) Container/Tube: Preferred:Blood Spot Collection Card Acceptable:PerkinElmer 226 filter paper, Munktell filter paper, Whatman Protein Saver 903 paper,local newborn screening card,or blood collected in tubes containing ACD or EDTA and dried on acceptable filter paper Specimen Volume:2 Blood spots Collection Instructions: 1.An alternative blood collection option for a patient older than 1 year is a fingerstick. For detailed instructions, seeHow to Collect Dried Blood Spot Samples. 2. Completely fill at least 2 circles on the filter paper card (approximately 100 microliters blood per circle). 3. Let blood dry on the filter paper at ambient temperature in a horizontal position for a minimum of 3 hours. 4. Do not expose specimen to heat or direct sunlight. 5. Do not stack wet specimens. 6. Keep specimen dry. Additional Information: 1. For collection instructions, seeBlood Spot Collection Instructions 2. For collection instructions in Spanish, seeBlood Spot Collection Card-Spanish Instructions(T777) 3. For collection instructions in Chinese, seeBlood Spot Collection Card-Chinese Instructions(T800) | 1 Blood spot | Lysosomes are intracellular organelles that contain hydrolytic enzymes to degrade a variety of macromolecules. Lysosomal disorders are a diverse group of inherited diseases where macromolecules accumulate due to either defects in their transport mechanisms across the lysosomal membrane or defective lysosomal enzyme function. Accumulation of these macromolecules in the lysosomes leads to cell damage and, eventually, organ dysfunction. More than 50 lysosomal disorders have been described with a wide phenotypic spectrum. Gaucher disease results from a deficiency of the enzyme, beta-glucosidase caused by variants in theGBAgene. Beta-glucosidase facilitates the lysosomal degradation of glucosylceramide (glucocerebroside) and glucopsychosine (glucosylsphingosine). There are 3 described types of Gaucher disease with varying clinical presentations and age of onset, from a perinatal lethal disorder to milder,later onset variants. Features of all types of Gaucher disease include hepatosplenomegaly and hematological abnormalities.Treatment is available in the form of enzyme replacement therapy, substrate reduction therapy, and chaperone therapy for types 1 and 3. Currently, only supportive therapy is available for type 2. Acid sphingomyelinase deficiency (ASMD) an autosomal recessive disorder is caused by variants in theSMPD1gene. This results in extensive storage of sphingomyelin and cholesterol in the liver, spleen, lungs, and, to a lesser degree, brain. An early-onset form, infantile neurovisceral ASMD (historically known as Niemann-Pick type A) is characterized by early onset feeding problems, dystrophy, persistent jaundice, development of hepatosplenomegaly, neurological deterioration, deafness, and blindness leading to death by 3 years of age. A later-onset, chronic visceral form of ASMD (historically known as Niemann-Pick type B) is limited to visceral symptoms with survival into adulthood. Some patients have been described with intermediary phenotypes. Characteristic of the disease are large lipid-laden foam cells. Approximately 50% of cases have cherry-red spots in the macula. Treatment is supportive, although there are clinical trials in place. Pompe disease, also known as glycogen storage disease type II, is an autosomal recessive disorder caused by a deficiency of the lysosomal enzyme acid alpha-glucosidase (GAA; acid maltase) due to variants in theGAAgene. The estimated incidence is 1 in 40,000 live births. In Pompe disease, glycogen that is taken up by lysosomes during physiologic cell turnover accumulates, causing lysosomal swelling, cell damage, and, eventually, organ dysfunction. The clinical presentation of Pompe disease ranges from a rapidly progressive infantile variant, which is uniformly lethal if untreated, to a more slowly progressive late-onset variant. All disease variants are eventually associated with progressive muscle weakness and respiratory insufficiency. Cardiomyopathy is associated almost exclusively with the infantile form. Enzyme replacement therapy is available for all variants and should be started as soon as possible for patients with the infantile variant and at the first signs of muscle weakness in the later onset variants. Krabbe disease (globoid cell leukodystrophy) is an autosomal recessive disorder caused by variants in theGALCgene resulting in a deficiency of galactocerebrosidase (GALC; galactosylceramide beta-galactosidase). Galactosylceramide (as with sulfated galactosylceramide) is a lipid component of myelin. The absence of GALC results in globular, distended, multinucleated bodies in the basal ganglia, pontine nuclei, and cerebral white matter. There is severe demyelination throughout the brain with progressive cerebral degenerative disease affecting primarily the white matter. Severely affected individuals typically present between 3 to 6 months of age with increasing irritability and sensitivity to stimuli. Rapid neurodegeneration, including white matter disease, follows with death usually occurringwithin 2 to 5 years of age. A subset of individuals have later onset forms of the disease, which are characterized by ataxia, vision loss, weakness, and psychomotor regression. They can present anywhere from age 6 months to the seventh decade of life and, based on newborn screening experience in New York, appear to be more common than the earlier onset variants. Psychosine has been shown to be elevated in patients with clinical signs and symptoms of disease and, therefore, may be a useful biomarker for the presence of disease or disease progression. The only available therapy is hematopoietic stem cell transplantation, which is best performed prior to the onset of clinical symptoms. Fabry disease, caused by variants in theGLAgene, is an X-linked recessive disorder with an incidence of approximately 1 in 50,000 male patients. Symptoms result from a deficiency of the enzyme alpha-galactosidase A (GLA). Reduced GLA activity results in accumulation of glycosphingolipids in the lysosomes of both peripheral and visceral tissues. Severity and onset of symptoms are dependent on the residual GLA activity. Male patients with (near) absent GLA activity have the classic form of Fabry disease. Symptoms can appear in childhood or adolescence and usually include acroparesthesias (pain crises), multiple angiokeratomas, reduced or absent sweating, and corneal opacity. Renal insufficiency, leading to end-stage kidney disease and cardiac and cerebrovascular disease, generally occurs in middle age. Male patients with residual GLA activity may present with a variant form of Fabry disease with onset of symptoms later in life. The renal variant generally has onset of symptoms in the third decade. The most prominent feature is renal insufficiency and, ultimately, end stage kidney disease. Individuals with the renal variant may or may not share other symptoms with the classic form of Fabry disease. Individuals with the cardiac variant are often asymptomatic until they present with cardiomyopathy or mitral insufficiency in the fourth decade. The cardiac variant is not associated with kidney failure. Female patients who are carriers of Fabry disease can have clinical presentations ranging from asymptomatic to severely affected. Enzyme replacement therapy is a treatment option for both male and female patients with Fabry disease. Mucopolysaccharidosis I (MPS I) is an autosomal recessive disorder caused by a reduced or absent activity of the alpha-L-iduronidase (IDUA) enzyme. Reduced IDUA activity results in accumulation of glycosaminoglycans (mucopolysaccharides) within the lysosome. The clinical presentation and severity of symptoms of MPS I are variable, ranging from severe disease to attenuated variants (historically known as Hurler-Scheie disease and Scheie disease) that generally present with a later onset and a milder clinical presentation. In general, symptoms may include coarse facies, progressive dysostosis multiplex, hepatosplenomegaly, corneal clouding, hearing loss, intellectual disability or learning difficulties, and cardiac valvular disease. MPS-I is caused by genetic variants in theIDUAgene and has an estimated incidence of approximately 1 in 100,000 live births. Treatment options include hematopoietic stem cell transplantation and enzyme replacement therapy. Mucopolysaccharidosis II (MPS II; Hunter syndrome) is an X-linked lysosomal disorder caused by the deficiency of iduronate 2-sulfatase (I2S) enzyme due to variants in theIDSgene. Reduced I2S activity results in accumulation of glycosaminoglycans (mucopolysaccharides) within the lysosome. Clinical features and severity of symptoms are widely variable ranging from severe infantile onset disease to an attenuated form, which generally has a later onset with a milder clinical presentation. Symptoms may include coarse facies, short stature, enlarged liver and spleen, hoarse voice, stiff joints, cardiac disease, and profound neurologic involvement leading to developmental delays and regression. As an X-linked disorder, MPS II occurs primarily in male patients with an estimated incidence of 1 in 120,000 male births, although symptomatic carrier females have been reported. Treatment options include hematopoietic stem cell transplantation and enzyme replacement therapy. Peroxisomes are organelles present in all human cells except mature erythrocytes. They carry out essential metabolic functions, including beta-oxidation of very long-chain fatty acids, alpha-oxidation of phytanic acid, and biosynthesis of plasmalogen and bile acids. Peroxisomal disorders include 2 major subgroups: disorders of peroxisomal biogenesis and single peroxisomal enzyme/transporter defects. Peroxisome biogenesis defects, such as Zellweger spectrum disorders (ZSD) are characterized by defective assembly of the entire organelle, whereas in single enzyme/transporter defects such as X-linked adrenoleukodystrophy (XALD), the organelle is intact but a specific function is disrupted. These disorders are clinically diverse and range in severity from neonatal lethal to milder, later onset variants. XALD is a disorder affecting the nervous system, adrenal cortex, and testis. It is the most common of the peroxisomal disorders, affecting 1 in 17,000 to 1 in 21,000 male patients. A variant in theABCD1gene is responsible for the disease. XALD shows a wide range of phenotypic expressions. The clinical phenotypes occurring in male patients can be subdivided in 4 main categories: cerebral inflammatory, adrenomyeloneuropathy (AMN), Addison only, and asymptomatic. The first 2 phenotypes account for almost 80% of the patients, while the frequency of the asymptomatic category diminishes with age and is very rare after age 40. It is estimated that approximately 50% of heterozygous individuals are symptomatic and develop an AMN-like syndrome. Treatment options are hormone replacement therapy, dietary intervention, hematopoietic stem cell transplantation, or gene therapy. ZSD are a continuum of severe disorders affecting the nervous system, vision, hearing, and liver function. Most individuals present in infancy, but adult patients have been identified. The prevalence of ZSD is 1 in 50,000. ZSD follows autosomal recessive inheritance. At least 12 different genes have been implicated in ZSD, with approximately 60% to 70% of variants occurring inPEX1. The clinical phenotypes include Zellweger syndrome, neonatal adrenoleukodystrophy (NALD), and infantile Refsum disease (IRD). Individuals with Zellweger syndrome typically die within the first year of life without making any developmental progress. Individuals with NALD or IRD typically present in childhood with developmental delays, vision loss, and hearing loss, and have a much slower disease progression. There is no specific treatment for ZSD. | Disease,Marker,Normal range, Gaucher,Acid beta-glucosidase,> or =1.75 nmol/mL/hr, Niemann-Pick A/B,Sphingomyelinase,> or =2.5 nmol/mL/hr, Pompe,Acid alpha-glucosidase,> or =3.0 nmol/mL/hr, Krabbe,Galactocerebrosidase,> or =0.4 nmol/mL/hr, Fabry,Alpha-galactosidase,> or =2.00nmol/mL/hr, MPS I,Alpha-L-iduronidase,> or =1.5 nmol/mL/hr, MPS II,Iduronate 2-sulfatase,> or =4.0 nmol/mL/hr, NA,C20 Lysophosphatidylcholine,< or =1.81 nmol/mL, NA,C22 Lysophosphatidylcholine,< or =0.43 nmol/mL, ALD/PBD/ALDH,C24 Lysophosphatidylcholine,< or =0.49 nmol/mL, ALD/PBD/ALDH,C26 Lysophosphatidylcholine,< or =0.47 nmol/mL, | When abnormal results are detected, a detailed interpretation is given, including an overview of the results and of their significance, a correlation to available clinical information, elements of differential diagnosis, recommendations for additional biochemical testing and in vitro confirmatory studies (enzyme assay, molecular analysis), and a phone number to reach one of the laboratory directors in case the referring physician has additional questions. Abnormal results are not sufficient to conclusively establish a diagnosis of a particular disease. To verify a preliminary diagnosis based on the analysis, independent biochemical (eg, in vitro enzyme assay) or molecular genetic analyses are required. | A positive test result is strongly suggestive of a diagnosis but requires follow-up by either a stand-alone biochemical or molecular assay. Carrier status (heterozygosity) for these conditions cannot be reliably detected. Iduronate-2-sulfatase can also be deficient in individuals with multiple sulfatase deficiency. | 1. Newborn Screening ACT Sheets. American College of Medical Genetics and Genomics. Accessed November 16, 2023. Available at www.acmg.net/ACMG/Medical-Genetics-Practice-Resources/ACT_Sheets_and_Algorithms/ACMG/Medical-Genetics-Practice-Resources/ACT_Sheets_and_Algorithms.aspx?hkey=9d6bce5a-182e-42a6-84a5-b2d88240c508 2. Reuser AJ, Verheijen FW, Bali D, et al. The use of dried blood spot samples in the diagnosis of lysosomal storage disorders--current status and perspectives. Mol Genet Metab. 2011;104(1-2):144-148. doi:10.1016/j.ymgme.2011.07.014 3. Klouwer FCC, Ferdinandusse S, van Lenthe H, et al. Evaluation of C26:0-lysophosphatidylcholine and C26:0-carnitine as diagnostic markers for Zellweger spectrum disorders. J Inherit Metab Dis. 2017;40(6):875-881. doi:10.1007/s10545-017-0064-0 4. Huffnagel IC, van de Beek MC, Showers AL, et al. Comparison of C26:0-carnitine and C26:0-lysophosphatidylcholine as diagnostic markers in dried blood spots from newborns and patients with adrenoleukodystrophy. Mol Genet Metab. 2017;122(4):209-215 5. Part 15 Peroxisomes. In: Valle DL, Antonarakis S, Ballabio A, Beaudet AL, Mitchell GA. eds. The Online Metabolic and Molecular Bases of Inherited Disease. McGraw-Hill; 2019. Accessed February 6, 2024. Available at https://ommbid.mhmedical.com/book.aspx?bookid=2709#225069419 6. Part 16 Lysosomal disorders. In: Valle DL, Antonarakis S, Ballabio A, Beaudet AL, Mitchell GA. eds. The Online Metabolic and Molecular Bases of Inherited Disease. McGraw-Hill; 2019. Accessed February 6, 2024. Available at https://ommbid.mhmedical.com/book.aspx?bookid=2709#225069419 | Three 1/8-inch dried blood spots (DBS) are excised from a single specimen. The enzymes are extracted from 2 DBS by incubating the specimens with a mix of substrate and internal standard for acid sphingomyelinase, beta-glucocerebrosidase, alpha-glucosidase, alpha-galactosidase, galactocerebrosidase, alpha-L-iduronidase, and iduronate 2-sulfatase. The sample is then purified by liquid-liquid extraction. The third DBS is extracted with methanol containing d4-C26 lysophosphatidylcholine. The resulting extracts are then combined, evaporated, and reconstituted before analysis by tandem mass spectrometry.(Tortorelli S, Turgeon C, Gavrilov D, et al. Simultaneous testing for 6 lysosomal storage disorders and X-adrenoleukodystrophy in dried blood spots by tandem mass spectrometry. Clin Chem. 2016;62[9]:1248-1254) | 2 days | 6 months | This test was developed and its performance characteristics determined by Mayo Clinic in a manner consistent with CLIA requirements. It has not been cleared or approved by the US Food and Drug Administration. | 83789 | Lysosomal/Peroxisomal D/O Scrn, BS | 105458-4 | 620785 | Iduronate 2-Sulfatase | 79462-8
LSDGP | Lysosomal Storage Disease Gene Panel, Varies | Follow up for abnormal biochemical results and confirmation of suspected lysosomal storage disease (LSD) Establishing a molecular diagnosis for patients with LSD Identifying variants within genes known to be associated with LSD, allowing for predictive testing of at-risk family members | Sequence Capture and Targeted Next-Generation Sequencing followed by Polymerase Chain Reaction (PCR) and Sanger Sequencing. | Yes | LSD Gene Panel | For skin biopsy or cultured fibroblast specimens, fibroblast culture testing will be performed at an additional charge. If viable cells are not obtained, the client will be notified. | Patient Preparation:A previous bone marrow transplant from an allogenic donor will interfere with testing. For instructions for testing patients who have received a bone marrow transplant, call 800-533-1710. Submit only 1 of the following specimens: Specimen Type:Whole blood Container/Tube:Lavender top (EDTA) or yellow top (ACD) Specimen Volume:3 mL Collection Instructions: 1. Invert several times to mix blood. 2. Send whole blood specimen in original tube.Do not aliquot. Specimen Stability Information:Ambient (preferred)/Refrigerated Specimen Type:Skin biopsy Supplies:Fibroblast Biopsy Transport Media (T115) Container/Tube:Sterile container with any standard cell culture media (e.g., minimal essential media, RPMI 1640). The solution should be supplemented with 1% penicillin and streptomycin. Specimen Volume:4-mm punch Specimen Stability Information:Refrigerated (preferred)/Ambient Additional Information:A separate culture charge will be assessed under CULFB / Fibroblast Culture for Biochemical or Molecular Testing. An additional 3 to 4 weeks is required to culture fibroblasts before genetic testing can occur. Specimen Type:Cultured fibroblast Container/Tube:T-25 flask Specimen Volume:2 Flasks Collection Instructions:Submit confluent cultured fibroblast cells from a skin biopsy from another laboratory. Cultured cells from a prenatal specimen will not be accepted. Specimen Stability Information:Ambient (preferred)/Refrigerated (<24 hours) Additional Information:A separate culture charge will be assessed under CULFB / Fibroblast Culture for Biochemical or Molecular Testing. An additional 3 to 4 weeks is required to culture fibroblasts before genetic testing can occur. Specimen Type: Blood spot Supplies:Card-Blood Spot Collection (Filter Paper) (T493) Container/Tube: Preferred: Collection card (Whatman Protein Saver 903 Paper) Acceptable: PerkinElmer 226 (formerly Ahlstrom 226) filter paper, or blood spot collection card Specimen Volume: 5 Blood spots Collection Instructions: 1.An alternative blood collection option for a patient older than 1 year is a fingerstick. For detailed instructions, seeHow to Collect Dried Blood Spot Samples. 2. Let blood dry on the filter paper at ambient temperature in a horizontal position for a minimum of 3 hours. 3. Do not expose specimen to heat or direct sunlight. 4. Do not stack wet specimens. 5. Keep specimen dry Specimen Stability Information:Ambient (preferred)/Refrigerated Additional Information: 1. Due to lower concentration of DNA yielded from blood spot, it is possible that additional specimen may be required to complete testing. 2. For collection instructions, seeBlood Spot Collection Instructions 3. For collection instructions in Spanish, seeBlood Spot Collection Card-Spanish Instructions(T777) 4. For collection instructions in Chinese, seeBlood Spot Collection Card-Chinese Instructions(T800) Specimen Type:Saliva Patient Preparation:Patient should not eat, drink, smoke, or chew gum 30 minutes prior to collection. Supplies:Saliva Swab Collection Kit (T786) Specimen Volume:1 Swab Collection Instructions:Collect and send specimen per kit instructions. Specimen Stability Information:Ambient 30 days Additional Information:Due to lower concentration of DNA yielded from saliva, it is possible that additional specimen may be required to complete testing. | See Specimen Required | Lysosomal storage diseases (LSD) encompass a group of over 40 inherited biochemical diseases in which genetic variants cause defective lysosomal functioning. Lysosomes perform catabolic functions for cells, which is accomplished through activity of various proteins such as lysosomal enzymes, transport proteins, and other proteins. Functional deficits in these proteins cause an accumulation of substrates in cells leading to progressive organ dysfunction. This leads to variable clinical features that can affect the cardiovascular, neurological, ocular, and skeletal systems, among others. Clinical features are dependent on the amount and location of the substrate accumulation but may include the following: characteristic facial features (coarse features), hepatomegaly, deafness, vision loss, abnormal skeletal findings, hydrops fetalis, ataxia, hypotonia, developmental delay/regression, and intellectual disability. Age of onset is variable, with symptoms presenting from the prenatal period to adulthood, but generally LSD are progressive and cause significant morbidity and mortality with a decreased lifespan. Enzyme replacement therapy and oral substrate inhibitors are therapeutic options for some LSD. LSD are inherited in an autosomal recessive manner with the exception of Hunter, Fabry, and Danon diseases, which are X-linked. There are founder variants associated with LSD in the Ashkenazi Jewish and Finnish populations, leading to an increased carrier frequency for some. Overall, the prevalence of LSD is estimated at 1 in 7000 to 1 in 8000. Neuronal ceroid lipofuscinoses (NCL) are a subset of LSD that involve defective cellular processing of lipids. NCL are clinically characterized by epilepsy, intellectual and motor decline, and blindness. Electron microscopy typically shows a characteristic accumulation of granular osmophilic deposits (GROD), curvilinear profiles (CVB), or fingerprint profiles (FP). Enzymatic testing may show deficiency in palmitoyl-protein thioesterase 1 (PPT1), tripeptidyl-peptidase 1 (TPP1), or cathepsin D (CTSD). Currently there are at least 14 genetically distinct forms. Age of onset and clinical features can be variable, from congenital to adult onset. NCL is typically inherited in an autosomal recessive manner, although one adult-onset form (ANCL;DNAJC5gene) has been shown to be autosomal dominant. This panel includes sequencing of 43 genes related to various LSD, as well as 15 genes specific to NCL. Alterations in various genes on this panel have also been associated with Parkinson disease or Lewy body disease. These alterations are not reported for individuals younger than 18 years of age but are available upon request. | An interpretive report will be provided. | All detected alterations are evaluated according to American College of Medical Genetics and Genomics recommendations.(1) Variants are classified based on known, predicted, or possible pathogenicity and reported with interpretive comments detailing their potential or known significance. | Clinical Correlations: Test results should be interpreted in context of clinical findings, family history, and other laboratory data. Misinterpretation of results may occur if the information provided is inaccurate or incomplete. If testing was performed because of a clinically significant family history, it is often useful to first test an affected family member. Detection of at least one reportable variant in an affected family member would allow for more informative testing of at-risk individuals. To discuss the availability of additional testing options, for assistance in general test selection, or for assistance in the interpretation of these results, contact the Mayo Clinic Laboratories genetic counselors at 800-533-1710. Technical Limitations: Next-generation sequencing may not detect all types of genomic variants. In rare cases, false-negative or false-positive results may occur. The depth of coverage may be variable for some target regions; assay performance below the minimum acceptable criteria or for failed regions will be noted. Given these limitations, negative results do not rule out the diagnosis of a genetic disorder. If a specific clinical disorder is suspected, evaluation by alternative methods can be considered. There may be regions of genes that cannot be effectively evaluated by sequencing or deletion and duplication analysis as a result of technical limitations of the assay, including regions of homology, high guanine-cytosine (GC) content, and repetitive sequences. Confirmation of select reportable variants will be performed by alternate methodologies based on internal laboratory criteria. This test is validated to detect 95% of deletions up to 75 base pairs (bp) and insertions up to 47 bp.Deletions-insertions (delins)of 40 or more bp, including mobile element insertions, may be less reliably detected than smallerdelins. Deletion/Duplication Analysis: This analysis targets single and multi-exon deletions/duplications; however, in some instances single exon resolution cannot be achieved due to isolated reduction in sequence coverage or inherent genomic complexity. Balanced structural rearrangements (such as translocations and inversions) may not be detected. This test is not designed to detect low levels of mosaicism or to differentiate between somatic and germline variants. If there is a possibility that any detected variant is somatic, additional testing may be necessary to clarify the significance of results. Genes may be added or removed based on updated clinical relevance. For detailed information regarding gene specific performance and technical limitations, see Technical Limitations section or contact a laboratory genetic counselor. If the patient has had an allogeneic hematopoietic stem cell transplant or a recent heterologous blood transfusion, results may be inaccurate due to the presence of donor DNA. Call Mayo Clinic Laboratories for instructions for testing patients who have received a bone marrow transplant. Reclassification of Variants: Currently, it is not standard practice for the laboratory to systematically review previously classified variants on a regular basis. The laboratory encourages healthcare providers to contact the laboratory at any time to learn how the classification of a particular variant may have changed over time. Due to broadening genetic knowledge, it is possible that the laboratory may discover new information of relevance to the patient. Should that occur, the laboratory may issue an amended report. Variant Evaluation: Evaluation and categorization of variants is performed using published American College of Medical Genetics and Genomics and Association for Molecular Pathology recommendations as a guideline.(1) Other gene specific guidelines may also be considered. Variants are classified based on known, predicted, or possible pathogenicity and reported with interpretive comments detailing their potential or known significance. Variants classified as benign or likely benign are not reported. Multiple in silico evaluation tools may be used to assist in the interpretation of these results. The accuracy of predictions made by in silico evaluation tools is highly dependent upon the data available for a given gene, and periodic updates to these tools may cause predictions to change over time. Results from in silico evaluation tools should be interpreted with caution and professional clinical judgment. Rarely, incidental or secondary findings may implicate another predisposition or presence of active disease. These findings will be carefully reviewed to determine whether they will be reported. | 1. Richards S, Aziz N, Bale S, et al. Standards and guidelines for the interpretation of sequence variants: a joint consensus recommendation of the American College of Medical Genetics and Genomics and the Association for Molecular Pathology. Genet Med. 2015;17(5):405-424 2. Wang RY, Bodamer OA, Watson MS, Wilcox WR; ACMG Work Group on Diagnostic Confirmation of Lysosomal Storage Diseases. Lysosomal storage diseases: Diagnostic confirmation and management of presymptomatic individuals. Genet Med. 2011;13(5):457-484 3. Parenti G, Andria G, Ballabio A. Lysosomal storage diseases: from pathophysiology to therapy. Ann Rev Med. 2015;66:471-486 4. Filocamo, M. Morrone A. Lysosomal storage disorders: Molecular basis and laboratory testing. Hum Genomics. 2011;5:156-169 5. Coutinho MF, Alves S. From rare to common and back again: 60 years of lysosomal dysfunction. Mol Genet Metab. 2016;117(2):53-65 6. Robak LA, Jansen IE, van Rooij J, et al. Excessive burden of lysosomal storage disorder gene variants in Parkinson's disease. Brain. 2017;140(12):3191-3203 | Next-generation sequencing (NGS) and Sanger sequencing are performed to test for the presence of variants in coding regions and intron/exon boundaries of the genes analyzed, as well as some other regions that have knowndisease-causingvariants. The human genome reference GRCh37/hg19 build was used for sequence read alignment. At least 99% of the bases are covered at a read depth over 30X. Sensitivity is estimated to be over 99% for single nucleotide variants, over 94% for deletions/insertions (delins) less than 40 base pairs (bp), and over 95% for deletions up to 75 bp and insertions up to 47 bp. NGS and/or a polymerase chain reaction based quantitative method is performed to test for the presence of deletions and duplications in the genes analyzed. There may be regions of genes that cannot be effectively evaluated by sequencing or deletion and duplication analysis as a result of technical limitations of the assay, including regions of homology, high guanine-cytosine (GC) content, and repetitive sequences. SeeTargeted Genes and Methodology Details for Lysosomal Storage Disease Gene Panelfor details regarding the targeted genes analyzed and specific gene regions not routinely covered.(Unpublished Mayo method) Genes analyzed:AGA, ARSA, ARSB, ASAH1, ATP13A2, CHIT1, CLN3, CLN5, CLN6, CLN8, CTNS, CTSA, CTSD, CTSF, CTSK, DNAJC5, FUCA1, GAA, GALC, GALNS, GBA, GFAP, GLA, GLB1, GM2A, GNPTAB, GNPTG, GNS, GRN, GUSB, HEXA, HEXB, HGSNAT, HYAL1, IDS, IDUA, KCTD7, LAMP2, LIPA, MAN2B1, MANBA, MCOLN1, MFSD8, NAGA, NAGLU, NEU1, NPC1, NPC2, PANK2, PPT1, PSAP, SGSH, SLC17A5, SMPD1, SUMF1,andTPP1 | 21 to 35 days | Whole blood: 2 weeks (if available); Extracted DNA: 3 months; Blood spots: 1 month; Saliva: 1 month | This test was developed and its performance characteristics determined by Mayo Clinic in a manner consistent with CLIA requirements. It has not been cleared or approved by the US Food and Drug Administration. | 8144388233-Tissue culture, skin, solid tissue biopsy (if appropriate)88240-Cryopreservation (if appropriate) | LSD Gene Panel | 105263-8 | 608547 | Released By | 18771-6
G158 | Lysosomal Storage Disease Panel (Bill Only) |  | This test is for billing purposes only. This is not an orderable test. | Yes | Lysosomal Storage Disease Panel | This test is for billing purposes only. | This test is for billing purposes only. This is not an orderable test. |  |  | This test is for billing purposes only. This is not an orderable test. | [6 empty] | Not Applicable | 81443
LSDS | Lysosomal Storage Disorders Screen, Random, Urine | Screening patients suspected of having a lysosomal storage disorder | CTS02, OLI02: Matrix-Assisted Laser Desorption/Ionization Time-of-Flight Mass Spectrometry (MALDI-TOF MS) MPS02: Liquid Chromatography Tandem Mass Spectrometry (LC-MS/MS) BG721: Medical Interpretation | Yes | Lysosomal Storage Disorders Scrn, U | For information see: | Patient Preparation: 1.Do not administer low-molecular weight heparin before specimen collection. 2. Baby wipes or wipes containing soaps or lotions should not be used before specimen collection because these may interfere with results. Supplies:Urine Tubes, 10 mL (T068) Container/Tube:Plastic, 10-mL urine tube Specimen Volume:10 mL Pediatric Volume:3 mL Collection Instructions:Collect afirst-morning,random urine specimen. | 3 mL | Lysosomal storage disorders (LSD) are a diverse group of inherited diseases characterized by the intracellular accumulation of macromolecules leading to cell damage and organ dysfunction. Approximately 50 LSD have been described with a wide phenotypic spectrum and ranging in severity from neonatal lethal to later onset milder variants. Although classification is not always straightforward, LSD are generally categorized according to the type of storage material that accumulates in the cells and tissues. Major categories include mucopolysaccharidoses, oligosaccharidoses, mucolipidoses, and sphingolipidoses. In many cases, accumulating analytes can be detected in urine. Screening for these disorders typically begins with an analysis to detect disease-specific metabolite patterns or profiles indicative of a LSD. The combined analysis of disease-specific markers for LSD in multiple tests can allow for the identification of additional disorders that may not be picked up using any of the single tests alone. Disorders detectable by this approach include the oligosaccharidoses: alpha-mannosidosis, aspartylglucosaminuria, beta-mannosidosis, fucosidosis, Schindler disease, and sialidosis; the sphingolipidoses: GM1 gangliosidosis, Sandhoff disease, galactosialidosis, saposin B deficiency, metachromatic leukodystrophy, multiple sulfatase deficiency, Fabry disease, and Gaucher disease; the mucopolysaccharidoses excluding MPS IX (hyaluronidase deficiency); the glycogen storage disorder Pompe disease and the mucolipidoses types II and III. Additionally, other disorders such as congenital disorder of glycosylation (CDG) type IIb, and deglycosylation disorders such as NGLY1-CDG may also be detected. The mucopolysaccharidoses (MPS) are a subset of lysosomal storage disorders caused by the deficiency of any one of the enzymes involved in the stepwise degradation of dermatan sulfate, heparan sulfate, keratan sulfate, or chondroitin sulfate (glycosaminoglycans: GAG). Undegraded or partially degraded GAG (also called mucopolysaccharides) are stored in lysosomes and excreted in the urine. Accumulation of GAG in lysosomes interferes with normal functioning of cells, tissues, and organs resulting in the clinical features observed in MPS disorders. There are 11 known enzyme deficiencies that result in MPS. In addition, abnormal GAG storage is observed in multiple sulfatase deficiency and in I-cell disease. Finally, an abnormal excretion of GAG in urine is observed occasionally in other disorders including active bone diseases, connective tissue disease, hypothyroidism, urinary dysfunction, and oligosaccharidoses. The oligosaccharidoses (glycoproteinoses) are a subset of lysosomal storage disorders caused by the deficiency of any one of the lysosomal enzymes involved in the degradation of complex oligosaccharide chains. They are characterized by the abnormal accumulation of incompletely degraded oligosaccharides in cells and tissues and the corresponding increase of related free oligosaccharides in the urine. Clinical features can include bone abnormalities, coarse facial features, corneal cloudiness, organomegaly, muscle weakness, hypotonia, developmental delay, and ataxia. Age of onset ranges from early infancy to adult and can even present prenatally. The sphingolipidoses are a subset of lysosomal storage disorders caused by a defect in any one of the enzymes that degrade complex ceramide containing lipids. They are characterized by the excessive accumulation of sphingolipids in the tissues, particularly in the central nervous system resulting in progressive neurodegeneration and developmental regression. In 2 conditions, Fabry disease and Gaucher disease type I, there is only systemic involvement. In many cases, sphingolipidoses can be detected by through oligosaccharide analysis in urine. Because of the similarity of features across disorders and their phenotypic variability, clinical diagnosis of LSD can be challenging; therefore, the combined analysis of multiple urine screening tests is an important tool for the initial workup of an individual suspected of having a lysosomal storage disorder. Abnormal results can be followed up with the appropriate enzyme or molecular analysis. | An interpretive report will be provided. | When abnormal results are detected with characteristic patterns, a detailed interpretation is given, including an overview of the results and their significance, a correlation to available clinical information, elements of differential diagnosis, recommendations for additional biochemical testing, and in vitro confirmatory studies (enzyme assay and molecular test). Abnormal results are not sufficient to conclusively establish a diagnosis of a particular disease.Specific enzymatic or molecular assays is recommended to confirm positive results. | In rare instances, a normal excretion of ceramide trihexosides may be seen in individuals who are carriers of, or affected with, Fabry disease. If Fabry disease is clinically suspected, seeFabry Disease Testing Algorithmfor additional testing recommendations. Not all lysosomal storage disorders are detectable through urine screening. | 1. Lysosomal Disorders. In:Valle DL, Antonarakis S, Ballabio A, Beaudet AL, Mitchell GA, eds.The Online Metabolic and Molecular Bases of Inherited Disease. McGraw-Hill; 2019. Accessed November 30, 2023. Available at https://ommbid.mhmedical.com/book.aspx?bookID=2709#225069419 2. Enns GM, Steiner RD, Cowan TM. Lysosomal disorders. In: Sarafoglou K, Hoffmann GF, Roth KS. Pediatric Endocrinology and Inborn Errors of Metabolism. McGraw Hill; 2009 3. Kingma SDA, Bodamer OA, Wijburg FA. Epidemiology and diagnosis of lysosomal storage disorders; challenges of screening. Best Pract Res Clin Endocrinol Metab. 2015;29(2):145-157. doi:10.1016/j.beem.2014.08.004 | Ceramide trihexosides and sulfatides are determined by matrix-assisted laser desorption/ionization time-of-flight mass spectrometry (MALDI-TOF MS) analysis. Urine specimens are centrifuged, and all but 50 mcL of supernatant is discarded from the pellet. Methanol including internal standards is added, and then ceramide trihexosides and sulfatides are extracted in chloroform. After centrifugation, the bottom chloroform later is spotted onto a MALDI plate, matrix is added and allowed to air dry. The plate is then analyzed using a MALDI TOF/TOF 5800 Analyzer.(Unpublished Mayo method) Dermatan sulfate (DS), heparin sulfate (HS), keratan sulfate (KS) and chondroitin-6-sulfate (C6S) are enzymatically digested from urine. The reaction mixture is centrifuged and analyzed by liquid chromatography tandem mass spectrometry (LC-MS/MS). The ratio of the extracted peak area of DS, HS, KS and C6S to internal standard as determined by LC-MS/MS is used to calculate the concentration of DS, HS, KS and C6S in the sample.(Unpublished Mayo method) Oligosaccharides in urine samples are extracted using Oasis HLB and carbograph columns and lyophilized overnight. Oligosaccharides are permethylated, the tubes centrifuged, and the supernatant removed. The supernatant is quenched with water, neutralized with acetic acid, extracted, eluted, and again lyophilized overnight. Specimens are resuspended, mixed 1:1 with a matrix solution, spotted onto a MALDI plate and allowed to air dry. The plate is then analyzed using a MALDI TOF/TOF 5800 Analyzer.(Xia B, Asif G, Arthur L, et al. Oligosaccharide analysis in urine by MALDI-TOF mass spectrometry for the diagnosis of lysosomal storage diseases. Clin Chem 2013;59[9]:1357-1368, Hall PL, Lam C, Alexander JJ. Urine oligosaccharide screening by MALDI-TOF for the identification of NGLY1 deficiency. Mol Genet Metab. 2018;124[1]:82-86) | 11 to 17 days | 1 month | This test was developed and its performance characteristics determined by Mayo Clinic in a manner consistent with CLIA requirements. It has not been cleared or approved by the US Food and Drug Administration. | 83789838648437782570 | Lysosomal Storage Disorders Scrn, U | 105125-9 | 621083 | Oligosaccharides | 12239-0
LSD6W | Lysosomal Storage Disorders, Six-Enzyme Panel, Leukocytes | Diagnosis of the lysosomal storage disorders: Fabry (in male patients), Gaucher, Krabbe, mucopolysaccharidosis I (MPS I), acid sphingomyelinase deficiency (Niemann-Pick types A and B), and Pompe (glycogen storage disorder type II) This test isnot intended forcarrier detection. | Flow Injection Analysis-Tandem Mass Spectrometry (FIA-MS/MS) | Yes | Lysosomal (Six) Panel, WBC | If acid alpha-glucosidase is less than 5.00 nmol/hour/mg protein, then acid alpha-glucosidase will be added and performed at an additional charge. | Container/Tube: Preferred:Yellow top (ACD solution B) Acceptable:Yellow top (ACD solution A) or lavender top (EDTA) Specimen Volume:6 mL Collection Instructions:Send whole blood specimen in original tube.Do not aliquot. | 2 mL | Lysosomes are intracellular organelles containing hydrolytic enzymes that degrade a variety of macromolecules. Lysosomal storage disorders are a diverse group of inherited diseases characterized by the intracellular accumulation of macromolecules due to defects in their transport mechanisms across the lysosomal membrane or due to defective lysosomal enzyme function. The accumulation of these macromolecules leads to cell damage and eventually, organ dysfunction. More than 40 lysosomal storage disorders have been described with a wide phenotypic spectrum. Gaucher Disease: Gaucher disease is an autosomal recessive lysosomal storage disorder caused by a deficiency of the enzyme, acid beta-glucosidase (glucocerebrosidase) due to variants in theGBAgene.Beta-glucosidase facilitates the lysosomal degradation of glucosylceramide (glucocerebroside) and glucopsychosine (glucosylsphingosine).Impaired enzyme activity results in accumulation of undegraded glucocerebrosides in the lysosome, resulting in organ dysfunction and organomegaly. Gaucher cells, found in the spleen, bone marrow, lung, lymph nodes, and liver, are characteristic of the disease. There are 3 clinical types of Gaucher disease with varying presentations and age of onset but all include hepatosplenomegaly and hematological abnormalities as symptoms.Gaucher disease type I is the most common, representing more than 90% of cases. It is generally characterized by bone disease, hepatosplenomegaly, anemia and thrombocytopenia, coagulation abnormalities, lung disease, but no central nervous system involvement. Gaucher disease types II and III are characterized by the presence of primary neurologic disease. In addition, type II typically presents with limited psychomotor development, hepatosplenomegaly, and lung disease, resulting in death usually between 2 and 4 years of age. Individuals with Gaucher disease type III may present prior to 2 years of age, but the progression is not as rapid, and individuals may survive into the third and fourth decade of life.Treatment is available in the form of enzyme replacement therapy, substrate reduction therapy, and chaperone therapy for types 1 and 3 (type 3, subacute neuropathic/juvenile). Currently, only supportive therapy is available for type 2.The biomarker, glucopsychosine (GPSY / Glucopsychosine, Blood Spot), is elevated in symptomatic individuals and supports a diagnosis of Gaucher disease. Acid Sphingomyelinase Deficiency, acute neurovisceral vs chronic visceral: Historically known as Niemann-Pick disease types A and B,acid sphingomyelinase deficiency (ASMD),acute neurovisceral vs chronic visceralresults in extensive storage of sphingomyelin and cholesterol in the liver, spleen, lungs, and, to a lesser degree, brain. ASMD, acute neurovisceralis more severe than the chronic visceral form and is characterized by early onset with feeding problems, dystrophy, persistent jaundice, development of hepatosplenomegaly, neurological deterioration, deafness, and blindness. Death typically occurs by age 3 years. ASMD, chronic visceral, affects many important internal organs, however, has little to no impact on neurologic function. It is more common than the acute form with survival into adulthood. Some individuals have been described with intermediary phenotypes. Characteristic of the disease are large lipid-laden foam cells. Approximately 50% of cases have cherry-red spots in the macula. ASMD is caused by variants in theSMPD1gene, and affectedindividuals typically have elevation of the oxysterol, lyso-sphingomyelin; cholestane-3 beta, 5 alpha, 6 beta-triol (COT) or 7-ketocholesterol (7-KC) may also be elevated. For more information see OXYBS / Oxysterols, Blood Spot. Pompe Disease: Pompe disease, also known as glycogen storage disease type II, is an autosomal recessive disorder caused by a deficiency of the lysosomal enzyme acid alpha-glucosidase (GAA; acid maltase) due to variants in theGAAgene. The estimated incidence is 1 in 40,000 live births. In Pompe disease, glycogen that is taken up by lysosomes during physiologic cell turnover accumulates, causing lysosomal swelling, cell damage, and organ dysfunction. This leads to progressive muscle weakness, cardiomyopathy, and eventually, death. The clinical phenotype appears to be dependent on residual enzyme activity. Complete loss of enzyme activity causes onset in infancy leading to death typically within the first year of life. Juvenile and adult-onset forms, as the names suggest, are characterized by later onset and longer survival. Because Pompe disease is considered a rare condition that progresses rapidly in infancy, the disease, in particular the juvenile and adult-onset forms, is often considered late, if at all, during the evaluation of individuals presenting with muscle hypotonia, weakness, or cardiomyopathy. Treatment with enzyme replacement therapy is available making early diagnosis of Pompe disease desirable, as early initiation of treatment may improve prognosis. Krabbe Disease: Krabbe disease (globoid cell leukodystrophy) is an autosomal recessive disorder caused by a deficiency of the enzyme, galactocerebrosidase (GALC), due to variants in theGALCgene. GALC facilitates the lysosomal degradation of psychosine (galactosylsphingosine) and 3 other substrates (galactosylceramide, lactosylceramide, and lactosylsphingosine). In individuals with Krabbe disease, reduced GALC activity results in impaired degradation of these substrates, causing severe demyelination throughout the brain with progressive cerebral degenerative disease affecting primarily the white matter. Severely affected individuals typically present between 3 to 6 months of age with increasing irritability and sensitivity to stimuli. Rapid neurodegeneration including white matter disease follows with death usually occurring by age 2 years. Juvenile- and adult-onset variants present later in life, progress more slowly, and based on newborn screening experience in New York, appear to be more common than the earlier onset variants. Of note, Krabbe disease variants, including pseudodeficiency, may not be discriminated by enzyme activity measurement. Hematopoietic stem cell transplantation, particularly when performed within the first few weeks of life, has shown variable benefit. Although rare, a few infants with an early onset Krabbe disease phenotype due to deficiency of saposin A have been found. Saposin A is a sphingolipid activator protein that assists galactocerebrosidase in its action on galactosylceramide. The biomarker, psychosine (PSY / Psychosine, Blood Spot) has been shown to be elevated in individuals with active Krabbe disease. Fabry Disease: Fabry disease, caused by variants in theGLAgene, is an X-linked recessive disorder with an incidence of approximately 1 in 50,000 male patients. Symptoms result from a deficiency of the enzyme alpha-galactosidase A (GLA; ceramide trihexosidase). Reduced GLA activity results in accumulation of glycosphingolipids in the lysosomes of both peripheral and visceral tissues. Severity and onset of symptoms are dependent on the residual GLA activity. Male patients with less than 1% GLA activity have the classic form of Fabry disease. Symptoms can appear in childhood or adolescence and usually include acroparesthesias (pain crises), multiple angiokeratomas, reduced or absent sweating, and corneal opacity. Kidney insufficiency, leading to end-stage kidney disease, and cardiac and cerebrovascular disease, generally occurs in middle age. Male patients with more than 1% GLA activity may present with a variant form of Fabry disease. The kidney variant generally has onset of symptoms in the third decade. The most prominent feature in this form is kidney insufficiency and, ultimately, end-stage kidney disease. Individuals with this variant may or may not share other symptoms with the classic form of Fabry disease. Individuals with the cardiac variant are often asymptomatic until they present with cardiac findings such as cardiomyopathy or mitral insufficiency in the fourth decade. The cardiac variant is not associated with kidney failure. Female patients who are carriers of Fabry disease can have clinical presentations ranging from asymptomatic to severely affected.Measurement of GLA activity is not useful for identifying female patients with Fabry disease, as many carriers have normal enzyme activity. Additional studies including molecular genetic analysis of theGLAgene (FABRZ / Fabry Disease, Full Gene Analysis, Varies) are recommended to detect carriers. The biomarkers globotriaosylsphingosine (LGBBS / Globotriaosylsphingosine, Blood Spot) and ceramide trihexosides (CTSU / Ceramide Trihexosides and Sulfatides, Random, Urine) may be elevated in individuals with Fabry disease and may aid in the diagnostic evaluation of female patients. Mucopolysaccharidosis I: Mucopolysaccharidosis I (MPS I) is an autosomal recessive disorder caused by a reduced or absent activity of the alpha-L-iduronidase enzyme. The mucopolysaccharides, heparan sulfate and dermatan sulfate, are elevated in affected individuals (MPSBS / Mucopolysaccharidosis, Blood Spot) and support a diagnosis of MPS I. Deficiency of the alpha-L-iduronidase enzyme can result in a wide range of phenotypes further categorized into 3 syndromes: Hurler syndrome (MPS IH), Scheie syndrome (MPS IS), and Hurler-Scheie syndrome (MPS IH/S). Because there is no way to distinguish the syndromes biochemically, they are also referred to as MPS I and attenuated MPS I. Clinical features and severity of symptoms of MPS I are widely variable, ranging from severe disease to an attenuated form that generally presents at a later onset with a milder clinical presentation. In general, symptoms may include coarse facies, progressive dysostosis multiplex, hepatosplenomegaly, corneal clouding, hearing loss, intellectual disabilities or learning difficulties, and cardiac valvular disease. MPS I is caused by variants in theIDUAgene and has an estimated incidence of approximately 1 in 100,000 live births. Treatment options include hematopoietic stem cell transplantation and enzyme replacement therapy. | Beta-Glucosidase: > or =3.53 nmol/hour/mg protein Acid Sphingomyelinase: > or =0.32 nmol/hour/mg protein Acid Alpha-Glucosidase: > or =5.00 nmol/hour/mg protein Galactocerebrosidase: > or =1.88 nmol/hour/mg protein Alpha-Galactosidase: > or =10.32 nmol/hour/mg protein Alpha-L-Iduronidase: > or =2.06 nmol/hour/mg protein Acid Alpha-Glucosidase (Reflex): > or =1.50 nmol/hour/mg protein Galactocerebrosidase (Reflex): > or =0.300 nmol/hour/mg protein An interpretative report will be provided. | Values below the reference ranges are consistent with a diagnosis of lysosomal storage disorders. When abnormal results are detected, a detailed interpretation is given, including an overview of the results and of their significance, a correlation to available clinical information, elements of differential diagnosis, recommendations for additional biochemical testing, and in vitro, confirmatory studies (enzyme assay, molecular analysis), name and phone number of key contacts who may provide these studies, and a phone number to reach one of the laboratory directors in case the referring physician has additional questions. | Individuals with pseudodeficiency alleles can show reduced enzyme activity with this assay. Carrier status (heterozygosity) for these conditions cannot be reliably detected. Enzyme levels may be normal in individuals receiving enzyme replacement therapy or who have undergone hematopoietic stem cell transplant. | 1.Newborn Screening ACT Sheets. American College of Medical Genetics and Genomics; Accessed October 30, 2023. Available at www.acmg.net/ACMG/Medical-Genetics-Practice-Resources/ACT_Sheets_and_Algorithms/ACMG/Medical-Genetics-Practice-Resources/ACT_Sheets_and_Algorithms.aspx?hkey=9d6bce5a-182e-42a6-84a5-b2d88240c508 2. Elliott S, Buroker N, Cournoyer JJ, et al: Pilot study of newborn screening for six lysosomal storage diseases using Tandem Mass Spectrometry. Mol Genet Metab. 2016 Aug;118(4):304-309 3. Matern D, Gavrilov D, Oglesbee D, Raymond K, Rinaldo P, Tortorelli S: Newborn screening for lysosomal storage disorders. Semin Perinatol. 2015 Apr;39(3):206-216 4.Valle D, Antonarakis S, Ballabio A, Beaudet AL, Mitchell GA, eds.:Lysosomal disorders.In:The Online Metabolic and Molecular Bases of Inherited Disease (OMMBID). Part 16.McGraw-Hill; 2019.Accessed March 3, 2022. Available at https://ommbid.mhmedical.com/book.aspx?bookID=2709#2250694196 5. Liao HC, Spacil Z, Ghomashchi F, et al: Lymphocyte galactocerebrosidase activity by LC-MS/MS for post-newborn screening evaluation of Krabbe disease. Clin Chem. 2017 Aug;63(8):1363-1369 6. Lin N, Huang J, Violante S, et al: Liquid chromatography-tandem mass spectrometry assay of leukocyte acid alpha-glucosidase for post-newborn screening evaluation of Pompe disease. Clin Chem. 2017 Apr;63(4):842-851 | The specimens are incubated with a mix of substrate and internal standard for acid sphingomyelinase, beta-glucocerebrosidase, acid alpha-glucosidase, alpha-galactosidase, galactocerebrosidase, and alpha-L-iduronidase. The sample is then purified by liquid-liquid extraction. The extract is evaporated and reconstituted before analysis by tandem mass spectrometry.(Unpublished Mayo method) | 5 to 9 days | WBC homogenate: 1 month | This test was developed and its performance characteristics determined by Mayo Clinic in a manner consistent with CLIA requirements. It has not been cleared or approved by the US Food and Drug Administration. | 826578296383789 (if appropriate for government payers)82542 (if appropriate) | Lysosomal (Six) Panel, WBC | 94489-2 | 606181 | Reviewed By | 18771-6
MURA | Lysozyme (Muramidase), Plasma | As a screening test for ocular sarcoidosis Confirming marked increases in the granulocyte or monocyte pools as in granulocytic or monocytic leukemias, myeloproliferative disorders, and malignant histiocytosis Following the course of therapy in cases of chronic granulocytic or chronic monocytic leukemias | Turbidimetric | Yes | Lysozyme (Muramidase), P | Plasma EDTA | Collection Container/Tube:Lavender top (EDTA) Submission Container/Tube:Plastic vial Specimen Volume:2 mL Collection Instructions: 1. Centrifuge and aliquot plasma into a plastic vial within 2 hours of collection. 2. Freeze immediately after transferring. | 1 mL | Lysozyme is a bacteriolytic enzyme that is found in some hematopoietic cells. It is primarily present in granulocytes, monocytes, and histiocytes. The enzyme is present in only minute amounts in lymphocytes; and is not present in myeloblasts, eosinophils, and basophils. Lysozyme in the plasma comes chiefly from the degradation of granulocytes and monocytes and its concentration reflects the turnover of these cells. Increases are seen in benign (eg, infection, inflammation) and malignant processes (eg, some leukemias). Plasma lysozyme is elevated in patients with acute or chronic granulocytic or monocytic leukemias and falls with successful treatment. Conversely, patients with lymphocytic leukemia may have depressed plasma lysozyme levels. Patients with kidney disorders (including rejection of transplanted kidneys) or Crohn disease (regional enteritis) also tend to have elevated levels of plasma lysozyme. | > or =12 months: 2.6-6.0 mcg/mL Reference values have not been established for patients who are less than12 months of age. | Levels above 200 mcg/mL may be seen in acute nonlymphocytic leukemia (M2, M4, M5) or chronic granulocytic leukemias. | Increased levels may be seen in nonmalignant disorders including sarcoidosis, infections, Crohn's disease, kidney transplant rejection, and other kidney disorders. | 1. Catovsky D, Galton DA, Griffin C. The significance of lysozyme estimations in acute myeloid and chronic monocytic leukaemia. Br J Haematol. 1971;21(5):565-580 2. Herbort CP, Roa NA, Mochizuki M, members of Scientific Committee of First International Workshop on Ocular Sarcoidosis. International criteria for the diagnosis of ocular sarcoidosis: Results of the first International Workshop on Ocular Sarcoidosis (IWOS). Ocul Immunol Inflamm. 2009;17(3):160-169 3. Bergantini L, Bianchi F, Cameli P, et al. Prognostic biomarkers of sarcoidosis: a comparative study of serum chitotriosidase, ACE, lysozyme, and KL-6. Dis Markers. 2019;2019:8565423 doi:10.1155/2019/8565423 | The term lysozyme is derived from the ability of this enzyme to dissolve the walls of certain bacteria, includingMicrococcus lysodeikticus.This organism is suspended in buffer, and the sample is added. The resulting decrease in turbidity is measured spectrophotometrically. The rate of clearing is a reflection of the concentration of the enzyme.(Litwack G: Photometric determination of lysozyme activity. Proc Soc Exp Biol Med. 1955;89(3):401-403) | 2 to 5 days | 7 days | This test was developed and its performance characteristics determined by Mayo Clinic in a manner consistent with CLIA requirements. It has not been cleared or approved by the US Food and Drug Administration. | 85549 | Lysozyme (Muramidase), P | 2589-0 | MURA | Lysozyme (Muramidase), P | 2589-0
LYSOZ | Lysozyme Immunostain, Technical Component Only | Aiding in confirmation of monocytic and histiocytic differentiation | Immunohistochemistry (IHC) | Yes | Lysozyme IHC, Tech Only | For the initial technical component only immunohistochemical (IHC) stain performed, the appropriate bill-only test ID will be reflexed and charged (IHTOI). For each additional technical component only IHC stain performed, an additional bill-only test ID will be reflexed and charged (IHTOA). | Supplies:Immunostain Technical Only Envelope (T693) Specimen Type:Tissue Container/Tube:Immunostains Technical Only Envelope Preferred:2 Unstained positively charged glass slide (25- x 75- x 1-mm) per test ordered; sections 4-microns thick. Acceptable:Formalin-fixed, paraffin-embedded tissue block |  | Lysozyme is an intracellular enzyme found in the primary granules of myeloid cells, monocytes, and histiocytes. Diagnostically, antibodies to lysozyme can help confirm monocytic and histiocytic differentiation in acute myeloid leukemia or histiocytic sarcoma. |  | This test does not include pathologist interpretation, only technical performance of the stain. If interpretation is required, order PATHC / Pathology Consultation for a full diagnostic evaluation or second opinion of the case. The positive and negative controls are verified as showing appropriate immunoreactivity. If a control tissue is not included on the slide, a scanned image of the relevant quality control tissue is available upon request; call 855-516-8404. Interpretation of this test should be performed in the context of the patient's clinical history and other diagnostic tests by a qualified pathologist. | Age of a cut paraffin section can affect immunoreactivity. Stability thresholds vary widely among published literature and are antigen dependent. Best practice is for paraffin sections to be cut within 6 weeks. | 1. Burgdorf WH, Duray P, Rosai J. Immunohistochemical Identification of Lysozyme in Cutaneous Lesions of Alleged Histiocytic Nature. Am J Clin Pathol. 1981;75(2):162-167 2. Kurec AS, Cruz VE, Barrett D, et al. Immunophenotyping of Acute Leukemias Using Paraffin-Embedded Tissue Sections. Am J Clin Pathol. 1990;93(4):502-509 3. Li WV, Kapadia SB, Sonmez-Alpan E, Swerdlow SH. Immunohistochemical Characterization of Mast Cell Disease in Paraffin Sections Using Tryptase, CD68, Myeloperoxidase, Lysozyme, and CD20 Antibodies. Mod Pathol. 1996;9(10):982-988 4. Miettinen M, Fetsch JF. Reticulohistiocytoma (Solitary Epithelioid Histiocytoma). A Clinicopathologic and Immunohistochemical Study of 44 Cases. Am J Surg Pathol. 2006;30:521-528 5. Magaki S, Hojat SA, Wei B, So A, Yong WH. An Introduction to the Performance of Immunohistochemistry. Methods Mol Biol. 2019;1897:289-298. doi:10.1007/978-1-4939-8935-5_25 | Immunohistochemistry on sections of paraffin-embedded tissue.(Unpublished Mayo method) | 1 to 3 days | Until staining is complete. | This test has been cleared, approved, or is exempt by the US Food and Drug Administration and is used per manufacturer's instructions. Performance characteristics were verified by Mayo Clinic in a manner consistent with CLIA requirements. | 88342-TC, primary88341-TC, if additional IHC | Lysozyme IHC, Tech Only | Order only;no result | 70815 | Lysozyme IHC, Tech Only | Bill only; no result
LYSO | Lysozyme, IgE, Serum | Establishing the diagnosis of an allergy to lysozyme Defining the allergen responsible for eliciting signs and symptoms Identifying allergens: -Responsible for allergic response and/or anaphylactic episode -To confirm sensitization prior to beginning immunotherapy -To investigate the specificity of allergic reactions to insect venom allergens, drugs, or chemical allergens Testing for IgE antibodies isnot usefulin patients previously treated with immunotherapy to determine if residual clinical sensitivity exists, or in patients in whom the medical management does not depend upon identification of allergen specificity. | Fluorescence Enzyme Immunoassay (FEIA) | Yes | Lysozyme, IgE | Serum | Collection Container/Tube: Preferred:Serum gel Acceptable:Red top Submission Container/Tube:Plastic vial Specimen Volume:0.5 mL for every 5 allergens requested Collection Instructions:Centrifuge and aliquot serum into a plastic vial. | For 1 allergen: 0.3 mL More than 1 allergen: (0.05 mL x number of allergens) + 0.25 mL dead space | Clinical manifestations of immediate hypersensitivity (allergic) diseases are caused by the release of proinflammatory mediators (histamine, leukotrienes, and prostaglandins) from IgE-sensitized effector cells (mast cells and basophils) when cell-bound IgE antibodies interact with an allergen. In vitro serum testing for IgE antibodies provides an indication of the immune response to allergens that may be associated with allergic disease. The allergens chosen for testing often depend upon the age of the patient, history of allergen exposure, season of the year, and clinical manifestations. In individuals predisposed to develop allergic disease, the sequence of sensitization and clinical manifestations proceed as follows: eczema and respiratory disease (rhinitis and bronchospasm) in infants and children less than 5 years due to food sensitivity (milk, egg, soy, and wheat proteins) followed by respiratory disease (rhinitis and asthma) in older children and adults due to sensitivity to inhalant allergens (dust mite, mold, and pollen inhalants). | Class,IgE kU/L,Interpretation, 0,<0.10,Negative, 0/1,0.10-0.34,Borderline/equivocal, 1,0.35-0.69,Equivocal, 2,0.70-3.49,Positive, 3,3.50-17.4,Positive, 4,17.5-49.9,Strongly positive, 5,50.0-99.9,Strongly positive, 6,> or =100,Strongly positive, | Detection of IgE antibodies in serum (class 1 or greater) indicates an increased likelihood of allergic disease as opposed to other etiologies and defines the allergens that may be responsible for eliciting signs and symptoms. The level of IgE antibodies in serum varies directly with the concentration of IgE antibodies expressed as a class score or kU/L. | Some individuals with clinically insignificant sensitivity to allergens may have measurable levels of IgE antibodies in serum, and test results must be interpreted in the clinical context. False-positive results for IgE antibodies may occur in patients with markedly elevated serum IgE (>2500 kU/L) due to nonspecific binding to allergen solid phases. | Homburger HA, Hamilton RG: Allergic diseases. In: McPherson RA, Pincus MR, eds. Henry's Clinical Diagnosis and Management by Laboratory Methods. 23rd ed.Elsevier; 2017:1057-1070 | Specific IgE from the patient's serum reacts with the allergen of interest, which is covalently coupled to an ImmunoCAP. After washing away nonspecific IgE, enzyme-labeled anti-IgE antibody is added to form a complex. After incubation, unbound anti-IgE is washed away, and the bound complex incubated with a developing agent. After stopping the reaction, the fluorescence of the eluate is measured. Fluorescence is proportional to the amount of specific IgE present in the patient's sample (ie, the higher the fluorescence value, the more IgE antibody is present).(Package insert: ImmunoCAP System Specific IgE FEIA. Phadia; Rev 06/2020) | Same day/1 day - 3 days | 14 days | This test was developed and its performance characteristics determined by Mayo Clinic in a manner consistent with CLIA requirements. It has not been cleared or approved by the US Food and Drug Administration. | 86008 | Lysozyme, IgE | 11182-3 | LYSO | Lysozyme, IgE | 11182-3
MA2ES | Ma2 Antibody by ELISA, Serum | Evaluating patients with suspected paraneoplastic encephalitides using serum specimens | Enzyme-Linked Immunosorbent Assay (ELISA) | Yes | Ma2 Ab ELISA, S | Serum | Supplies:Sarstedt Aliquot Tube, 5 mL (T914) Collection Container/Tube: Preferred:Serum gel Acceptable:Red top Submission Container/Tube:Plastic vial Specimen Volume:2 mL Collection Instructions:Centrifuge and aliquot serum into a plastic vial. | 1 mL | Ma2 antibodies are IgG biomarkers found in patients with paraneoplastic encephalitis (limbic encephalitis or brainstem encephalitis) or cerebellar ataxia. Antibodies (Ab) to Ma antigens can be found directed at Ma2 alone, or both Ma1 and Ma2, but never Ma1 alone. The accompanying neurological disorders (encephalitis, dementia, brainstem encephalitis, cerebellar ataxia) are usually severe. The cancer associations are either testicular germinoma (Ma2 Ab positive only) or diverse (Ma1 and Ma2 Ab positive). Neurological improvement upon treatment of cancer or immunotherapy is more commonly encountered in those seropositive for Ma2 only than when compared to Ma1 and Ma2 together. | Negative | Seropositivity for Ma2 antibody is consistent with a diagnosis of an autoimmune central nervous system disorder (encephalopathy, dementia, seizure disorder, brainstem encephalitis or cerebellar ataxia). A paraneoplastic basis should be considered and include seminoma (testicular or extra-testicular). | A negative Ma2 antibody test result does not exclude autoimmune neurological disease or cancer. | 1. Voltz R, Gultekin SH, Rosenfeld MR, et al: A serologic marker of paraneoplastic limbic and brain-stem encephalitis in patients with testicular cancer. N Engl J Med. 1999 Jun 10;340(23):1788-1795. doi: 10.1056/NEJM199906103402303 2. Rosenfeld MR, Eichen JG, Wade DF, Posner JB, Dalmau J: Molecular and clinical diversity in paraneoplastic immunity to Ma proteins. Ann Neurol. 2001 Sep;50(3):339-348 3. Dalmau J, Graus F, Villarejo A, et al: Clinical analysis of anti-Ma2-associated encephalitis. Brain. 2004 Aug;127(Pt 8):1831-1844. doi: 10.1093/brain/awh203 4. Schuller M, Jenne D, Voltz R. The human PNMA family: novel neuronal proteins implicated in paraneoplastic neurological disease. J Neuroimmunol. 2005 Dec;169(1-2):172-176. doi: 10.1016/j.jneuroim.2005.08.019 5. Hoffmann LA, Jarius S, Pellkofer HL, et al: Anti-Ma and anti-Ta associated paraneoplastic neurological syndromes: 22 newly diagnosed patients and review of previous cases. J Neurol Neurosurg Psychiatry. 2008 Jul;79(7):767-773. doi: 10.1136/jnnp.2007.118588 6. Kunchok A, McKeon A: Opsoclonus in anti-Ma2 brain-stem encephalitis. N Engl J Med. 2020 Sep 24;383(13):e84. doi: 10.1056/NEJMicm1914516 7. Adams C, McKeon A, Silber MH, Kumar R: Narcolepsy, REM sleep behavior disorder, and supranuclear gaze palsy associated with Ma1 and Ma2 antibodies and tonsillar carcinoma. Arch Neurol. 2011 Apr;68(4):521-4. doi: 10.1001/archneurol.2011.56. Erratum in: Arch Neurol. 2011 Sep;68(9):1211 | Ma2 antibodies are directed against their corresponding intracellular protein (PNMA2). The Ma2 autoantibody enzyme-linked immunosorbent assay (ELISA) is based on the principle of indirect ELISA that employs the ability of Ma2 autoantibodies to bind to antigenic protein (PNMA2) coated on the well surface of an ELISA plate. Detection of this bound antibody is accomplished using an anti-human secondary antibody that specifically recognizes the Fc region of the bound autoantibody. The secondary antibody is conjugated with alkaline phosphatase that enzymatically hydrolyzes a substrate molecule to produce an end product with a yellow color measurable at a wavelength of 405 nm. Controls and diluted samples are added in duplicate to coated plate wells and incubated for 2 hours, then washed extensively before adding the conjugated secondary antibody for an additional hour. After aspiration and washing, p-nitrophenyl phosphate substrate is added to each well and incubated for an additional hour before absorbance is measured at 405 nm.(Instruction manual: Capture ELISA Protocols. Abnova; R 1.1, 02/2011) | 3 to 5 days | 28 days | This test was developed and its performance characteristics determined by Mayo Clinic in a manner consistent with CLIA requirements. It has not been cleared or approved by the US Food and Drug Administration. | 83516 | Ma2 Ab ELISA, S | 101868-8 | 605970 | Ma2 Ab ELISA, S | 101868-8
MA2EC | Ma2 Antibody, ELISA, Spinal Fluid | Evaluating patients with suspected paraneoplastic encephalitides using spinal fluid specimens | Enzyme-Linked Immunosorbent Assay (ELISA) | Yes | Ma2 Ab ELISA, CSF | CSF | Container/Tube:Sterile vial Preferred:Vial number 1 Acceptable:Any vial Specimen Volume:2 mL | 1 mL | Ma2 antibodies are IgG biomarkers found in patients with paraneoplastic encephalitis (limbic encephalitis or brainstem encephalitis) or cerebellar ataxia. Antibodies (Ab) to Ma antigens can be found directed at Ma2 alone, or both Ma1 and Ma2, but never Ma1 alone. The accompanying neurological disorders (encephalitis, dementia, brainstem encephalitis, cerebellar ataxia) are usually severe. The cancer associations are either testicular germinoma (Ma2 Ab positive only) or diverse (Ma1 and Ma2 Ab positive). Neurological improvement upon treatment of cancer or immunotherapy is more commonly encountered in those seropositive for Ma2 only than when compared to Ma1 and Ma2 together. | Negative | Seropositivity for Ma2 antibody is consistent with a diagnosis of an autoimmune central nervous system disorder (encephalopathy, dementia, seizure disorder, brainstem encephalitis or cerebellar ataxia). A paraneoplastic basis should be considered and include seminoma (testicular or extra-testicular). | A negative Ma2 antibody test result does not exclude autoimmune neurological disease or cancer. | 1. Voltz R, Gultekin SH, Rosenfeld MR, et al: A serologic marker of paraneoplastic limbic and brain-stem encephalitis in patients with testicular cancer. N Engl J Med. 1999 Jun 10;340(23):1788-1795. doi: 10.1056/NEJM199906103402303 2. Rosenfeld MR, Eichen JG, Wade DF, Posner JB, Dalmau J: Molecular and clinical diversity in paraneoplastic immunity to Ma proteins. Ann Neurol. 2001 Sep;50(3):339-348 3. Dalmau J, Graus F, Villarejo A, et al: Clinical analysis of anti-Ma2-associated encephalitis. Brain. 2004 Aug;127(Pt 8):1831-1844. doi: 10.1093/brain/awh203 4. Schuller M, Jenne D, Voltz R. The human PNMA family: novel neuronal proteins implicated in paraneoplastic neurological disease. J Neuroimmunol. 2005 Dec;169(1-2):172-176. doi: 10.1016/j.jneuroim.2005.08.019 5. Hoffmann LA, Jarius S, Pellkofer HL, et al: Anti-Ma and anti-Ta associated paraneoplastic neurological syndromes: 22 newly diagnosed patients and review of previous cases. J Neurol Neurosurg Psychiatry. 2008 Jul;79(7):767-773. doi: 10.1136/jnnp.2007.118588 6. Kunchok A, McKeon A: Opsoclonus in anti-Ma2 brain-stem encephalitis. N Engl J Med. 2020 Sep 24;383(13):e84. doi: 10.1056/NEJMicm1914516 7. Adams C, McKeon A, Silber MH, Kumar R: Narcolepsy, REM sleep behavior disorder, and supranuclear gaze palsy associated with Ma1 and Ma2 antibodies and tonsillar carcinoma. Arch Neurol. 2011 Apr;68(4):521-4. doi: 10.1001/archneurol.2011.56. Erratum in: Arch Neurol. 2011 Sep;68(9):1211 | Ma2 antibodies are directed against their corresponding intracellular protein (PNMA2). The Ma2 autoantibody enzyme-linked immunosorbent assay (ELISA) is based on the principle of indirect ELISA that employs the ability of Ma2 autoantibodies to bind to antigenic protein (PNMA2) coated on the well surface of an ELISA plate. Detection of this bound antibody is accomplished using an antihuman secondary antibody that specifically recognizes the Fc region of the bound autoantibody. The secondary antibody is conjugated with alkaline phosphatase that enzymatically hydrolyzes a substrate molecule to produce an end product with a yellow color measurable at a wavelength of 405 nm. Controls and diluted samples are added in duplicate to coated plate wells and incubated for 2 hours, then washed extensively before adding the conjugated secondary antibody for an additional hour. After aspiration and washing, p-nitrophenyl phosphate substrate is added to each well and incubated for an additional hour before absorbance is measured at 405 nm.(Instruction manual: Capture ELISA Protocols. Abnova; R 1.1, 02/2011) | 3 to 5 days | 28 days | This test was developed and its performance characteristics determined by Mayo Clinic in a manner consistent with CLIA requirements. It has not been cleared or approved by the US Food and Drug Administration. | 83516 | Ma2 Ab ELISA, CSF | 101867-0 | 605971 | Ma2 Ab ELISA, CSF | 101867-0
MACNT | Macadamia Nut, IgE, Serum | Establishing the diagnosis of an allergy to macadamia nut Defining the allergen responsible for eliciting signs and symptoms Identifying allergens: -Responsible for allergic response and/or anaphylactic episode -To confirm sensitization prior to beginning immunotherapy -To investigate the specificity of allergic reactions to insect venom allergens, drugs, or chemical allergens Testing for IgE antibodies isnot usefulin patients previously treated with immunotherapy to determine if residual clinical sensitivity exists, or in patients in whom the medical management does not depend upon identification of allergen specificity. | Fluorescence Enzyme Immunoassay (FEIA) | Yes | Macadamia Nut, IgE | Serum | Collection Container/Tube: Preferred:Serum gel Acceptable:Red top Submission Container/Tube:Plastic vial Specimen Volume:0.5 mL for every 5 allergens requested Collection Instructions:Centrifuge and aliquot serum into a plastic vial. | For 1 allergen: 0.3 mL More than 1 allergen: (0.05 mL x number of allergens) + 0.25 mL dead space | Clinical manifestations of immediate hypersensitivity (allergic) diseases are caused by the release of proinflammatory mediators (histamine, leukotrienes, and prostaglandins) from IgE-sensitized effector cells (mast cells and basophils) when cell-bound IgE antibodies interact with an allergen. In vitro serum testing for IgE antibodies provides an indication of the immune response to allergens that may be associated with allergic disease. The allergens chosen for testing often depend upon the age of the patient, history of allergen exposure, season of the year, and clinical manifestations. In individuals predisposed to develop allergic disease, the sequence of sensitization and clinical manifestations proceed as follows: eczema and respiratory disease (rhinitis and bronchospasm) in infants and children less than 5 years due to food sensitivity (milk, egg, soy, and wheat proteins) followed by respiratory disease (rhinitis and asthma) in older children and adults due to sensitivity to inhalant allergens (dust mite, mold, and pollen inhalants). | Class,IgE kU/L,Interpretation, 0,<0.10,Negative, 0/1,0.10-0.34,Borderline/equivocal, 1,0.35-0.69,Equivocal, 2,0.70-3.49,Positive, 3,3.50-17.4,Positive, 4,17.5-49.9,Strongly positive, 5,50.0-99.9,Strongly positive, 6,> or =100,Strongly positive, | Detection of IgE antibodies in serum (class 1 or greater) indicates an increased likelihood of allergic disease as opposed to other etiologies and defines the allergens that may be responsible for eliciting signs and symptoms. The level of IgE antibodies in serum varies directly with the concentration of IgE antibodies expressed as a class score or kU/L. | Some individuals with clinically insignificant sensitivity to allergens may have measurable levels of IgE antibodies in serum, and test results must be interpreted in the clinical context. False-positive results for IgE antibodies may occur in patients with markedly elevated serum IgE (>2500 kU/L) due to nonspecific binding to allergen solid phases. | Homburger HA, Hamilton RG: Allergic diseases. In: McPherson RA, Pincus MR, eds. Henry's Clinical Diagnosis and Management by Laboratory Methods. 23rd ed. Elsevier; 2017:1057-1070 | Specific IgE from the patient's serum reacts with the allergen of interest, which is covalently coupled to an ImmunoCAP. After washing away nonspecific IgE, enzyme-labeled anti-IgE antibody is added to form a complex. After incubation, unbound anti-IgE is washed away, and the bound complex incubated with a developing agent. After stopping the reaction, the fluorescence of the eluate is measured. Fluorescence is proportional to the amount of specific IgE present in the patient's sample (ie, the higher the fluorescence value, the more IgE antibody is present).(Package insert: ImmunoCAP System Specific IgE FEIA. Phadia; Rev 06/2020) | Same day/1 to 3 days | 14 days | This test was developed and its performance characteristics determined by Mayo Clinic in a manner consistent with CLIA requirements. It has not been cleared or approved by the US Food and Drug Administration. | 86003 | Macadamia Nut, IgE | 11183-1 | MACNT | Macadamia Nut, IgE | 11183-1
MACE | Mace, IgE, Serum | Establishing the diagnosis of an allergy to mace Defining the allergen responsible for eliciting signs and symptoms Identifying allergens: -Responsible for allergic response and/or anaphylactic episode -To confirm sensitization prior to beginning immunotherapy -To investigate the specificity of allergic reactions to insect venom allergens, drugs, or chemical allergens Testing for IgE antibodies isnot usefulin patients previously treated with immunotherapy to determine if residual clinical sensitivity exists, or in patients in whom the medical management does not depend upon identification of allergen specificity. | Fluorescence Enzyme Immunoassay (FEIA) | Yes | Mace, IgE | Serum | Collection Container/Tube: Preferred:Serum gel Acceptable:Red top Submission Container/Tube:Plastic vial Specimen Volume:0.5 mL for every 5 allergens requested Collection Instructions:Centrifuge and aliquot serum into a plastic vial. | For 1 allergen: 0.3 mL More than 1 allergen: (0.05 mL x number of allergens) + 0.25 mL dead space | Clinical manifestations of immediate hypersensitivity (allergic) diseases are caused by the release of proinflammatory mediators (histamine, leukotrienes, and prostaglandins) from IgE-sensitized effector cells (mast cells and basophils) when cell-bound IgE antibodies interact with an allergen. In vitro serum testing for IgE antibodies provides an indication of the immune response to allergens that may be associated with allergic disease. The allergens chosen for testing often depend upon the age of the patient, history of allergen exposure, season of the year, and clinical manifestations. In individuals predisposed to develop allergic disease, the sequence of sensitization and clinical manifestations proceed as follows: eczema and respiratory disease (rhinitis and bronchospasm) in infants and children less than 5 years due to food sensitivity (milk, egg, soy, and wheat proteins) followed by respiratory disease (rhinitis and asthma) in older children and adults due to sensitivity to inhalant allergens (dust mite, mold, and pollen inhalants). | Class,IgE kU/L,Interpretation, 0,<0.10,Negative, 0/1,0.10-0.34,Borderline/equivocal, 1,0.35-0.69,Equivocal, 2,0.70-3.49,Positive, 3,3.50-17.4,Positive, 4,17.5-49.9,Strongly positive, 5,50.0-99.9,Strongly positive, 6,> or =100,Strongly positive, | Detection of IgE antibodies in serum (class 1 or greater) indicates an increased likelihood of allergic disease as opposed to other etiologies and defines the allergens that may be responsible for eliciting signs and symptoms. The level of IgE antibodies in serum varies directly with the concentration of IgE antibodies expressed as a class score or kU/L. | Some individuals with clinically insignificant sensitivity to allergens may have measurable levels of IgE antibodies in serum, and test results must be interpreted in the clinical context. False-positive results for IgE antibodies may occur in patients with markedly elevated serum IgE (>2500 kU/L) due to nonspecific binding to allergen solid phases. | Homburger HA, Hamilton RG: Allergic diseases. In: McPherson RA, Pincus MR, eds. Henry's Clinical Diagnosis and Management by Laboratory Methods. 23rd ed. Elsevier; 2017:1057-1070 | Specific IgE from the patient's serum reacts with the allergen of interest, which is covalently coupled to an ImmunoCAP. After washing away nonspecific IgE, enzyme-labeled anti-IgE antibody is added to form a complex. After incubation, unbound anti-IgE is washed away, and the bound complex incubated with a developing agent. After stopping the reaction, the fluorescence of the eluate is measured. Fluorescence is proportional to the amount of specific IgE present in the patient's sample (ie, the higher the fluorescence value, the more IgE antibody is present).(Package insert: ImmunoCAP System Specific IgE FEIA. Phadia; Rev 06/2020) | Same day/1 to 3 days | 14 days | This test was developed and its performance characteristics determined by Mayo Clinic in a manner consistent with CLIA requirements. It has not been cleared or approved by the US Food and Drug Administration. | 86003 | Mace, IgE | 15280-1 | MACE | Mace, IgE | 15280-1
MACK | Mackerel, IgE, Serum | Establishing the diagnosis of an allergy to mackerel Defining the allergen responsible for eliciting signs and symptoms Identifying allergens: -Responsible for allergic response and/or anaphylactic episode -To confirm sensitization prior to beginning immunotherapy -To investigate the specificity of allergic reactions to insect venom allergens, drugs, or chemical allergens Testing for IgE antibodies isnot usefulin patients previously treated with immunotherapy to determine if residual clinical sensitivity exists, or in patients in whom the medical management does not depend upon identification of allergen specificity. | Fluorescence Enzyme Immunoassay (FEIA) | Yes | Mackerel, IgE | Serum | Collection Container/Tube: Preferred:Serum gel Acceptable:Red top Submission Container/Tube:Plastic vial Specimen Volume:0.5 mL for every 5 allergens requested Collection Instructions:Centrifuge and aliquot serum into a plastic vial. | For 1 allergen: 0.3 mL More than 1 allergen: (0.05 mL x number of allergens) + 0.25 mL dead space | Clinical manifestations of immediate hypersensitivity (allergic) diseases are caused by the release of proinflammatory mediators (histamine, leukotrienes, and prostaglandins) from IgE-sensitized effector cells (mast cells and basophils) when cell-bound IgE antibodies interact with an allergen. In vitro serum testing for IgE antibodies provides an indication of the immune response to allergens that may be associated with allergic disease. The allergens chosen for testing often depend upon the age of the patient, history of allergen exposure, season of the year, and clinical manifestations. In individuals predisposed to develop allergic disease, the sequence of sensitization and clinical manifestations proceed as follows: eczema and respiratory disease (rhinitis and bronchospasm) in infants and children less than 5 years due to food sensitivity (milk, egg, soy, and wheat proteins) followed by respiratory disease (rhinitis and asthma) in older children and adults due to sensitivity to inhalant allergens (dust mite, mold, and pollen inhalants). | Class,IgE kU/L,Interpretation, 0,<0.10,Negative, 0/1,0.10-0.34,Borderline/equivocal, 1,0.35-0.69,Equivocal, 2,0.70-3.49,Positive, 3,3.50-17.4,Positive, 4,17.5-49.9,Strongly positive, 5,50.0-99.9,Strongly positive, 6,> or =100,Strongly positive, | Detection of IgE antibodies in serum (class 1 or greater) indicates an increased likelihood of allergic disease as opposed to other etiologies and defines the allergens that may be responsible for eliciting signs and symptoms. The level of IgE antibodies in serum varies directly with the concentration of IgE antibodies expressed as a class score or kU/L. | Some individuals with clinically insignificant sensitivity to allergens may have measurable levels of IgE antibodies in serum, and test results must be interpreted in the clinical context. False-positive results for IgE antibodies may occur in patients with markedly elevated serum IgE (>2500 kU/L) due to nonspecific binding to allergen solid phases. | Homburger HA, Hamilton RG: Allergic diseases. In: McPherson RA, Pincus MR, eds. Henry's Clinical Diagnosis and Management by Laboratory Methods. 23rd ed.Elsevier; 2017:1057-1070 | Specific IgE from the patient's serum reacts with the allergen of interest, which is covalently coupled to an ImmunoCAP. After washing away nonspecific IgE, enzyme-labeled anti-IgE antibody is added to form a complex. After incubation, unbound anti-IgE is washed away, and the bound complex incubated with a developing agent. After stopping the reaction, the fluorescence of the eluate is measured. Fluorescence is proportional to the amount of specific IgE present in the patient's sample (ie, the higher the fluorescence value, the more IgE antibody is present).(Package insert: ImmunoCAP System Specific IgE FEIA. Phadia; Rev 06/2020) | Same day/1 to 3 days | 14 days | This test was developed and its performance characteristics determined by Mayo Clinic in a manner consistent with CLIA requirements. It has not been cleared or approved by the US Food and Drug Administration. | 86003 | Mackerel, IgE | 7474-0 | MACK | Mackerel, IgE | 7474-0
GNMTC | Macro/Microthrombocytopenia Gene Panel, Next-Generation Sequencing, Varies | Evaluating hereditary macro- or microthrombocytopenia disorders in patients with a personal or family history suggestive of a hereditary macro- or microthrombocytopenia disorder Diagnosing hereditary macro- or microthrombocytopenia disorders for patients in whom phenotypic testing is non-diagnostic but there is a strong clinical suspicion of the hereditary macro- or microthrombocytopenia disorder Confirming a hereditary macro- or microthrombocytopenia disorder diagnosis with the identification of a known or suspected disease-causing alteration in one or more of 20 genes associated with a variety of hereditary macro- or microthrombocytopenia disorders Determining the disease-causing alterations within one or more of these 20 genes to delineate the underlying molecular defect in a patient with a laboratory diagnosis of a macro- or microthrombocytopenia disorder Identifying the causative alteration for genetic counseling purposes Prognosis and risk assessment based on the genotype-phenotype correlations Providing a prognosis in syndromic hereditary macro- or microthrombocytopenia disorders Carrier testing for close family members of an individual with a hereditary macro- or microthrombocytopenia disorder diagnosis This test isnot intended forprenatal diagnosis | Sequence Capture and Targeted Next-Generation Sequencing (NGS) followed by Polymerase Chain Reaction (PCR) and Sanger Sequencing | Yes | Macrothrombocytopenia Panel, NGS | The clinical workup for detecting inherited platelet disorders should begin with a careful review of complete blood cell count and peripheral blood smear results as well as other platelet tests, such as light transmission platelet aggregometry, electrical impedance whole blood aggregometry, platelet function analyzer 100, platelet transmission electron microscopy (TEM), and platelet flow cytometric analysis. TEM is an essential tool for laboratory diagnosis of various hereditary platelet disorders that have ultrastructural abnormalities, such as gray platelet syndrome. Flow cytometry is the preferred method to assess hereditary platelet disorders due to quantitative surface glycoprotein deficiencies. | Patient Preparation:A previous bone marrow transplant from an allogenic donor will interfere with testing. Call 800-533-1710 for instructions for testing patients who have received a bone marrow transplant. Submit only 1 of the following specimens: Specimen Type:Whole blood Container/Tube: Preferred:Lavender top (EDTA) Acceptable:Yellow top (ACD) Specimen Volume:3 mL Collection Instructions: 1. Invert several times to mix blood. 2. Send whole blood specimen in original tube.Do not aliquot. Specimen Stability Information:Ambient (preferred) 4 days/Refrigerated Specimen Type:Skin biopsy Supplies: Fibroblast Biopsy Transport Media (T115) Container/Tube:Sterile container with any standard cell culture media (eg, minimal essential media, RPMI 1640). The solution should be supplemented with 1% penicillin and streptomycin. Specimen Volume:4-mm punch Specimen Stability Information:Refrigerated (preferred)/Ambient Additional Information: A separate culture charge will be assessed under CULFB / Fibroblast Culture for Biochemical or Molecular Testing. An additional 3 to 4 weeks is required to culture fibroblasts before genetic testing can occur. SpecimenType:Cultured fibroblasts Container/Tube:T-25 flask SpecimenVolume:2 flasks CollectionInstructions:Submit confluent cultured fibroblast cells from a skin biopsy from another laboratory. Cultured cells from a prenatal specimen will not be accepted. Specimen Stability Information:Ambient (preferred)/Refrigerated (<24 hours) Additional Information:A separate culture charge will be assessed under CULFB / Fibroblast Culture Biochemical or Molecular Testing. An additional 3 to 4 weeks is required to culture fibroblasts before genetic testing can occur. | Blood: 1 mL; Cultured fibroblasts/skin biopsy: see Specimen Required | Platelets have essential roles in primary hemostasis. Patients with either hereditary or acquired platelet disorders usually have bleeding diathesis, which can potentially be life-threatening. They may also have issues with the development and/or functioning of major organs.(2) Inherited platelet disorders can be syndromic (ie, associated with current or future development of other organ system defects) or non-syndromic (ie, isolated to thrombocytopenia with no other organ system defects). A reliable laboratory diagnosis of a platelet disorder can significantly impact patients' and, potentially, their family members' clinical management and outcome. Identification of an alteration that is known or suspected to cause disease aids in confirmation of the diagnosis and potentially provides prognostic information, especially in syndromic inherited platelet disorders. This panel evaluates 20 genes associated with a variety of hereditary macro- or microthrombocytopenia disorders, including sitosterolemia with macrothrombocytopenia; platelet abnormalities with eosinophilia and immune-mediated inflammatory disease; Takenouchi-Kosaki syndrome with thrombocytopenia; macrothrombocytopenia and sensorineural hearing loss; syndrome with macrothrombocytopenia; thrombocytopenia 3; X-linked thrombocytopenia with dyserythropoiesis; myopathy associated with thrombocytopenia; Bernard-Soulier syndrome; platelet-type von Willebrand disease; thrombocytopenia anemia and myelofibrosis; May-Hegglin disorder/anomaly; Sebastian syndrome;MYH9-related disorders; platelet-type bleeding disorder 19; platelet-type bleeding disorder 20; and Wiskott-Aldrich syndrome. The risk for developing bleeding or other phenotypic features associated with these disorders and syndromes varies. Several of the genes on this panel have established bleeding, thrombocytopenia, or other hematologic or non-hematologic disease associations. Several of the genes on this panel also have expert group guidelines.(1,3-5) It is recommended that genetic testing be offered to all patients suspected of having a heritable platelet disorder since some patients may have normal platelet laboratory testing results.(1,6) | An interpretive report will be provided. | All detected variants are evaluated according to American College of Medical Genetics and Genomics recommendations.(7) Variants are classified based on known, predicted, or possible pathogenicity and reported with interpretive comments detailing their potential or known significance. | Clinical Correlations: Test results should be interpreted in the context of clinical findings, family history, and other laboratory data. Misinterpretation of results may occur if the information provided is inaccurate or incomplete. If testing was performed because of a clinically significant family history, it is often useful to first test an affected family member. Detection of a reportable variant in an affected family member would allow for more informative testing of at-risk individuals. To discuss the availability of additional testing options or for assistance in the interpretation of these results, contact the Mayo Clinic Laboratories genetic counselors at 800-533-1710. Technical Limitations: Next-generation sequencing may not detect all types of genomic variants. In rare cases, false-negative or false-positive results may occur. The depth of coverage may be variable for some target regions; assay performance below the minimum acceptable criteria or for failed regions will be noted. Given these limitations, negative results do not rule out the diagnosis of a genetic disorder. If a specific clinical disorder is suspected, evaluation by alternative methods can be considered. There may be regions of genes that cannot be effectively evaluated by sequencing or deletion and duplication analysis as a result of technical limitations of the assay, including regions of homology, high guanine-cytosine (GC) content, and repetitive sequences. Confirmation of select reportable variants will be performed by alternate methodologies based on internal laboratory criteria. This test is validated to detect 95% of deletions up to 75 base pairs (bp) and insertions up to 47 bp. Deletions-insertions (delins) of 40 or more bp, including mobile element insertions, may be less reliably detected than smaller delins. Deletion/Duplication Analysis: This analysis targets single and multi-exon deletions/duplications; however, in some instances, single exon resolution cannot be achieved due to isolated reduction in sequence coverage or inherent genomic complexity. Balanced structural rearrangements (such as translocations and inversions) may not be detected. This test is not designed to detect low levels of mosaicism or to differentiate between somatic and germline variants. If there is a possibility that any detected variant is somatic, additional testing may be necessary to clarify the significance of results. For detailed information regarding gene specific performance and technical limitations, see Method Description or contact a laboratory genetic counselor. If the patient has had an allogeneic hematopoietic stem cell transplant or a recent blood transfusion, results may be inaccurate due to the presence of donor DNA. Call Mayo Clinic Laboratories for instructions for testing patients who have received a bone marrow transplant. Reclassification of Variants: Currently, it is not standard practice for the laboratory to systematically review previously classified variants on a regular basis. The laboratory encourages healthcare providers to contact the laboratory at any time to learn how the classification of a particular variant may have changed over time. Due to broadening genetic knowledge, it is possible that the laboratory may discover new information of relevance to the patient. Should that occur, the laboratory may issue an amended report. Variant Evaluation: Evaluation and categorization of variants are performed using published American College of Medical Genetics and Genomics and the Association for Molecular Pathology recommendations as a guideline.(7) Other gene-specific guidelines may also be considered. Variants are classified based on known, predicted, or possible pathogenicity and reported with interpretive comments detailing their potential or known significance. Variants classified as benign or likely benign are not reported. Multiple in silico evaluation tools may be used to assist in the interpretation of these results. The accuracy of predictions made by in silico evaluation tools is highly dependent upon the data available for a given gene, and periodic updates to these tools may cause predictions to change over time. Results from in silico evaluation tools should be interpreted with caution and professional clinical judgment. Rarely, incidental or secondary findings may implicate another predisposition or presence of active disease. These findings will be carefully reviewed to determine whether they will be reported. | 1. Gomez K, Anderson J, Baker P, et al: Clinical and laboratory diagnosis of heritable platelet disorders in adults and children: a British Society for Haematology Guideline. Brit J Haematol. 2021 Oct;195(1):46-72 2. Nurden AT, Freson K, Selifsohn U: Inherited platelet disorders. Haemophilia. 2012 July;18 Suppl 4:154-160 3. International Society on Thrombosis and Haemostasis: Bleeding Thrombotic and Platelet Disorder TIER1 genes. ISTH; 2018. Updated July 2022. Accessed November 23, 2022. Available at: www.isth.org/page/GinTh_GeneLists 4. Megy K, Downes K, Simeoni I, et al: Curated disease-causing genes for bleeding, thrombotic, and platelet disorders: Communication from the SSC of the ISTH. J Thromb Haemost. 2019 Aug;17(8):1253-1260 5. Bolton-Maggs PHB, Chalmers EA, Collins PW, et al: A review of inherited platelet disorders with guidelines for their management on behalf of the UKHCDO. Brit J Haematol. 2006 Dec;135(5):603-633 6. Watson SP, Lowe GC, Lordkipanidze M, Morgan NV, GAPP consortium: Genotyping and phenotyping of platelet function disorders. J Thromb Haemost. 2013 June;11(Suppl. 1):351-363 7. Richards S, Aziz N, Bale S, et al; ACMG Laboratory Quality Assurance Committee: Standards and guidelines for the interpretation of sequence variants: a joint consensus recommendation of the American College of Medical Genetics and Genomics and the Association for Molecular Pathology. Genet Med. 2015 May;17(5):405-424 | Next-generation sequencing (NGS) and/or Sanger sequencing are performed to test for the presence of variants in coding regions and intron/exon boundaries of the genes analyzed, as well as some other regions that have known disease-causing variants. The human genome reference GRCh37/hg19 build was used for sequence read alignment. At least 99% of the bases are covered at a read depth over 30X. Sensitivity is estimated at above 99% for single nucleotide variants, above 94% for deletions-insertions (delins) less than 40 base pairs (bp), above 95% for deletions up to 75 bp, and insertions up to 47 bp. NGS and/or a polymerase chain reaction-based quantitative method is performed to test for the presence of deletions and duplications in the genes analyzed. There may be regions of genes that cannot be effectively evaluated by sequencing or deletion and duplication analysis as a result of technical limitations of the assay, including regions of homology, high guanine-cytosine (GC) content, and repetitive sequences. SeeTargeted Genes and Methodology Details for Macro/Microthrombocytopenia Gene Paneland Methodology Details for details regarding the targeted genes analyzed for each test and specific gene regions not routinely covered.((Unpublished Mayo method) Reference transcript numbers may be updated due to transcript re-versioning. Always refer to the final patient report for gene transcript information referenced at the time of testing. Confirmation of select reportable variants may be performed by alternate methodologies based on internal laboratory criteria. Genes analyzed:ABCG5,ABCG8,ACTN1,ARPC1B,CDC42,DIAPH1,FLNA,FYB1,GATA1,GNE,GP1BA,GP1BB,GP9,MPIG6B,MYH9,PRKACG,SLFN14,TPM4,TUBB1, andWAS | 28 to 42 days | Whole blood: 2 weeks (if available); Extracted DNA: 3 months; Cultured fibroblasts: 1 month | This test was developed and its performance characteristics determined by Mayo Clinic in a manner consistent with CLIA requirements. It has not been cleared or approved by the US Food and Drug Administration. | 8144388233-Tissue culture, skin, solid tissue biopsy (if appropriate)88240-Cryopreservation (if appropriate) | Macrothrombocytopenia Panel, NGS | 99970-6 | 619322 | Additional Information | 48767-8
FMACR | Macroamylase |  | Polyethylene Glycol Precipitation, Spectrophotometry | Yes | Macroamylase | Serum | Draw blood in a plain red-top tube(s), serum gel tube(s) is acceptable. Spin down and send 2 mL of serum refrigerated in a plastic vial. | 1 mL |  | Not Detected |  |  |  |  | 2 to 9 days |  |  | 82150 | Macroamylase | 15358-5 | FMACR | Macroamylase | 15358-5
MCRPL | Macroprolactin, Serum | Determining biologically active levels of prolactin, inasymptomatic patients with elevated prolactin levels Ruling out the presence of macroprolactin | TOPRL: Electrochemiluminescent Immunoassay PEGPR: Polyethylene Glycol (PEG) Precipitation Followed by Electrochemiluminescent Immunoassay | Yes | Macroprolactin, S | Serum | Patient Preparation: For 12 hours before specimen collection do nottake multivitamins or dietary supplements containing biotin (vitamin B7), which is commonly found in hair, skin, and nail supplements and multivitamins. Container/Tube: Preferred:Serum gel Acceptable:Red top Submission Container/Tube:Plastic vial Specimen Volume:1 mL Collection Instructions:Centrifuge and aliquot serum into a plastic vial. | 0.6 mL | Prolactin is secreted by the anterior pituitary gland under negative control by dopamine, which is secreted by the hypothalamus. The only physiological function of prolactin is the stimulation of milk production. In normal individuals, the prolactin concentration in blood rises in response to physiologic stimuli such as nipple stimulation, sleep, exercise, sexual intercourse, and hypoglycemia. Certain medications, (eg,phenothiazines, metoclopramide, risperidone, selective serotonin reuptake inhibitors, estrogens, verapamil)may also cause hyperprolactinemia. Pathologic causes of hyperprolactinemia include prolactin-secreting pituitary adenoma (prolactinoma), diseases of the hypothalamus, primary hypothyroidism, section compression of the pituitary stalk, chest wall lesions, renal failure, and ectopic tumors. Hyperprolactinemia may also be caused by the presence of a high-molecular-mass complex of prolactin called macroprolactin (typically due to prolactin bound to immunoglobulin). In this situation, the patient is asymptomatic. Hyperprolactinemia attributable to macroprolactin is a frequent cause of misdiagnosis and mismanagement of patients. Macroprolactin should be considered if, in the presence of elevated prolactin levels, signs and symptoms of hyperprolactinemia are absent, or pituitary imaging studies are not informative. | PROLACTIN, TOTAL Males <18 years: not established > or =18 years: 4.0-15.2 ng/mL Females <18 years: not established > or =18 years: 4.8-23.3 ng/mL PROLACTIN, UNPRECIPITATED Males <18 years: not established > or =18 years: 2.7-13.1 ng/mL Females <18 years: not established > or =18 years: 3.4-18.5 ng/mL When the percent of the precipitated (complexed) prolactin fraction of the total prolactin is 60% or less, the result is considered negative for macroprolactin. | When the fraction (percentage) of polyethylene glycol (PEG)-precipitated (complexed) prolactin is 60% or less of total prolactin, the specimen is considered negative for macroprolactin. When total prolactin exceeds the upper reference limit and macroprolactin is negative, other causes for hyperprolactinemia should be explored. When the fraction (percentage) of polyethylene glycol (PEG)-precipitated (complexed) prolactin is above 60%, the specimen is considered positive for the presence of macroprolactin. Following polyethylene glycol (PEG)-precipitation, a patient whose unprecipitated prolactin concentration is greater than the upper limit of the unprecipitated prolactin reference interval may have hyperprolactinemia. See PRL / Prolactin, Serum for interpretation of prolactin levels. | Demonstration of the presence of macroprolactin does not exclude the possibility of concomitant presence of pituitary adenoma. Results should be interpreted in conjunction with clinical findings. | 1. Fahie-Wilson M: In Hyperprolactinemia, Testing for Macroprolactin is Essential. Clin Chem 2003;49(9):1434-1436 2. Gibney J, Smith TP, McKenna TJ: Clinical relevance of macro-prolactin. Clin Endocrinol 2005 Jun;62:633-643 | TOPRL: The Roche cobas e immunoassay Prolactin II method employs 2 monoclonal antibodies specifically directed against prolactin. A biotinylated monoclonal antibody and a second monoclonal antibody labeled with a ruthenium complex react with prolactin in the sample to form a sandwich complex. After the addition of streptavidin-coated microparticles, the complex becomes bound to the solid phase via interaction of biotin and streptavidin. Application of a voltage to the electrode then induces chemiluminescent emission, which is measured.(Package insert:Elecsys Prolactin II, V 8.0, Roche 2017) PEGPR: Macroprolactin and oligomers can be precipitated by using a 25 % aqueous PEG solution (ratio 1+1). After centrifugation, the supernatant containing monomeric prolactin is used in the Elecsys Prolactin II assay in the same way as a native sample. The dilution effect which occurs during sample pretreatment and the coprecipitation of monomeric prolactin must be taken into consideration. Precipitated prolactin is calculated by subtracting the unprecipitated prolactin value from the total prolactin. The percentage of precipitated prolactin to total prolactin indicates the presence or absence of macroprolactin.(Package insert: Elecsys Prolactin II, V 8.0, Roche 2017) | Same day/1 to 3 days | 7 days | This test has been cleared, approved, or is exempt by the US Food and Drug Administration and is used per manufacturer's instructions. Performance characteristics were verified by Mayo Clinic in a manner consistent with CLIA requirements. | 84146 x 2 | Macroprolactin, S | 78993-3 | T_PRL | Prolactin,Total,S | 20568-2
MAGU | Magnesium, 24 Hour, Urine | Assessing the cause of abnormal serum magnesium concentrations using a 24-hour urine collection Determining whether nutritional magnesium loads are adequate Calculating urinary calcium oxalate and calcium phosphate supersaturation and assessing kidney stone risk | Colorimetric Endpoint Assay | Yes | Magnesium, 24 HR, U | Urine | Supplies:Sarstedt 5 mL Aliquot Tube (T914) Collection Container/Tube:24-hour graduated urine container with no metal cap or glued insert Submission Container/Tube:Plastic, 5 mL tube or a clean, plastic urine container with no metal cap or glued insert Specimen Volume:4 mL Collection Instructions: 1. Collect urine for 24 hours. 2. Refrigerate specimen within 4 hours of completion of 24-hour collection. Additional Information:SeeUrine Preservatives-Collection and Transportation for 24-Hour Urine Specimensfor multiple collections. | 1 mL | Magnesium, along with potassium, is a major intracellular cation. Magnesium is a cofactor of many enzyme systems. All adenosine triphosphate-dependent enzymatic reactions require magnesium as a cofactor. Approximately 70% of magnesium ions are stored in bone. The remainder are involved in intermediary metabolic processes; about 70% are present in free form, while the other 30% are bound to proteins (especially albumin), citrates, phosphate, and other complex formers. The serum magnesium level is kept constant within very narrow limits Renal handling of magnesium is determined by the combination of filtration and reabsorption. Roughly 70% of the magnesium in plasma is filtered by the glomeruli; 20% to 30% of the filtered magnesium is reabsorbed in the proximal tubule, while less than 5% is reabsorbed in the distal tubule and collecting duct.(1) Numerous causes of renal magnesium wasting have been identified including (but not limited to) congenital defects (including Barter and Gitelman syndrome), various endocrine disorders (including hyperaldosteronism and hyperparathyroidism), exposure to certain drugs (ie, diuretics,cis-platinum, aminoglycoside antibiotics, calcineurin inhibitors), and other miscellaneous causes (including chronic alcohol abuse). Gastrointestinal conditions associated with fat malabsorption and chronic diarrhea can cause fecal magnesium loss and hypomagnesemia. High levels of plasma magnesium are typically only seen in patients with decreased renal function, after administration of a magnesium load large enough to exceed the kidneys' ability to excrete it, or a combination of the 2.(2) Magnesium is an inhibitor of calcium crystal growth and contributes to urinary calcium oxalate and calcium phosphate supersaturation. However, low urinary magnesium in isolation has not been identified as a common cause of kidney stones, nor has magnesium supplementation been proven as an effective therapy for stone prevention. | 51-269 mg/24 hours Reference values have not been established for patients <18 years and >83 years of age. | Urinary magnesium excretion should be interpreted in concert with serum concentrations. In the presence of hypomagnesemia, a 24-hour urine magnesium greater than 24 mg/day or fractional excretion greater than 0.5% suggests renal magnesium wasting. Lower values suggest inadequate magnesium intake and/or gastrointestinal losses. In the presence of hypermagnesemia, urinary magnesium levels provide an indication of current magnesium intake. Lower urinary magnesium excretion increases urinary calcium oxalate and calcium phosphate supersaturation and could contribute to kidney stone risk. | Urinary magnesium excretion must be interpreted with caution during periods of intravenous magnesium infusion. | 1. Delaney MP, Lamb EJ: Kidney disease. In: Rifai N, Horvath AR, Wittwer CT, eds. Tietz Textbook of Clinical Chemistry and Molecular Diagnostics. 6th ed. 2018:1309 2. Al Ghamdi SM: Magnesium deficiency: pathophysiologic and clinical overview. Am J Kidney Dis. 1994;24(5):737-752 3. Sutton RA: Abnormal renal magnesium handling. Miner Electrolyte Metab. 1993;19(4-5):232-240 | In alkaline solution, magnesium forms a purple complex with xylidyl blue, diazonium salt. The magnesium concentration is measured photometrically via the decrease in xylidyl blue absorbance.(Package insert: Roche MG2 kit. Roche Diagnostics;V8.0 01/2020) | Same day/1 to 3 days | 7 days | This test has been cleared, approved, or is exempt by the US Food and Drug Administration and is used per manufacturer's instructions. Performance characteristics were verified by Mayo Clinic in a manner consistent with CLIA requirements. | 83735 | Magnesium, 24 HR, U | 24447-5 | VL111 | Urine Volume | 3167-4
MG_F | Magnesium, Feces | Workup of cases of chronic diarrhea Identifying the use of magnesium-containing laxatives contributing to osmotic diarrhea | Colorimetric Titration | Yes | Magnesium, F | Fecal | Patient Preparation:No barium, laxatives, or enemas may be used for 96 hours prior to start of, or during, collection. Supplies:Stool containers - 24, 48, 72 Hour Kit (T291) Container/Tube:Stool container Specimen Volume:10 g Collection Instructions:Collect a very liquid stool specimen. | 5 g | The concentration of electrolytes in fecal water and their rate of excretion are dependent upon 3 factors: -Normal daily dietary intake of electrolytes -Passive transport from serum and other vascular spaces to equilibrate fecal osmotic pressure with vascular osmotic pressure -Electrolyte transport into fecal water due to exogenous substances and rare toxins (eg, cholera toxin) Fecal osmolality is normally in equilibrium with vascular osmolality, and sodium is the major effector of this equilibrium. Fecal osmolality is normally 2 x (sodium + potassium) unless there are exogenous factors inducing a change in composition, such as the presence of other osmotic agents (magnesium sulfate, saccharides) or drugs inducing secretions, such as phenolphthalein or bisacodyl (1). Osmotic diarrhea is caused by ingestion of poorly absorbed ions or sugars.(1) There are multiple potential causes of osmotic diarrhea. Measurement of magnesium in liquid stool can assist in identifying intentional or inadvertent use of magnesium and/or phosphate containing laxatives as the cause.(2-4) The other causes of osmotic diarrhea include ingestion of osmotic agents such as sorbitol or polyethylene glycol laxatives, or carbohydrate malabsorption due most commonly to lactose intolerance. Carbohydrate malabsorption can be differentiated from other osmotic causes by a low stool pH (<6).(5,6) | An interpretive report will be provided | Magnesium-induced diarrhea should be considered if the osmotic gap is above 75 mOsm/kg and is likely if the magnesium concentration is above 110 mg/dL. | In very rare cases, gammopathy, in particular type IgM (Waldenstrom macroglobulinemia), may cause unreliable results. | 1. Steffer KJ, Santa Ana CA, Cole JA, Fordtran JS: The practical value of comprehensive stool analysis in detecting the cause of idiopathic chronic diarrhea.Gastroenterol Clin North Am. 2012;41:539-560 2. Ho J, Moyer TP, Phillips SF: Chronic diarrhea: the role of magnesium. Mayo Clin Proc. 1995;70:1091-1092 3. Fine KD, Santa Ana CA, Fordtran JS: Diagnosis of magnesium-induced diarrhea. N Engl J Med. 1991;324:1012-1017 4. Fine KD, Ogunji F, Florio R, Porter J, Ana CS:Investigation and diagnosis of diarrhea caused by sodium phosphate. Dig Dis Sci. 1998;43(12):2708-2714 5. Eherer AJ, Fordtran JS:Fecal osmotic gap and pH in experimental diarrhea of various causes. Gastroenterology. 1992;103:545-551 6. Casprary WF: Diarrhea associated with carbohydrate malabsorption. Clin Gastroenterol. 1986;15:631-655 | In an alkaline solution, magnesium forms a purple complex with xylidyl blue, a diazonium salt. The magnesium concentration is measured photometrically via the decrease in the xylidyl blue absorbance.(Package insert: Magnesium reagent. Roche Diagnostics; V8.0 01/2020) | 1 to 3 days | 7 days | This test has been modified from the manufacturer's instructions. Its performance characteristics were determined by Mayo Clinic in a manner consistent with CLIA requirements. This test has not been cleared or approved by the US Food and Drug Administration. | 83735 | Magnesium, F | 29911-5 | MG_F | Magnesium, F | 29911-5
MGS | Magnesium, Serum | Monitoring preeclampsia patientsbeing treated with magnesium sulfate, although in most casesmonitoring clinical signs (respiratory rate and deep tendon reflexes) isadequate and blood magnesium levels are not required | Colorimetric Assay | Yes | Magnesium, S | Serum | Container/Tube: Preferred:Serum gel Acceptable:Red top Specimen Volume:0.5 mL Collection Instructions: 1. SeeMetals Analysis Specimen Collection and Transportfor complete instructions. 2. Serum gel tubes should be centrifuged within 2 hours of collection. 3. Red-top tubes should be centrifuged and aliquoted within 2 hours of collection. Additional Information:If other metal tests are also desired when drawing for a serum magnesium level; the specimen must be drawn in a plain, royal blue-top Vacutainer plastic trace element blood collection tube. | 0.25 mL | Magnesium, along with potassium, is a major intracellular cation. Magnesium is a cofactor of many enzyme systems. All adenosine triphosphate (ATP)-dependent enzymatic reactions require magnesium as a cofactor. Approximately 70% of magnesium ions are stored in bone. The remainder is involved in intermediary metabolic processes; about 70% is present in free form while the other 30% is bound to proteins (especially albumin), citrates, phosphate, and other complex formers. The serum magnesium level is kept constant within very narrow limits. Regulation takes place mainly via the kidneys, primarily via the ascending loop of Henle. Conditions that interfere with glomerular filtration result in retention of magnesium and, hence, elevation of serum concentrations. Hypermagnesemia is found in acute and chronic renal failure, magnesium overload, and magnesium release from the intracellular space. Mild-to-moderate hypermagnesemia may prolong atrioventricular conduction time. Magnesium toxicity may result in central nervous system (CNS) depression, cardiac arrest, and respiratory arrest. Numerous studies have shown a correlation between magnesium deficiency and changes in calcium, potassium, and phosphate homeostasis, which are associated with cardiac disorders such as ventricular arrhythmias that cannot be treated by conventional therapy, increased sensitivity to digoxin, coronary artery spasms, and sudden death. Additional concurrent symptoms include neuromuscular and neuropsychiatric disorders. Conditions that have been associated with hypomagnesemia include chronic alcoholism, childhood malnutrition, lactation, malabsorption, acute pancreatitis, hypothyroidism, chronic glomerulonephritis, aldosteronism, and prolonged intravenous feeding. | 0-2 years: 1.6-2.7 mg/dL 3-5 years: 1.6-2.6 mg/dL 6-8 years: 1.6-2.5 mg/dL 9-11 years: 1.6-2.4 mg/dL 12-17 years: 1.6-2.3 mg/dL >17 years: 1.7-2.3 mg/dL | Symptoms of magnesium deficiency do not typically appear until levels are 1.0 mg/dL or lower. Levels of 9.0 mg/dL or higher may be life-threatening. | Serum or plasma magnesium concentration provides only anapproximate guide to the presence or absence of magnesiumdeficiency. Hypomagnesemia reliably indicates magnesium deficiency,but its absence does not exclude significant magnesium depletion.The concentration of magnesium in serum has not been shown tocorrelate with any other tissue pools of magnesium exceptinterstitial fluid. | 1. Tietz Textbook of Clinical Chemistry. Chapter 49: Fourth edition. Edited by CA Burtis, ER Ashwood, DE Bruns. Philadelphia, WB Saunders Company, 2006, pp 1893-1912 2. Ryan MF: The role of magnesium in clinical biochemistry: an overview. Ann Clin Biochem 1991;28:19-26 | In an alkaline solution, magnesium forms a purple complex with xylidylblue, a diazonium salt. The magnesium concentration is measuredphotometrically via the decrease in the xylidyl blue absorbance.(Packageinsert: Magnesium, Roche, 2005) | Same day/1 to 2 days | 1 week | This test has been cleared, approved, or is exempt by the US Food and Drug Administration and is used per manufacturer's instructions. Performance characteristics were verified by Mayo Clinic in a manner consistent with CLIA requirements. | 83735 | Magnesium, S | 19123-9 | MGS | Magnesium, S | 19123-9
MAGRU | Magnesium/Creatinine Ratio, Random, Urine | Assessing the cause of abnormal serum magnesium concentrations Determining whether nutritional magnesium loads are adequate Calculating urinary calcium oxalate and calcium phosphate supersaturation and assessing kidney stone risk. | MGCO: Colorimetric Endpoint Assay CRETR: Enzymatic Colorimetric Assay MCTR1: Calculation | Yes | Magnesium/Creat Ratio, Random, U | Urine | Supplies:Sarstedt Aliquot Tube 5 mL (T914) Collection Container/Tube:Plastic urine container Submission Container/Tube:Plastic, 5-mL tube or a clean, plastic aliquot container with no metal cap or glued insert Specimen Volume:4 mL Collection Instructions: 1. Collect a random urine specimen. 2. No preservative. | 1 mL | Magnesium, along with potassium, is a major intracellular cation. Magnesium is a cofactor of many enzyme systems. All adenosine triphosphate-dependent enzymatic reactions require magnesium as a cofactor. Approximately 70% of magnesium ions are stored in bone. The remainder are involved in intermediary metabolic processes; about 70% are present in free form, while the other 30% are bound to proteins (especially albumin), citrates, phosphate, and other complex formers. The serum magnesium level is kept constant within very narrow limits. Renal handling of magnesium is determined by the combination of filtration and reabsorption. Roughly 70% of the magnesium in plasma is filtered by the glomeruli; 20% to 30% of the filtered magnesium is reabsorbed in the proximal tubule, while less than 5% is reabsorbed in the distal tubule and collecting duct.(1) Numerous causes of renal magnesium wasting have been identified including (but not limited to) congenital defects (including Barter and Gitelman syndrome), various endocrine disorders (including hyperaldosteronism and hyperparathyroidism), exposure to certain drugs (ie, diuretics,cis-platinum, aminoglycoside antibiotics, calcineurin inhibitors), and other miscellaneous causes (including chronic alcohol abuse). Gastrointestinal conditions associated with fat malabsorption and chronic diarrhea can cause fecal magnesium loss and hypomagnesemia. High levels of plasma magnesium are typically only seen in patients with decreased renal function, after administration of a magnesium load large enough to exceed the kidneys' ability to excrete it, or a combination of the two.(2) Magnesium is an inhibitor of calcium crystal growth and contributes to urinary calcium oxalate and calcium phosphate supersaturation. However, low urinary magnesium in isolation has not been identified as a common cause of kidney stones, nor has magnesium supplementation been proven as an effective therapy for stone prevention. | 1 month-<12 months: 0.10-0.48 mg/mg creat 12 months-<24 months: 0.09-0.37 mg/mg creat 24 months-<3 years: 0.07-0.34 mg/mg creat 3 years-<5 years: 0.07-0.29 mg/mg creat 5 years-<7 years: 0.06-0.21 mg/mg creat 7 years-<10 years: 0.05-0.18 mg/mg creat 10 years-<14 years: 0.05-0.15 mg/mg creat 14 years-<18 years: 0.05-0.13 mg/mg creat 18 years-83 years: 0.04-0.12 mg/mg creat Reference values have not been established for patients who are younger than 1 month. Reference values have not been established for patients who are older than 83 years. | Urinary magnesium excretion should be interpreted in concert with serum concentrations. In the presence of hypomagnesemia, a 24-hour urine magnesium above 24 mg/day or fractional excretion above 0.5% suggests renal magnesium wasting. Lower values suggest inadequate magnesium intake and/or gastrointestinal losses. In the presence of hypermagnesemia, urinary magnesium levels provide an indication of current magnesium intake. Lower urinary magnesium excretion increases urinary calcium oxalate and calcium phosphate supersaturation and could contribute to kidney stone risk. | Urinary magnesium excretion must be interpreted with caution during periods of intravenous magnesium infusion. | 1.Delaney MP, Lamb EJ.Kidney disease. In: Rifai N, Horvath AR, Wittwer CT, eds: Tietz Textbook of Clinical Chemistry and Molecular Diagnostics. 6th ed. Elsevier; 2018:1309 2. Al Ghamdi SM. Magnesium deficiency: pathophysiologic and clinical overview. Am J Kidney Dis. 1994;24(5):737-752 3. Sutton RA. Abnormal renal magnesium handling. Miner Electrolyte Metab. 1993;19(4-5):232-240 | Magnesium: In alkaline solution, magnesium forms a purple complex with xylidyl blue, diazonium salt. The magnesium concentration is measured photometrically via the decrease in xylidyl blue absorbance.(Package insert: Roche MG2 kit. Roche Diagnostics; V17.0 03/2022) Creatinine: The enzymatic method is based on the determination of sarcosine from creatinine with the aid of creatininase, creatinase, and sarcosine oxidase. The liberated hydrogen peroxide is measured via a modified Trinder reaction using a colorimetric indicator. Optimization of the buffer system and the colorimetric indicator enables the creatinine concentration to be quantified both precisely and specifically.(Package insert: Creatinine plus ver 2. Roche Diagnostics; V2.0 03/2023) | Same day/1 to 3 days | 7 days | This test has been cleared, approved, or is exempt by the US Food and Drug Administration and is used per manufacturer's instructions. Performance characteristics were verified by Mayo Clinic in a manner consistent with CLIA requirements. | 8373582570 | Magnesium/Creat Ratio, Random, U | 13474-2 | MCTR1 | Magnesium/Creat Ratio, Random, U | 13474-2
FMME | Mahi Mahi IgE |  | ImmunoCAP FEIA | Yes | Mahi Mahi IgE | Serum | Specimen Type: Serum Container/Tube: Red or SST Specimen Volume: 0.5 mL Collection Instructions: Draw blood in a plain red-top tube(s), serum gel tube is acceptable. Spin down and send 0.5 mL of serum refrigerated in a plastic vial. | 0.5 mL |  | <0.35 kU/L | ClassIgE (kU/L)Comment 0<0.10Negative 0/10.10 â€“ 0.34Equivocal/Borderline 10.35 â€“ 0.69Low Positive 20.70 â€“ 3.49Moderate Positive 33.50 â€“ 17.49High Positive 417.50 â€“ 49.99Very High Positive 550.00 â€“ 99.99Very High Positive 6>99.99Very High Positive |  |  |  | 3 to 6 days |  | This test was developed and its performance characteristics determined by Eurofins Viracor. It has not been cleared or approved by the U.S. Food and Drug Administration. | 86003 | Mahi Mahi IgE | 82570-3 | Z3887 | CLASS | 103121-0
MOBRD | Mail Out Research, Blood |  |  | Yes | Mail Out Research, Blood | Varies | [10 empty] | Not Applicable
MALI | MAL Immunostain, Technical Component Only | Diagnosis of primary mediastinal large B-cell lymphoma | Immunohistochemistry (IHC) | Yes | MAL IHC, Tech Only | For the initial technical component only immunohistochemical (IHC) stain performed, the appropriate bill-only test ID will be reflexed and charged (IHTOI). For each additional technical component only IHC stain performed, an additional bill-only test ID will be reflexed and charged (IHTOA). | Supplies:Immunostain Technical Only Envelope (T693) Specimen Type:Tissue Container/Tube:Immunostains Technical Only Envelope Preferred:2 Unstained positively charged glass slides (25- x 75- x 1-mm) per test ordered; sections 4-microns thick. Acceptable:Formalin-fixed, paraffin-embedded tissue block |  | MAL is a nonglycosylated hydrophobic integral membrane protein that forms, stabilizes, and maintains glycosphingolipid-enriched membrane microdomains. MAL is known also as T lymphocyte maturation-associated protein. MAL expression is a specific marker of primary mediastinal large B-cell lymphoma. |  | This test does not include pathologist interpretation, only technical performance of the stain. If interpretation is required, order PATHC / Pathology Consultation for a full diagnostic evaluation or second opinion of the case. The positive and negative controls are verified as showing appropriate immunoreactivity. If a control tissue is not included on the slide, a scanned image of the relevant quality control tissue is available upon request; call 855-516-8404. Interpretation of this test should be performed in the context of the patient's clinical history and other diagnostic tests by a qualified pathologist. | Age of a cut paraffin section can affect immunoreactivity. Stability thresholds vary widely among published literature and are antigen dependent. Best practice is for paraffin sections to be cut within 6 weeks. | 1. Gentry M, Bodo J, Durkin L, Hsi ED. Performance of a commercially available MAL antibody in the diagnosis of primary mediastinal large B-cell lymphoma. Am J Surg Pathol. 2017;41(2):189-194 2. Rosenwald A, Wright G, Leroy K, et al. Molecular diagnosis of primary mediastinal B cell lymphoma identifies a clinically favorable subgroup of diffuse large B cell lymphoma related to Hodgkin lymphoma. J Exp Med. 2003;98(6):851-862 3. Copie-Bergman C, Plonquet A, Alonso MA, et al. MAL expression in lymphoid cells: further evidence for MAL as a distinct molecular marker of primary mediastinal large B-cell lymphomas. Mod Pathol. 2002;15(11):1172-1180 4. Magaki S, Hojat SA, Wei B, So A, Yong WH. An Introduction to the Performance of Immunohistochemistry. Methods Mol Biol. 2019;1897:289-298. doi:10.1007/978-1-4939-8935-5_25 | Immunohistochemistry on sections of paraffin-embedded tissue.(Unpublished Mayo method) | 1 to 3 days | Until staining is complete. | This test has been cleared, approved, or is exempt by the US Food and Drug Administration and is used per manufacturer's instructions. Performance characteristics were verified by Mayo Clinic in a manner consistent with CLIA requirements. | 88342-TC, primary88341-TC, if additional IHC | MAL IHC, Tech Only | Order only;no result | 601989 | MAL IHC, Tech Only | Bill only; no result
MALP | Malabsorption Evaluation Panel, Feces | Evaluation of patients with suspected malabsorption, as suggested by chronic diarrhea, unexplained weight loss, or nutritional deficiencies Differentiation between causes of malabsorption, specifically inflammatory conditions, pancreatic insufficiency, and osmotic diarrhea Detection of protein-losing enteropathy that may be associated with an underlying malabsorption | A1AF: Nephelometry CALPR, ELASF: Enzyme-Linked Immunosorbent Assay (ELISA) UREDF: Benedict’s Copper Reduction Reaction | Yes | Malabsorption Evaluation Panel, F | Fecal | Supplies:Malabsorption Panel (T920) Container/Tube:Malabsorption kit or 2 small stool containers Specimen Volume:18 g split between 2 containers, each containing half of the specimen Collection Instructions: 1. Collect a fresh, random fecal specimen, no preservative. 2. Split specimen between 2 small containers, each containing half of the specimen. 3. Label one small container with the A1AF and UREDF sample collection labels. Label the other small container with the CALPR, ELASF sample collection label. 4. Freeze immediately Additional Information: 1. Specimen must be split prior to transport. 2. Testing cannot be added to a previously collected specimen. 3. Specimen cannot be collected from a diaper. | 5 g | Malabsorption is defined as impaired gastrointestinal (GI) absorption of nutrients, including fats, proteins, carbohydrates, vitamins, and minerals. The classic presentation of malabsorption is chronic diarrhea; however, many patients may not display this symptomatology. Instead, they may present with mild GI symptoms and weight loss or with systemic manifestations associated with a specific nutrient deficiency. Malabsorption can result from different pathologic mechanisms; identification of the specific cause is important for proper treatment. Evaluation for the cause of malabsorption requires a variety of blood and stool tests. Stool testing as a more direct marker of GI function is particularly useful for certain diseases. Fecal calprotectin concentrations are a reflection of the number of neutrophils in the GI tract, with an elevated result consistent with an inflammatory condition such as inflammatory bowel disease. Elastase is an enzyme produced by the pancreas and decreased concentrations in the stool are indicative of pancreatic insufficiency and malabsorption due to a deficiency in digestive enzymes. The reducing substances test is useful in cases of chronic diarrhea; increased concentrations are consistent with osmotic diarrhea caused by disaccharidase deficiency or intestinal monosaccharide malabsorption. In comparison, measurement of alpha-1-antitrypsin in stool is not diagnostic for a specific malabsorption etiology but is useful for determining the extension of protein loss through the GI tract. | ALPHA-1-ANTITRYPSIN, RANDOM: < or =54 mg/dL CALPROTECTIN: <50.0 mcg/g (Normal) 50.0-120 mcg/g (Borderline) >120 mcg/g (Abnormal) Reference values apply to all ages. PANCREATIC ELASTASE: <100 mcg/g (Severe pancreatic insufficiency) 100-200 mcg/g (Moderate pancreatic insufficiency) >200 mcg/g (Normal) Reference values apply to all ages. REDUCING SUBSTANCE: Negative or trace | Calprotectin concentrations above 120 mcg/g are suggestive of an active inflammatory process within the gastrointestinal system; additional diagnostic testing to determine the etiology of the inflammation is suggested. Calprotectin concentrations between 50.0 and 120 mcg/g are borderline and may represent a mild inflammatory process; for patients with clinical symptoms suggestive of an inflammatory process, retesting in 4 to 6 weeks may be indicated. Pancreatic elastase concentrations below 100 mcg/g are consistent with exocrine pancreatic insufficiency; pancreatic elastase concentrations from 100 to 200 mcg/g are suggestive for moderate exocrine pancreatic insufficiency. Reducing substance concentrations above 0.50 g/dL are consistent with grade 2 to 4 osmotic diarrhea; reducing substance concentrations from 0.25 to 0.50 g/dL are consistent with grade 1 osmotic diarrhea. Alpha-1-antitrypsin concentrations above 100 mg/dL are consistent with protein-losing enteropathy | Malabsorption can result from a variety of pathological conditions; for most individuals with malabsorption, appropriate evaluation includes blood and fecal testing in addition to clinical evaluation. Due to the heterogeneous composition of fecal material, variability in results may be observed when patients are monitored over time. | 1. Levitt DG, Levitt MD. Protein losing enteropathy: comprehensive review of the mechanistic association with clinical and subclinical disease states. Clin Exp Gastroenterol. 2017;10:147-168 2. Murray FR, Morell B, Biedermann L, Schreiner P. Protein-losing enteropathy as precursor of inflammatory bowel disease: a review of the literature. BMJ Case Rep. 2021;14(1):e238802 3. Gisbert JP, McNicholl AG. Questions and answers on the role of faecal calprotectin as a biological marker in inflammatory bowel disease. Dig Liver Dis. 2009;41(1):56-66 4. Sherwood RA, Walsham NE, Bjarnason I. Gastric, pancreatic, and intestinal function. In:Rifai N, Horwath AR, Wittwer CT, eds. Tietz Textbook of Clinical Chemistry and MolecularDiagnostics. 6th ed. Elsevier; 2018:1398-1420 5. Capurso G, Traini M, Piciucchi M, Signoretti M, Arcidiacono PG: Exocrine pancreatic insufficiency: prevalence, diagnosis, and management. Clin Exp Gastroenterol. 2019;12:129-139 6. Chowdhury SD, Kurien RT, Ramachandran A, et al. Pancreatic exocrine insufficiency: Comparing fecal elastase 1 with 72-h stool for fecal fat estimation. Indian J Gastroenterol. 2016;35(6):441-444 7. Siddiqui HA, Salwen MJ, Shaikh MF, Bowne WB. Laboratory diagnosis of gastrointestinal and pancreatic disorders. In: McPherson RA, Pincus MR, eds. Henry's Clinical Diagnosis and Management by Laboratory Methods. 23rd ed. Elsevier; 2017:306-323 8. Branski D. Disorders of malabsorption. In: Kleigman RM, Stanton BF, St.Geme JW, eds. Nelson Textbook of Pediatrics. Elsevier; 2016:1831-1850 9. Krom FA, Frank CG. Clinitesting neonatal stools. Neonatal Netw. 1989;8(2):37-40 10. Sacks DB. Carbohydrates: Qualitative methods for total reducing substances. In: Burtis CA, Ashwood ER, eds. Tietz Textbook of Clinical Chemistry. 2nd ed. 1994;968-969 | Alpha-1-Antitrypsin: Immunonephelometry quantitates the alpha-1-antitrypsin (AAT) contained in a fecal specimen. In the absence of a timed fecal collection, an AAT fecal concentration will be reported.(Instruction manual: Siemens Nephelometer II Operations. Siemens, Inc; Version 2.3, 2008; Addendum to the Instruction Manual 2.3. 08/2017) Calprotectin: The QUANTA Lite Calprotectin Extended Range assay is an enzyme-linked immunosorbent assay (ELISA). Briefly, polyclonal capture antibodies specific for human calprotectin are immobilized on a 96-well plate. Calibrators, controls, and diluted patient samples are added to the wells of the plate. If present, calprotectin will bind to the capture antibodies on the plate. After a wash step, a solution containing an enzyme-labelled antibody is added. After another wash step, a substrate solution is added, which will change color in the presence of the enzyme. The absorbance of the color produced is proportional to the amount of calprotectin in the patient sample. Lastly, the control and patient results are calculated based on a curve generated from the kit calibrators.(Packet insert: QUANTA Lite Calprotectin Extended Range ELISA kit. INOVA Diagnostics; 04/2019) Pancreatic Elastase: The Immundiagnostik Pancreatic Elastase assay is an ELISA. Calibrators, controls, and diluted patient samples are added to a 96-well plate pre-coated with monoclonal antibodies to pancreatic elastase. If present, pancreatic elastase will bind to the antibodies on the surface of the microtiter wells. After a wash step, a peroxidase-labeled conjugate (mouse anti-pancreatic elastase) is added. After another washing step, substrate tetramethylbenzidine is added, which reacts with the peroxidase. An acidic stop solution is added, causing the color to change from blue to yellow. The intensity of the yellow color is directly proportional to the concentration of pancreatic elastase. A dose response curve of absorbance unit (optical density at 450 nm) vs. concentration is generated using the values obtained from the standards. Pancreatic elastase present in the patient samples is determined directly from this curve.(Package insert: IDK Pancreatic Elastase ELISA kit. Immundiagnostik AG; 2019) Reducing Substances: Copper sulfate in the tablet reacts with reducing substances converting cupric sulfate to cuprous oxide.(Package insert: AimTab Reducing Substances Tablets. Germaine Laboratories, Inc; 12/2015) | 4 to 6 days | See individual test IDs | See Individual Test IDs | 0430U | Malabsorption Evaluation Panel, F | 101803-5 | ELASF | Pancreatic Elastase, F | 25907-7
LMALP | Malaria PCR with Parasitemia Reflex, Varies | Detection ofPlasmodiumDNA and identification of the infecting species, with reflex percent parasitemia calculated using thin blood films for positive cases An adjunct to conventional microscopy of Giemsa-stained films Detection and confirmatory identification ofPlasmodiumspecies:Plasmodiumfalciparum,Plasmodiumvivax,Plasmodiumovale,Plasmodiummalariae,andPlasmodiumknowlesi This test shouldnot be usedto screen asymptomatic patients. | Real-Time Polymerase Chain Reaction (PCR)/DNA Probe Hybridization | Yes | Malaria PCR with Parasitemia Reflex | If positive, the percent parasitemia will be performed at an additional charge. | Both blood specimens and slides are required. Specimen Type:Blood Container/Tube:Lavender top (EDTA) Specimen Volume:3 mL Collection Instructions: 1. Invert several times to mix blood. 2. Send whole blood specimen in original tube.Do not aliquot. Specimen Type:Blood films Container/Tube:Clean, grease-free slides in plastic slide container Specimen Volume:2 Thin blood films and 2 thick blood films Collection Instructions: 1. Blood films should be made from fresh blood using fingerstick or drops of blood from needle following venipuncture. However, EDTA anticoagulated blood is also acceptable. 2. Prepare thin blood films as follows: a. Prepare a thin film with a "feathered edge" that is no more than a single cell thick. b. Allow the film to thoroughly air dry and then fix by briefly immersing in either absolute or 95% methyl alcohol. c. Allow to air dry after fixation. 3. Prepare thick blood films as follows: a. Place a large drop of blood (approximately the size of a dime and preferably from a fingerstick) on a slide. b. Using a corner of a second slide, spread the drop in a circular motion while applying firm pressure to literally scratch the blood onto the carrier slide. This technique allows the blood to dry quickly and adhere well to the slide. Use approximately 20 circular sweeps with the second slide. The drop of blood should be about the size of a quarter when finished. c.Do not fix.Air dry thoroughly (approximately 45 minutes) before placing in transport container. | Blood: 1 mL Slides: See Specimen Required | Malaria is a mosquito-transmitted disease caused by apicomplexan parasites in the genusPlasmodium.It is an important cause of morbidity and mortality worldwide, with the World Health Organization estimating 219 million cases and 435,000 malaria-related deaths in 2017. Malaria disproportionately affects individuals living in Africa (90% of cases), with individuals living in southeast Asia and the eastern Mediterranean regions next most affected. Malaria is also encountered outside of endemic regions, such as the United States, usually in returning travelers. Malaria is caused primarily by 4 species of the protozoaPlasmodium:Plasmodiumfalciparum,Plasmodiumvivax,Plasmodiummalariae, andPlasmodiumovale.A fifthPlasmodiumspecies,Plasmodiumknowlesi,is a simian parasite that may be an important source of human infection in some regions of Southeast Asia. DifferentiatingPfalciparumandPknowlesifrom other species is important since bothcan cause life-threatening infections. In addition,Pfalciparumis typically resistant to many commonly used antimalarial agents, such as chloroquine. Microscopy of Giemsa-stained thick and thin blood films is the standard laboratory method for diagnosis and species identification of malaria parasites. Under optimal conditions, the sensitivity of the thick film microscopy is estimated to be 10 to 30 parasites per microliter of blood. However, microscopic diagnosis requires considerable expertise and may be insensitive or nonspecific when inadequate training and facilities are available. Furthermore, prolonged exposure to EDTA, transportation conditions, and prior use of antimalarial drugs may alter parasite morphology and negatively impact the ability to perform speciation by microscopy. Finally,Babesiaparasites have a similar appearance toPfalciparumring forms (early trophozoites) on peripheral blood films, resulting in potential diagnostic confusion. Polymerase chain reaction (PCR) analysis is an alternative method for malaria diagnosis that allows for sensitive and specific detection ofPlasmodiumspecies DNA from peripheral blood. PCR may be more sensitive than conventional microscopy in very low parasitemias and is more specific for species identification. It may be particularly useful when subjective microscopy does not permit certain identification of the species present. Malaria PCR can be used in conjunction with a traditional blood film orBabesiaPCR when the clinical or morphologic differential includes both babesiosis and malaria. Examination of the thin film also allows for calculation of percent parasitemia, which can be used to predict prognosis and monitor response to treatment. | Negative | A positive result indicates the presence ofPlasmodiumnucleic acid, and the melting curve analysis indicates the infecting species. | Malaria is potentially a life-threatening disease, and it is imperative to test for parasites as rapidly as possible. Therefore, this test is for confirmation only, except for clients in the immediate Rochester, Minnesota area who can provide rapid delivery of specimens to Mayo Clinic Laboratories. Assay may be negative in very low parasitemias. Species ofPlasmodiumpresent in mixed infections may not be clearly delineated. In some instances, the closely related species,Plasmodium ovaleandPlasmodium vivax, cannot be differentiated from one another by this test. In this instance, results will be reported as "Pvivax/Povale." These 2 species have similar prognoses and treatments and can often be distinguished based on patient travel history. This assay does not distinguish between residual nucleic acid (which may persist after adequate treatment) and viable intact parasites. It also does not distinguish between gametocytes (nonpathogenic forms that may be present in resolving infections) and virulent trophozoites. Although the reference range is considered "negative" for individuals living in nonendemic areas, this assay may detect low-grade asymptomatic parasitemia from individuals exposed to malaria-endemic areas. However, this assay is designed to detect onlyPlasmodiumspecies of clinical significance and is to be used for patients with a clinical history and symptoms consistent with malaria. This polymerase chain reaction assaydoes notdetect other parasites that may be present in the blood and have similar disease presentations, includingBabesiaandTrypanosomaspecies. | 1. Global Health, Division of Parasitic Diseases and Malaria: Malaria. CDC; Updated March 28, 2023. Accessed March 29, 2023. Available at www.cdc.gov/malaria/ 2. Swan H, Sloan L, Muyombwe A, et al: Evaluation of a real-time polymerase chain reaction assay for the diagnosis of malaria in patients from Thailand. Am J Trop Med Hyg. 2005 Nov;73(5):850-854 3. World Health Organization (WHO). Malaria. WHO; Updated December 8, 2022. Accessed March 29, 2023. Available at www.who.int/news-room/fact-sheets/detail/malaria | DNA from EDTA-anticoagulated whole blood is extracted and tested using real-time polymerase chain reaction (PCR) on the LightCycler 480 instrument (Roche Applied Science) with primers and fluorescence resonance energy transfer (FRET) probes.A genus-specific primer set corresponding to 18S ribosomal RNA is used to amplify target sequence. One pair of FRET hybridization probes was designed forPlasmodium falciparumover a region containing base pair mismatches allowing for differentiation of otherPlasmodiumspecies by using melting curve analysis, while a second probe set is specific forPlasmodium knowlesi.(Babady NE, Sloan LM, Rosenblatt JE, Pritt BS: Detection ofPlasmodium knowlesiby real-time polymerase chain reaction. Am J Trop Med Hyg. 2009 Sept;81(3):516-518) Slides are used to determine percentage of parasitemia if PCR is positive. | Same day/1 to 3 days | 7 days | This test was developed and its performance characteristics determined by Mayo Clinic in a manner consistent with CLIA requirements. It has not been cleared or approved by the US Food and Drug Administration. | 8779887207 (if applicable) | Malaria PCR with Parasitemia Reflex | 47260-5 | 37116 | Malaria PCR w/ Parasitemia | 47260-5
LCMAL | Malaria, Molecular Detection, PCR, Varies | Detection ofPlasmodiumDNA and identification of the infecting species An adjunct to conventional microscopy of Giemsa-stained films, particularly in cases of low percent parasitemia or suboptimal parasite morphology Detection and confirmatory identification ofPlasmodiumspecies:Plasmodiumfalciparum,Plasmodiumvivax,Plasmodiumovale,Plasmodiummalariae,andPlasmodiumknowlesi This testshould not be usedto screen asymptomatic patients. | Real-Time Polymerase Chain Reaction (PCR)/DNA Probe Hybridization | Yes | Malaria PCR | For more information seeMalaria Laboratory Testing Algorithm. | Both blood specimens and slides are required. Specimen Type:Blood Container/Tube:Lavender top (EDTA) Specimen Volume:4 mL Collection Instructions: 1. Invert several times to mix blood. 2. Send specimen in original tube.Do not aliquot. Specimen Type:Blood films Container/Tube:Clean, grease-free slides in plastic slide container Specimen Volume:2 thin blood films and 2 thick blood films Collection Instructions: 1. Ideally, blood films should be made directly from uncoagulated blood acquired via fingerstick. However, EDTA anticoagulated blood is also acceptable. 2. Prepare thin blood films as follows: a. Prepare a thin film with a "feathered edge" that is no more than a single cell thick. b. Allow the film to thoroughly air dry and then fix by briefly immersing in either absolute or 95% methyl alcohol. c. Allow to air dry after fixation. 3. Prepare thick blood films as follows: a. Place a large drop of blood (approximately the size of a dime and preferably from a fingerstick) on a slide. b. Using a corner of a second slide, spread the drop in a circular motion while applying firm pressure to literally scratch the blood onto the carrier slide. This technique allows the blood to dry quickly and adhere well to the slide. Use approximately 20 circular sweeps with the second slide. The drop of blood should be about the size of a quarter when finished. c.Do not fix.Air dry thoroughly (approximately 45 minutes) before placing in transport container. | Blood: 1 mL Slides: See Specimen Required. | Malaria is a mosquito-transmitted disease caused by apicomplexan parasites in the genusPlasmodium.It is an important cause of morbidity and mortality worldwide, with the World Health Organization (WHO) estimating 219 million cases and 435,000 malaria-related deaths in 2017. Malaria disproportionately affects individuals living in Africa (90% of cases), with individuals living in southeast Asia and the eastern Mediterranean regions next most affected. Malaria is also encountered outside of endemic regions, such as the United States, usually in returning travelers. Malaria is caused primarily by 4 species of the protozoaPlasmodium:Plasmodiumfalciparum,Plasmodiumvivax,Plasmodiummalariae, andPlasmodiumovale.A fifthPlasmodiumspecies,Plasmodiumknowlesi,is a simian parasite that may be an important source of human infection in some regions of Southeast Asia. DifferentiatingPfalciparumandPknowlesifrom other species is important since bothcan cause life-threatening infections. In addition,Pfalciparumis typically resistant to many commonly used antimalarial agents, such as chloroquine. Microscopy of Giemsa-stained thick and thin blood films is the standard laboratory method for diagnosis and differentiation of malaria parasites. Under optimal conditions, the sensitivity of the thick film microscopy is estimated to be 10 to 30 parasites per microliter of blood. However, microscopic diagnosis requires considerable expertise and may be insensitive or nonspecific when inadequate training and facilities are available. Furthermore, prolonged exposure to EDTA, transportation conditions, and prior use of antimalarial drugs may alter parasite morphology and negatively impact the ability to perform species identification by microscopy. Finally,Babesiaparasites have a similar appearance toPfalciparumring forms (early trophozoites) on peripheral blood films, resulting in potential diagnostic confusion. Polymerase chain reaction (PCR) analysis is an alternative method of malaria diagnosis that allows for sensitive and specific detection ofPlasmodiumspecies DNA from peripheral blood. PCR may be more sensitive than conventional microscopy in very low parasitemias and is more specific for species identification. It may be particularly useful when subjective microscopy does not permit certain identification of the species present. Malaria PCR can be used in conjunction with a traditional blood film orBabesiaPCR when the clinical or morphologic differential includes both babesiosis and malaria. Examination of the thin film also allows for calculation of percent parasitemia, which can be used to predict prognosis and monitor response to treatment.This test doesnotinclude blood smear examination or calculation of parasitemia. | Negative | A positive result indicates the presence ofPlasmodiumnucleic acid and melting curve analysis indicates the infecting species. | Malaria is potentially a life-threatening disease, and it is imperative to test for parasites as rapidly as possible. Therefore, this test is for confirmation only except for clients in the immediate Rochester, Minnesota area who can provide rapid delivery of specimens to Mayo Clinic Laboratories. Assay may be negative in very low parasitemias. Species ofPlasmodiumpresent in mixed infections may not be clearly delineated. In some instances, the closely related species,PlasmodiumovaleandPlasmodiumvivax, cannot be differentiated from one another by this test. In this instance, results will be reported as "Pvivax/Povale." These 2 species have similar prognosis and treatment and can often be distinguished based on patient travel history. This is a qualitative test only. If calculation of percent parasitemia is desired, order LMALP / Malaria PCR with Parasitemia Reflex, Varies. This assay does not distinguish between residual nucleic acid (which may persist after adequate treatment) and viable intact parasites. It also does not distinguish between gametocytes (nonpathogenic forms that may be present in resolving infections) and virulent trophozoites. Although the reference range is considered "negative" for individuals living in nonendemic areas, this assay may detect low-grade asymptomatic parasitemia from individuals exposed to malaria-endemic areas. However, this assay is designed to detect onlyPlasmodiumspecies of clinical significance and is to be used for patients with a clinical history and symptoms consistent with malaria. This polymerase chain reactionassaydoes notdetect other parasites that may be present in the blood and have similar disease presentations includingBabesiaandTrypanosomaspecies. | 1.Mathison BA, Pritt BS: Update on malaria diagnostics and test utilization. J Clin Microbiol. 2017 Jul;55(7):2009-2017 2. Swan H, Sloan L, Muyombwe A, et al: Evaluation of a real-time polymerase chain reaction assay for the diagnosis of malaria in patients from Thailand. Am J Trop Med Hyg. 2005 Nov;73(5):850-854 3. World Health Organization (WHO). Malaria. WHO; Updated December 8, 2022. Accessed March 29, 2023. Available at www.who.int/news-room/fact-sheets/detail/malaria 4. Cox-Singh J, Davis T, Lee K, et al:Plasmodium knowlesimalaria in humans is widely distributed and potentially life-threatening. Clin Infect Dis. 2008 January 15;46(2):165-171 | DNA from EDTA-anticoagulated whole blood is extracted and tested using real-time polymerase chain reactionon the LightCycler 2.0 instrument (Roche Applied Science) with primers and fluorescence resonance energy transfer (FRET) probes.A genus-specific primer set corresponding to 18S ribosomal RNA is used to amplify target sequence. One pair of FRET hybridization probes was designed forPlasmodium falciparumover a region containing base pair mismatches allowing for differentiation of otherPlasmodiumspecies by use of melting curve analysis, while a second probe set is specific forPlasmodium knowlesi.(Babady NE, Sloan LM, Rosenblatt JE, Pritt BS: Detection ofPlasmodium knowlesiby real-time polymerase chain reaction. Am J Trop Med Hyg. 2009 Sept;81(3):516-518) | Same day/1 to 3 days | 7 days | This test was developed and its performance characteristics determined by Mayo Clinic in a manner consistent with CLIA requirements. It has not been cleared or approved by the US Food and Drug Administration. | 87798 | Malaria PCR | 47260-5 | 87860 | Malaria PCR | 47260-5
MCMF | Malignant Cells Cyto/Heme (Bill Only) |  | This test is for billing purposes only. This is not an orderable test. | Yes | Malignant Cells Cyto/Heme | Varies | This test is for billing purposes only. This is not an orderable test. |  |  | This test is for billing purposes only. This is not an orderable test. | [6 empty] | Not Applicable | 88108
MALT | Malt, IgE, Serum | Establishing a diagnosis of an allergy to malt Defining the allergen responsible for eliciting signs and symptoms Identifying allergens: -Responsible for allergic response and/or anaphylactic episode -To confirm sensitization prior to beginning immunotherapy -To investigate the specificity of allergic reactions to insect venom allergens, drugs, or chemical allergens | Fluorescence Enzyme Immunoassay (FEIA) | Yes | Malt, IgE | Serum | Collection Container/Tube: Preferred:Serum gel Acceptable:Red top Submission Container/Tube:Plastic vial Specimen Volume:0.5 mL for every 5 allergens requested Collection Instructions:Centrifuge and aliquot serum into a plastic vial. | For 1 allergen: 0.3 mL For more than 1 allergen: (0.05 mL x number of allergens) + 0.25 mL deadspace | Clinical manifestations of immediate hypersensitivity (allergic) diseases are caused by the release of proinflammatory mediators (histamine, leukotrienes, and prostaglandins) from IgE-sensitized effector cells (mast cells and basophils) when cell-bound IgE antibodies interact with an allergen. In vitro serum testing for IgE antibodies provides an indication of the immune response to allergens that may be associated with allergic disease. The allergens chosen for testing often depend upon the age of the patient, history of allergen exposure, season of the year, and clinical manifestations. In individuals predisposed to develop allergic disease, the sequence of sensitization and clinical manifestations proceed as follows: eczema and respiratory disease (rhinitis and bronchospasm) in infants and children less than 5 years due to food sensitivity (milk, egg, soy, and wheat proteins) followed by respiratory disease (rhinitis and asthma) in older children and adults due to sensitivity to inhalant allergens (dust mite, mold, and pollen inhalants). | Class,IgE kU/L,Interpretation, 0,<0.10,Negative, 0/1,0.10-0.34,Borderline/equivocal, 1,0.35-0.69,Equivocal, 2,0.70-3.49,Positive, 3,3.50-17.4,Positive, 4,17.5-49.9,Strongly positive, 5,50.0-99.9,Strongly positive, 6,> or =100,Strongly positive, | Detection of IgE antibodies in serum (class 1 or greater) indicates an increased likelihood of allergic disease as opposed to other etiologies and defines the allergens that may be responsible for eliciting signs and symptoms. The level of IgE antibodies in serum varies directly with the concentration of IgE antibodies expressed as a class score or kU/L. | Testing for IgE antibodies is not useful in patients previously treated with immunotherapy to determine if residual clinical sensitivity exists or in patients in whom the medical management does not depend upon identification of allergen specificity. Some individuals with clinically insignificant sensitivity to allergens may have measurable levels of IgE antibodies in serum, and test results must be interpreted in the clinical context. False-positive results for IgE antibodies may occur in patients with markedly elevated serum IgE (>2500 kU/L) due to nonspecific binding to allergen solid phases. | Homburger HA, Hamilton RG: Allergic diseases. In: McPherson RA, Pincus MR, eds. Henry's Clinical Diagnosis and Management by Laboratory Methods. 23rd ed. Elsevier; 2017:1057-1070 | Specific IgE from the patient's serum reacts with the allergen of interest, which is covalently coupled to an ImmunoCAP. After washing away nonspecific IgE, enzyme-labeled anti-IgE antibody is added to form a complex. After incubation, unbound anti-IgE is washed away, and the bound complex incubated with a developing agent. After stopping the reaction, the fluorescence of the eluate is measured. Fluorescence is proportional to the amount of specific IgE present in the patient's sample (ie, the higher the fluorescence value, the more IgE antibody is present).(Package insert: ImmunoCAP System Specific IgE FEIA. Phadia; Rev 06/2020) | Same day/1 to 3 days | 14 days | This test has been cleared, approved, or is exempt by the US Food and Drug Administration and is used per manufacturer's instructions. Performance characteristics were verified by Mayo Clinic in a manner consistent with CLIA requirements. | 86003 | Malt, IgE | 6166-3 | MALT | Malt, IgE | 6166-3
MAMLF | MAML2 (11q21) Rearrangement, Mucoepidermoid Carcinoma (MEC), FISH, Tissue | Supporting the diagnosis of mucoepidermoid carcinoma when used in conjunction with an anatomic pathology consultation | Fluorescence In Situ Hybridization (FISH) | Yes | MAML2 (11q21), FISH, Ts | This test does not include a pathology consultation. If a pathology consultation is requested, PATHC / Pathology Consultation should be ordered, and the appropriate fluorescence in situ hybridization (FISH) test will be performed at an additional charge. | Submit only 1 of the following specimens: Preferred: Specimen Type:Tissue block Collection Instructions:Submit a formalin-fixed, paraffin-embedded tumor tissue block. Blocks prepared with alternative fixation methods will be attempted but are less favorable for successful results by fluorescence in situ hybridization testing; provide fixation method used. Additional Information: 1. Paraffin-embedded specimens can be from any anatomic location (skin, soft tissue, lymph node, etc). 2. Bone specimens that have been decalcified will be attempted for testing, but the success rate is approximately 50%. ?? Acceptable: Specimen Type:Tissue slides Slides: 1 Hematoxylin and eosin stained and 4 unstained Collection Instructions: Submit 1 slide stained with hematoxylin and eosin and 4 consecutive unstained, positively charged, unbaked slides with 5 micron-thick sections of the tumor tissue. | Slides: 1 Hematoxylin and eosin stained and 2 unstained | Mucoepidermoid carcinoma is the most common malignant salivary gland neoplasm, representing over 30% of all malignant salivary gland tumors. Mucoepidermoid carcinoma can arise in other locations such as the lung and airways. The diagnosis can be quite challenging due to the degree of histologic overlap with other tumors.MAML2rearrangementsare detectable in 80% to 85% of mucoepidermoid carcinomas but not in morphologic mimics. MAML2 rearrangements can be identified in numerous neoplasms in addition to mucoepidermoid carcinoma including, but not limited to, hidradenoma, poroma, porocarcinoma, and hemangioendothelioma. | An interpretive report will be provided. | MAML2will be clinically interpreted as positive, negative, or equivocal. AMAML2abnormality is detected when the percent of cells with an abnormality exceeds the normal cutoff for theMAML2probe set. A positive result is consistent with rearrangement of theMAML2gene and likely reflectsMAML2fusion with a partner gene. The significance of this finding is dependent on the clinical and pathologic features. A negative result suggests aMAML2gene rearrangement is not present but does not exclude aMAML2rearrangement. | This test is not approved by the US Food and Drug Administration, and it is best used as an adjunct to existing clinical and pathologic information. This fluorescence in situ hybridization (FISH) assay does not rule out other chromosome abnormalities. Fixatives other than formalin (eg, Prefer, Bouin's) may not be successful for FISH assays. Non-formalin fixed specimens will not be rejected. Paraffin-embedded tissues that have been decalcified may not be successful for FISH analysis. The success rate of FISH studies on decalcified tissue is approximately 50%, but FISH will be attempted if sufficient tumor is present for analysis. FISH studies will be attempted if sufficient tumor is present for analysis. The pathologist reviewing the hematoxylin and eosin-stained slide may find it necessary to cancel testing if insufficient tissue/tumor is available for testing. If no FISH signals are observed post hybridization, the case will be released indicating a lack of FISH results. | 1. Seethala RR, Dacic S, Cieply K, Kelly LM, Nikiforova MN. A reappraisal of the MECT1/MAML2 translocation in salivary mucoepidermoid carcinomas. Am J Surg Pathol. 2010;34(8):1106-1121 2. Behboudi A, Enlund F, Winnes M, et al. Molecular classification of mucoepidermoid carcinomas-prognostic significance of the MECT1-MAML2 fusion oncogene. Genes Chromosomes Cancer. 2006;45(5):470-481 3. Salem A, Bell D, Sepesi B, et al. Clinicopathologic and genetic features of primary bronchopulmonary mucoepidermoid carcinoma: the MD Anderson Cancer Center experience and comprehensive review of the literature. Virchows Archiv. 2017;470(6):619-26 4. Kuma Y, Yamada Y, Yamamoto H, et al. A novel fusion gene CRTC3-MAML2 in hidradenoma: histopathological significance. Hum Pathol. 2017;70:55-61 5. Sekine S, Kiyono T, Ryo E, et al. Recurrent YAP1-MAML2 and YAP1-NUTM1 fusions in poroma and porocarcinoma. J Clin Invest. 2019;129(9):3827-3832 6. Antonescu CR, Dickson BC, Sung YS, et al. Recurrent YAP1 and MAML2 gene rearrangements in retiform and composite hemangioendothelioma. Am J Surg Pathol. 2020;44(12):1677-1684 | The test is performed using a laboratory-developed MAML2 dual-color, break-apart strategy probe. Formalin-fixed, paraffin-embedded tissues are cut at 5 microns and mounted on positively charged glass slides. The selection of tissue and the identification of target areas on the hematoxylin and eosin (H and E)-stained slide are performed by a pathologist. Using the H and E-stained slide as a reference, target areas are etched with a diamond-tipped engraving tool on the back of the unstained slide to be assayed. The probe set is hybridized to the appropriate target areas, and 2 technologists independently analyze 50 interphase nuclei (100 total) with the results expressed as the percent of abnormal nuclei.(Unpublished Mayo method) | 7 to 10 days | Slides and H and E used for analysis are retained by the laboratory in accordance with regulatory requirements. Client provided paraffin blocks and extra unstained slides (if provided) will be returned after testing is complete. | This test was developed and its performance characteristics determined by Mayo Clinic in a manner consistent with CLIA requirements. It has not been cleared or approved by the US Food and Drug Administration. | 88271x2, 88291-DNA probe, each (first probe set), Interpretation and report88271x2-DNA probe, each; each additional probe set (if appropriate)88271x1-DNA probe, each; coverage for sets containing 3 probes (if appropriate)88271x2-DNA probe, each; coverage for sets containing 4 probes (if appropriate)88271x3-DNA probe, each; coverage for sets containing 5 probes (if appropriate)88274 w/modifier 52-Interphase in situ hybridization, <25 cells, each probe set (if appropriate)88274-Interphase in situ hybridization, 25 to 99 cells, each probe set (if appropriate) | MAML2 (11q21), FISH, Ts | 74034-0 | 53394 | Disclaimer | 62364-5
MGB | Mammaglobin (MGB) Immunostain, Technical Component Only | Breast-specific marker Aids in evaluating tumors of unknown primary site | Immunohistochemistry (IHC) | Yes | Mammaglobin IHC, Tech Only | For the initial technical component only immunohistochemical (IHC) stain performed, the appropriate bill-only test ID will be reflexed and charged (IHTOI). For each additional technical component only IHC stain performed, an additional bill-only test ID will be reflexed and charged (IHTOA). | Supplies:Immunostain Technical Only Envelope (T693) Specimen Type:Tissue Container/Tube:Immunostains Technical Only Envelope Preferred:2 Unstained positively charged glass slide (25- x 75- x 1-mm) per test ordered; sections 4-microns thick. Acceptable:Formalin-fixed, paraffin-embedded tissue block |  | Mammaglobin, a mammary specific member of the uteroglobin family, is known to be overexpressed in human breast cancer. It may be valuable when used in a panel with GCDFP-15 and ER to evaluate tumors of unknown primary site. |  | This test does not include pathologist interpretation, only technical performance of the stain. If interpretation is required, order PATHC / Pathology Consultation for a full diagnostic evaluation or second opinion of the case. The positive and negative controls are verified as showing appropriate immunoreactivity. If a control tissue is not included on the slide, a scanned image of the relevant quality control tissue is available upon request; call 855-516-8404. Interpretation of this test should be performed in the context of the patient's clinical history and other diagnostic tests by a qualified pathologist. | Age of a cut paraffin section can affect immunoreactivity. Stability thresholds vary widely among published literature and are antigen dependent. Best practice is for paraffin sections to be cut within 6 weeks. | 1. Bernstein JL, Godbold JH, Raptis G, et al. Identification of mammaglobin as a novel serum marker for breast cancer. Clin Cancer Res. 2005;11(18):6528-35 2. Leygue E, Snell L, Dotzlaw H, et al. Mammaglobin, a potential marker of breast cancer nodal metastasis. J Pathol. 1999;189(1):28-33 3. Magaki S, Hojat SA, Wei B, So A, Yong WH. An Introduction to the Performance of Immunohistochemistry. Methods Mol Biol. 2019;1897:289-298. doi:10.1007/978-1-4939-8935-5_25 | Immunohistochemistry on sections of paraffin-embedded tissue.(Unpublished Mayo method) | 1 to 3 days | Until staining is complete. | This test has been cleared, approved, or is exempt by the US Food and Drug Administration and is used per manufacturer's instructions. Performance characteristics were verified by Mayo Clinic in a manner consistent with CLIA requirements. | 88342-TC, primary88341-TC, if additional IHC | Mammaglobin IHC, Tech Only | Order only;no result | 70819 | Mammaglobin IHC, Tech Only | Bill only; no result
MAND | Mandarin, IgE, Serum | Establishing the diagnosis of an allergy to mandarin Defining the allergen responsible for eliciting signs and symptoms Identifying allergens: -Responsible for allergic response and/or anaphylactic episode -To confirm sensitization prior to beginning immunotherapy -To investigate the specificity of allergic reactions to insect venom allergens, drugs, or chemical allergens Testing for IgE antibodies isnot usefulin patients previously treated with immunotherapy to determine if residual clinical sensitivity exists, or in patients in whom the medical management does not depend upon identification of allergen specificity. | Fluorescence Enzyme Immunoassay (FEIA) | Yes | Mandarin, IgE | Serum | Collection Container/Tube: Preferred:Serum gel Acceptable:Red top Submission Container/Tube:Plastic vial Specimen Volume:0.5 mL for every 5 allergens requested Collection Instructions:Centrifuge and aliquot serum into a plastic vial. | For 1 allergen: 0.3 mL More than 1 allergen: (0.05 mL x number of allergens) + 0.25 mL dead space | Clinical manifestations of immediate hypersensitivity (allergic) diseases are caused by the release of proinflammatory mediators (histamine, leukotrienes, and prostaglandins) from IgE-sensitized effector cells (mast cells and basophils) when cell-bound IgE antibodies interact with an allergen. In vitro serum testing for IgE antibodies provides an indication of the immune response to allergens that may be associated with allergic disease. The allergens chosen for testing often depend upon the age of the patient, history of allergen exposure, season of the year, and clinical manifestations. In individuals predisposed to develop allergic disease, the sequence of sensitization and clinical manifestations proceed as follows: eczema and respiratory disease (rhinitis and bronchospasm) in infants and children less than 5 years due to food sensitivity (milk, egg, soy, and wheat proteins) followed by respiratory disease (rhinitis and asthma) in older children and adults due to sensitivity to inhalant allergens (dust mite, mold, and pollen inhalants). | Class,IgE kU/L,Interpretation, 0,<0.10,Negative, 0/1,0.10-0.34,Borderline/equivocal, 1,0.35-0.69,Equivocal, 2,0.70-3.49,Positive, 3,3.50-17.4,Positive, 4,17.5-49.9,Strongly positive, 5,50.0-99.9,Strongly positive, 6,> or =100,Strongly positive, | Detection of IgE antibodies in serum (class 1 or greater) indicates an increased likelihood of allergic disease as opposed to other etiologies and defines the allergens that may be responsible for eliciting signs and symptoms. The level of IgE antibodies in serum varies directly with the concentration of IgE antibodies expressed as a class score or kU/L. | Some individuals with clinically insignificant sensitivity to allergens may have measurable levels of IgE antibodies in serum, and test results must be interpreted in the clinical context. False-positive results for IgE antibodies may occur in patients with markedly elevated serum IgE (>2500 kU/L) due to nonspecific binding to allergen solid phases. | Homburger HA, Hamilton RG: Allergic diseases. In: McPherson RA, Pincus MR, eds. Henry's Clinical Diagnosis and Management by Laboratory Methods. 23rd ed. Elsevier; 2017:1057-1070 | Specific IgE from the patient's serum reacts with the allergen of interest, which is covalently coupled to an ImmunoCAP. After washing away nonspecific IgE, enzyme-labeled anti-IgE antibody is added to form a complex. After incubation, unbound anti-IgE is washed away, and the bound complex incubated with a developing agent. After stopping the reaction, the fluorescence of the eluate is measured. Fluorescence is proportional to the amount of specific IgE present in the patient's sample (ie, the higher the fluorescence value, the more IgE antibody is present).(Package insert: ImmunoCAP System Specific IgE FEIA. Phadia; Rev 06/2020) | 1 to 3 days | 14 days | This test was developed and its performance characteristics determined by Mayo Clinic in a manner consistent with CLIA requirements. It has not been cleared or approved by the US Food and Drug Administration. | 86003 | Mandarin, IgE | 7731-3 | MAND | Mandarin, IgE | 7731-3
MNU | Manganese, 24 Hour, Urine | Monitoring manganese exposure using 24 hour urine collections Nutritional monitoring | Triple-Quadrupole Inductively Coupled Plasma-Mass Spectrometry (ICP-MS/MS) | Yes | Manganese, 24 Hr, U | Urine | Patient Preparation:High concentrations of gadolinium and iodine are known to interfere with most metal tests. If gadolinium- or iodine-containing contrast media has been administered, a specimenshould notbe collected for 96 hours. Supplies:Urine Tubes, 10 mL (T068) Collection Container/Tube:Clean, plastic urine container with no metal cap or glued insert Submission Container/Tube:Plastic, 10-mL urine tube or clean, plastic aliquot container with no metal cap or glued insert Specimen Volume:0.3 mL Collection Instructions: 1. Collect urine for 24 hours. 2. Refrigerate specimen within 4 hours of completion of 24-hour collection. 3. SeeMetals Analysis Specimen Collection and Transportfor complete instructions. Additional Information:SeeUrine Preservatives-Collection and Transportation for 24-Hour Urine Specimensfor multiple collections. | 0.2 mL | Manganese (Mn) is a trace essential element with many industrial uses. Mining as well as iron and steel production have been implicated as occupational sources of exposure. It is principally used in steel production to improve hardness, stiffness, and strength. Mn is a normal constituent of air, soil, water, and food. The primary nonoccupational source of exposure is by eating food or Mn-containing nutritional supplements. Vegetarians who consume foods rich in Mn such as grains, beans, and nuts, as well as heavy tea drinkers, may have a higher intake than the average person. People who smoke tobacco or inhale second-hand smoke are also exposed to Mn at higher levels than nonsmokers. Inhalation is the primary source of entry for Mn but is also partially absorbed (3%-5%) through the gastrointestinal tract. Only very small amounts of Mn are absorbed dermally. Signs of toxicity may appear quickly, and neurological symptoms are rarely reversible. Mn toxicity is generally recognized to progress through 3 stages. Levy describes these stages. "The first stage is a prodrome of malaise, somnolence, apathy, emotional lability, sexual dysfunction, weakness, lethargy, anorexia, and headaches. If there is continued exposure, progression to a second stage may occur, with psychological disturbances, including impaired memory and judgement, anxiety, and sometimes psychotic manifestations such as hallucinations. The third stage consists of progressive bradykinesia, dysarthria, axial and extremity dystonia, paresis, gait disturbances, cogwheel rigidity, intention tremor, impaired coordination, and a mask-like face. Many of those affected may be permanently and completely disabled."(1) Mn is removed from the blood by the liver where it's conjugated with bile and excreted. As listed in the United States National Agriculture Library, Mn adequate intake is 1.6 to 2.3 mg/day for adults. This level of intake is easily achieved without supplementation by a diverse diet including fruits and vegetables, which have higher amounts of Mn than other food types. Patients on a long-term parenteral nutrition should receive Mn supplementation and should be monitored to ensure that circulatory levels of Mn are appropriate. | 0-17 years: Not established > or =18 years: <4.0 mcg/24 hr | Manganese (Mn) in urine represents the excretion of excess Mn from the body. Elevated levels may indicate occupational exposure or excessive nutritional intake. Specimens from normal individuals have very low levels of Mn. | Normal specimens have extremely low levels of Mn; therefore,elevated results could easily be a result of external contamination. Precautions must be taken to ensure the specimen is notcontaminated. Metal-free urine collection procedures must befollowed. | 1. Levy BS, Nassetta WJ. Neurologic effects of manganese in humans: A review. Int J Occup Environ Health. 2003;9(2):153-163. doi:10.1179/oeh.2003.9.2.153 2. Paschal DC, Ting BG, Morrow JC, et al. Trace metals in urine of United States residents: reference range concentrations. Environ Res. 1998;76(1):53-59. doi:10.1006/enrs.1997.3793 3. Rifai N, Chiu RWK, Young I, Burnham CAD, Wittwer CT, eds: Tietz Textbook of Laboratory Medicine. 7th ed. Elsevier; 2023 | The metal of interest is analyzed by triple-quadrupole inductively coupled plasma mass spectrometry.(Unpublished Mayo method) | 2 to 8 days | 14 days | This test was developed and its performance characteristics determined by Mayo Clinic in a manner consistent with CLIA requirements. It has not been cleared or approved by the US Food and Drug Administration. | 83785 | Manganese, 24 Hr, U | 8203-2 | VL24 | Urine Volume | 3167-4
MNB | Manganese, Blood | Evaluation of central nervous system symptoms, similar to Parkinson disease, in manganese (Mn) miners and processors Characterization of liver cirrhosis Therapeutic monitoring in treatment of cirrhosis, parenteral nutrition-related Mn toxicity, and environmental exposure to Mn | Triple-Quadrupole Inductively Coupled Plasma-Mass Spectrometry (ICP-MS/MS) | Yes | Manganese, B | Whole blood | Patient Preparation:High concentrations of gadolinium and iodine are known to interfere with most metal tests. If either gadolinium- or iodine-containing contrast media has been administered, a specimen should not be collected for 96 hours. Container/Tube:Royal blue top (EDTA) Vacutainer plastic trace element blood collection tube Specimen Volume:0.3 mL Collection Instructions: 1. SeeMetals Analysis Specimen Collection and Transportfor complete instructions. 2. Send whole blood specimen in original tube.Do not aliquot. | 0.2 mL | Manganese (Mn) is a trace essential element with many industrial uses. Mining as well as iron and steel production have been implicated as occupational sources of exposure. It is principally used in steel production to improve hardness, stiffness, and strength. Mn is a normal constituent of air, soil, water, and food. The primary nonoccupational source of exposure is by eating food or Mn-containing nutritional supplements. Vegetarians who consume foods rich in Mn such as grains, beans, and nuts, as well as heavy tea drinkers, may have a higher intake than the average person. People who smoke tobacco or inhale second-hand smoke are also exposed to Mn at higher levels than nonsmokers. Inhalation is the primary source of entry for Mn but is also partially absorbed (3%-5%) through the gastrointestinal tract. Only very small amounts of Mn are absorbed dermally. Signs of toxicity may appear quickly, and neurological symptoms are rarely reversible. Mn toxicity is generally recognized to progress through 3 stages. Levy describes these stages. "The first stage is a prodrome of malaise, somnolence, apathy, emotional lability, sexual dysfunction, weakness, lethargy, anorexia, and headaches. If there is continued exposure, progression to a second stage may occur, with psychological disturbances, including impaired memory and judgement, anxiety, and sometimes psychotic manifestations such as hallucinations. The third stage consists of progressive bradykinesia, dysarthria, axial and extremity dystonia, paresis, gait disturbances, cogwheel rigidity, intention tremor, impaired coordination, and a mask-like face. Many of those affected may be permanently and completely disabled."(1) Mn is removed from the blood by the liver where it's conjugated with bile and excreted. The major compartment for circulating Mn is the erythrocytes, bound to hemoglobin, with whole blood concentrations of Mn (in patients with normal levels) being 10 times that of the serum. Mn passes from the blood to the tissues quickly. Concentrations in the liver are highest, with 1 to 1.5 mg Mn/kg (wet weight) in normal individuals. The half-life of Mn in the body is about 40 days, with elimination primarily through the feces. Only small amounts are excreted in the urine. Elevated levels of whole blood Mn have been reported, with and without central nervous system (CNS) symptoms, in patients with hepatitis B virus-induced liver cirrhosis, in patients on total parenteral nutrition (TPN) with Mn supplementation, and in infants born to mothers who were on TPN. The studies in cirrhotic patients with extrapyramidal symptoms indicate a possible correlation between whole blood Mn and that measured by T1-weighted magnetic resonance in the globus pallidus and midbrain, with whole blood Mn levels being 2-fold or more, higher than normal. Increases in whole blood Mn over time may be indicative of future CNS effects. The data on TPN patients is based on anecdotes or small studies and is highly variable, as is that obtained in infants.(2) Behcet disease, a form of chronic systemic vasculitis, has been reported to exhibit 4-fold increase in erythrocyte Mn, and it is suggested that increased activity of superoxide dismutase may contribute to the pathogenesis of the disease. Mn has also been reported as a contaminant in "garage" preparations of the abused drug methcathinone. Continued use of the drug gives rise to CNS toxicity typical of manganism.(3) For monitoring therapy, whether of environmental exposure, TPN, or cirrhosis, whole blood levels have been shown to correlate well with neuropsychological improvement, although whether the laboratory changes precede the CNS or merely track with them remains unclear. It is recommended that both CNS functional testing and laboratory evaluation be used to monitor therapy of these patients. Long-term monitoring of Behcet disease has not been reported, and it is not known if the Mn levels respond to therapy. | 4.7-18.3 ng/mL | Whole blood orserum concentrations in combination with brain magnetic resonance imaging scans and neurological assessment may be used to detect excessive exposure.Values between 1 and 2 times the upper limit of normal may be due to differences in hematocrit and normal biological variation and should be interpreted with caution before concluding that hypermanganesemia is contributing to the disease process. Values greater than twice the upper limit of normal correlate with disease. For longitudinal monitoring, sampling no more frequently than the half-life of the element (40 days) should be used. | Whole blood manganese (Mn) concentrations are not responsive to dietary depletion, but measures of serum Mn are potentially useful. Contamination of the collection site and of the specimen must be avoided. In the case of environmental evaluation, do not collect specimens in the workplace. Failure to use metal-free collection procedures and devices may cause falsely increased results. See Specimen Required andMetals Analysis Specimen Collection and Transportfor collection and processing information. | 1. Levy BS, Nassetta WJ. Neurologic effects of manganese in humans: A review. Int J Occup Environ Health. 2003;9(2):153-163. doi:10.1179/oeh.2003.9.2.153 2. Choi Y, Park JK, Park NH, et al. Whole blood and red blood cell manganese reflected signal intensities of T1-weighted magnetic resonance images better than plasma manganese in liver cirrhotics. J Occup Health. 2005 Feb;47(1):68-73. doi:10.1539/joh.47.68 3. Sanotsky Y, Lesyk R, Fedoryshyn L, Komnatska I, Matviyenko Y, Fahn S, et al. Manganic encephalopathy due to "Ephedrone" abuse. Mov Disord. 2007;22(9):1337-1343. doi:10.1002/mds.21378 4. Jiang Y, Zheng W, Long L, et al. Brain magnetic resonance imaging and manganese concentrations in red blood cells of smelting workers: search for biomarkers of manganese exposure. Neurotoxicology. 2007;28(1):126-135. doi:10.1016/j.neuro.2006.08.005 5. Guilarte T, Chen M, McGlothan J, et al. Nigrostriatal dopamine system dysfunction and subtle motor deficits in manganese-exposed non-human primates. Exp Neurol. 2006;202(2):381-390. doi:10.1016/j.expneurol.2006.06.015 6. Rifai N, Chiu RWK, Young I, Burnham CAD, Wittwer CT, eds: Tietz Textbook of Laboratory Medicine. 7th ed. Elsevier; 2023 7. O'Neal SL, Zheng W. Manganese toxicity upon overexposure: a decade in review. Curr Environ Health Rep. 2015;2(3):315-328. doi:10.1007/s40572-015-0056-x | The metal of interest is analyzed by triple-quadrupole inductively coupled plasma mass spectrometry.(Unpublished Mayo method) | 2 to 8 days | 14 days | This test was developed and its performance characteristics determined by Mayo Clinic in a manner consistent with CLIA requirements. It has not been cleared or approved by the US Food and Drug Administration. | 83785 | Manganese, B | 5681-2 | 89120 | Manganese, B | 5681-2
FMNRB | Manganese, RBC and Plasma |  | Inductively Coupled Plasma/Mass Spectrometry (ICP-MS) | No | Manganese, Plasma and RBC | Metal Free EDTA Plasma | Both plasma and RBCs are required for testing. Specimen Type:Packed RBCs and Plasma Container/Tube:Royal blue-top (EDTA metal-free tube; metal-free transfer tubes Specimen Volume:3 mL each of plasma and packed RBCs Collection Instructions:Both packed cells and plasma are required. Plasma and red cells must be separated ASAP and shipped separately. Failure to separate may cause rejection due to hemolysis of red cells and contamination of the plasma. Transfer RBCs and plasma into separate plastic, acid-washed, trace metal-free tubes. Ship refrigerated. NOTE:Specimen must be received at the testing facility within five days of collection. | 0.5 mL each plasma and RBCs |  | Manganese, Plasma:<2.0 ng/mL Manganese, RBC:11.0 - 23.0 ng/mL | Manganese is highly concentrated in the cellular elements of blood. Hemolysis of the cellular elements that is unobservable to the naked eye can result in elevated plasma manganese concentrations. |  |  |  | 5 to 7 days |  | This test was developed and its performance characteristics determined by Labcorp. It has not been cleared or approved by the Food and Drug Administration. | 83785 | Manganese, Plasma and RBC | 87467-7 | Z2428 | Manganese, RBC | 5682-0
MNS | Manganese, Serum | Monitoring manganese exposure using serum specimens Nutritional monitoring | Triple-Quadrupole Inductively Coupled Plasma-Mass Spectrometry (ICP-MS/MS) | Yes | Manganese, S | Serum | Patient Preparation:High concentrations of gadolinium, iodine, and barium are known to interfere with most metal tests. If gadolinium-, iodine, or barium-containing contrast media has been administered, a specimenshould notbe collected for 96 hours. Supplies:Metal Free Specimen Vial (T173) Collection Container/Tube:Plain, royal blue-top Vacutainer plastic trace element blood collection tube Submission Container/Tube:7-mL Mayo metal-free, screw-capped, polypropylene vial Specimen Volume:0.3 mL Collection Instructions: 1. Allow the specimen to clot for 30 minutes, and then centrifuge to separate serum from the cellular fraction. Serum must be removed from cellular fraction within 4 hours of collection. Avoid hemolysis. 2. Remove the stopper. Carefully pour specimen into a Mayo metal-free, polypropylene vial, while avoiding transfer of the cellular components of blood.Do notinsert a pipet into the serum to accomplish transfer, anddo notream the specimen with a wooden stick to assist with serum transfer. 3. SeeMetals Analysis Specimen Collection and Transportfor complete instructions. | 0.2 mL | Manganese (Mn) is a trace essential element with many industrial uses. Mining and iron and steel production have been implicated as occupational sources of exposure. It is principally used in steel production to improve hardness, stiffness, and strength. Mn is a normal constituent of air, soil, water, and food. The primary non-occupational source of exposure is by eating food or Mn-containing nutritional supplements. Vegetarians who consume foods rich in Mn such as grains, beans, and nuts, as well as heavy tea drinkers may have a higher intake than the average person. People who smoke tobacco or inhale second-hand smoke are also exposed to Mn at higher levels than nonsmokers. Inhalation is the primary source of entry for Mn, but is also partially absorbed (3%-5%) through the gastrointestinal tract. Only very small amounts of Mn are absorbed dermally. Signs of toxicity may appear quickly, and neurological symptoms are rarely reversible. Mn toxicity is generally recognized to progress through 3 stages. Levy describes these stages. "The first stage is a prodrome of malaise, somnolence, apathy, emotional lability, sexual dysfunction, weakness, lethargy, anorexia, and headaches. If there is continued exposure, progression to a second stage may occur, with psychological disturbances, including impaired memory and judgement, anxiety, and sometimes psychotic manifestations such as hallucinations. The third stage consists of progressive bradykinesia, dysarthria axial and extremity dystonia, paresis, gait disturbances, cogwheel rigidity, intention tremor, impaired coordination, and a mask-like face. Many of those affected may be permanently and completely disabled."(1) Mn is removed from the blood by the liver where it's conjugated with bile and excreted. As listed in the United States National Agriculture Library, Mn adequate intake is 1.6 to 2.3 mg/day for adults. This level of intake is easily achieved without supplementation by a diverse diet including fruits and vegetables, which have higher amounts of Mn than other food types. Patients on a long-term parenteral nutrition should receive Mn supplementation and should be monitored to ensure that circulatory levels of Mn are appropriate. | 0-17 years: Not established > or =18 years: 0.5-1.2 ng/mL | Serum manganese results above the reference values suggest recent exposure. Serum concentrations in combination with brain magnetic resonance imaging scans and neurological assessment may be used to detect excessive exposure. | Specimens collected from healthy, unexposed adults have extremely low levels of manganese (Mn). Because of the high environmental concentration of Mn, contamination is always a possibility when considering elevated results. Precautions must be taken to ensure the specimen is not contaminated. Metal-free serum collection procedures must be followed, and centrifuged serum must be aliquoted into an acid-washed Mayo metal-free vial. | 1. Levy BS, Nassetta WJ. Neurologic effects of manganese in humans: A review. Int J Occup Environ Health. 2003;9(2):153-163. doi:10.1179/oeh.2003.9.2.153 2. Chiswell B, Johnson D. Manganese: In: Seiler HG, Sigel A, Sigel H, eds. Handbook on Metals in Clinical and Analytical Chemistry. CRC Press; 1994:479-494 3. Finley JW, Davis CD. Manganese deficiency and toxicity: Are high or low dietary amounts of manganese cause for concern? Biofactors. 1999;10(1):15-24. doi:10.1002/biof.5520100102 4. Rifai N, Chiu RWK, Young I, Burnham CAD, Wittwer CT, eds: Tietz Textbook of Laboratory Medicine. 7th ed. Elsevier; 2023 5. O'Neal SL, Zheng W. Manganese toxicity upon overexposure: a decade in review. Curr Environ Health Rep. 2015;2(3):315-328. doi:10.1007/s40572-015-0056-x 6. Glasdam SM, Glasdam S, Peters GH. The importance of magnesium in the human body: A systematic literature review. Adv Clin Chem. 2016;73:169-193. doi:10.1016/bs.acc.2015.10.002 | The metal of interest is analyzed by triple-quadrupole inductively coupled plasma mass spectrometry.(Unpublished Mayo method) | 2 to 8 days | 14 days | This test was developed and its performance characteristics determined by Mayo Clinic in a manner consistent with CLIA requirements. It has not been cleared or approved by the US Food and Drug Administration. | 83785 | Manganese, S | 5683-8 | 8413 | Manganese, S | 5683-8
MNRCU | Manganese/Creatinine Ratio, Random, Urine | Monitoring manganese exposure using random urine specimens Nutritional monitoring Clinical trials | MNCU: Triple-Quadrupole Inductively Coupled Plasma-Mass Spectrometry (ICP-MS/MS) CRETR: Enzymatic Colorimetric Assay | Yes | Manganese/Creat Ratio, Random, U | Urine | Patient Preparation:High concentrations of gadolinium and iodine are known to interfere with most metal tests. If either gadolinium- or iodine-containing contrast media has been administered, a specimenshould notbe collected for 96 hours. Supplies: Urine Tubes, 10 mL (T068) Collection Container/Tube:Clean, plastic urine collection container with no metal cap or glued insert Submission Container/Tube:Plastic, 10-mL urine tube or clean, plastic aliquot container with no metal cap or glued insert Specimen Volume:3 mL Collection Instructions: 1. Collect a random urine specimen. 2. SeeMetals Analysis Specimen Collection and Transportfor complete instructions. | 0.8 mL | Manganese (Mn) is an essential trace element with many industrial uses. Mn is the 12th most abundant element in the earth's crust and is used predominantly in the production of steel. These industrial processes cause elevated environmental exposures to airborne Mn dust and fumes, which in turn have led to well-documented cases of neurotoxicity among exposed workers. Mining as well as iron and steel production have been implicated as sources of exposure. Inhalation is the primary source of entry for Mn toxicity. Signs of toxicity may appear quickly or not at all; neurological symptoms are rarely reversible. Mn toxicity is generally recognized to progress through 3 stages. Levy describes these stages. "The first stage is a prodrome of malaise, somnolence, apathy, emotional lability, sexual dysfunction, weakness, lethargy, anorexia, and headaches. If there is continued exposure, progression to a second stage may occur, with psychological disturbances, including impaired memory and judgment, anxiety, and sometimes psychotic manifestations such as hallucinations. The third stage consists of progressive bradykinesia, dysarthria, axial and extremity dystonia, paresis, gait disturbances, cogwheel rigidity, intention tremor, impaired coordination, and a mask-like face. Many of those affected may be permanently and completely disabled."(1) Few cases of Mn deficiency or toxicity due to ingestion have been documented. Only 1% to 3% Mn is absorbed via ingestion, while most of the remaining Mn is excreted in the feces. As listed in the United States National Agriculture Library, Mn adequate intake is 1.6 to 2.3 mg/day for adults. This level of intake is easily achieved without supplementation by a diverse diet including fruits and vegetables, which have higher amounts of Mn than other food types. Patients on a long-term parenteral nutrition should receive Mn supplementation and should be monitored to ensure that circulatory levels of Mn are appropriate. | MANGANESE 0-17 years: Not established > or =18 years: <4.0 mcg/g creatinine CREATININE > or =18 years old: 16-326 mg/dL Reference values have not been established for patients who are younger than 18 years of age. | Manganese in urine represents the excretion of excess manganese from the body and may be used to monitor exposure or excessive nutritional intake. | Specimens collected from healthy, unexposed adults have extremely low levels of manganese. Because of the high environmental concentration of manganese, contamination is always a possibility when considering elevated results. Precautions must be taken to ensure the specimen is not contaminated. Metal-free urine collection procedures must be followed. | 1. Levy BS, Nassetta WJ. Neurologic effects of manganese in humans: A review. Int J Occup Environ Health. 2003;9(2):153-163. doi:10.1179/oeh.2003.9.2.153 2. Paschal DC, Ting BG, Morrow JC, et al. Trace metals in urine of United States residents: reference range concentrations. Environ Res. 1998;76(1):53-59. doi:10.1006/enrs.1997.3793 3. Rifai N, Chiu RWK, Young I, Burnham CAD, Wittwer CT, eds: Tietz Textbook of Laboratory Medicine. 7th ed. Elsevier; 2023 4. O'Neal SL, Zheng W. Manganese toxicity upon overexposure: a decade in review. Curr Environ Health Rep. 2015;2(3):315-328. doi:10.1007/s40572-015-0056-x | The metal of interest is analyzed by triple-quadrupole inductively coupled plasma mass spectrometry.(Unpublished Mayo method) | 2 to 8 days | 14 days | This test was developed and its performance characteristics determined by Mayo Clinic in a manner consistent with CLIA requirements. It has not been cleared or approved by the US Food and Drug Administration. | 8257083785 | Manganese/Creat Ratio, Random, U | 27367-2 | 614994 | Manganese/Creat Ratio, U | 27367-2
MNCU | Manganese/Creatinine Ratio, Urine | Measurement of manganese as a part of a profile Monitoring manganese exposure Nutritional monitoring Clinical trials | Only orderable as part of a profile. For more information see MNRCU / Manganese/Creatinine Ratio, Random, Urine. Triple-Quadrupole Inductively Coupled Plasma-Mass Spectrometry (ICP-MS/MS) | Yes | Manganese/Creat Ratio, U | Urine | Only orderable as part of a profile. For more information see MNRCU / Manganese/Creatinine Ratio, Random, Urine. Patient Preparation:High concentrations of gadolinium and iodine are known to interfere with most metal tests. If either gadolinium- or iodine-containing contrast media has been administered, a specimenshould notbe collected for 96 hours. Supplies: Urine Tubes, 10 mL (T068) Collection Container/Tube:Clean, plastic urine collection container with no metal cap or glued insert Submission Container/Tube:Plastic, 10 mL urine tube or clean, plastic aliquot container with no metal cap or glued insert Specimen Volume:3 mL Collection Instructions: 1. Collect a random urine specimen. 2. SeeMetals Analysis Specimen Collection and Transportfor complete instructions. |  | Manganese (Mn) is an essential trace element with many industrial uses. Mn is the 12th most abundant element in the earth's crust and is used predominantly in the production of steel. These industrial processes cause elevated environmental exposures to airborne Mn dust and fumes, which in turn have led to well-documented cases of neurotoxicity among exposed workers. Mining as well as iron and steel production have been implicated as sources of exposure. Inhalation is the primary source of entry for Mn toxicity. Signs of toxicity may appear quickly or not at all; neurological symptoms are rarely reversible. Mn toxicity is generally recognized to progress through 3 stages. Levy describes these stages. "The first stage is a prodrome of malaise, somnolence, apathy, emotional lability, sexual dysfunction, weakness, lethargy, anorexia, and headaches. If there is continued exposure, progression to a second stage may occur, with psychological disturbances, including impaired memory and judgment, anxiety, and sometimes psychotic manifestations such as hallucinations. The third stage consists of progressive bradykinesia, dysarthria, axial and extremity dystonia, paresis, gait disturbances, cogwheel rigidity, intention tremor, impaired coordination, and a mask-like face. Many of those affected may be permanently and completely disabled."(1) Few cases of Mn deficiency or toxicity due to ingestion have been documented. Only 1% to 3% Mn is absorbed via ingestion, while most of the remaining Mn is excreted in the feces. As listed in the United States National Agriculture Library, Mn adequate intake is 1.6 to 2.3 mg/day for adults. This level of intake is easily achieved without supplementation by a diverse diet including fruits and vegetables, which have higher amounts of Mn than other food types. Patients on a long-term parenteral nutrition should receive Mn supplementation and should be monitored to ensure that circulatory levels of Mn are appropriate. | Only orderable as part of a profile. For further information see MNRCU / Manganese/Creatinine Ratio, Random, Urine. 0-17 years: Not established > or =18 years: <4.0 mcg/g creatinine | Manganese in urine represents the excretion of excess manganese from the body and may be used to monitor exposure or excessive nutritional intake. | Specimens collected from healthy, unexposed adults have extremely low levels of manganese. Because of the high environmental concentration of manganese, contamination is always a possibility when considering elevated results. Precautions must be taken to ensure the specimen is not contaminated. Metal-free urine collection procedures must be followed. | 1. Levy BS, Nassetta WJ: Neurologic effects of manganese in humans: A review. Int J Occup Environ Health. 2003 Apr-Jun;9(2):153-163. doi: 10.1179/oeh.2003.9.2.153 2. Paschal DC, Ting BG, Morrow JC, et al: Trace metals in urine of United States residents: reference range concentrations. Environ Res. 1998 Jan;76(1):53-59. doi: 10.1006/enrs.1997.3793 3. Rifai N, Chiu RWK, Young I, Burnham CAD, Wittwer CT, eds: Tietz Textbook of Laboratory Medicine. 7th ed. Elsevier; 2023 4. O'Neal SL, Zheng W: Manganese toxicity upon overexposure: a decade in review. Curr Environ Health Rep. 2015 Sep;2(3):315-328. doi: 10.1007/s40572-015-0056-x | The metal of interest is analyzed by triple-quadrupole inductively coupled plasma mass spectrometry.(Unpublished Mayo method) | 2 to 8 days | 14 days | This test was developed and its performance characteristics determined by Mayo Clinic in a manner consistent with CLIA requirements. It has not been cleared or approved by the US Food and Drug Administration. | 83785 | Manganese/Creat Ratio, U | 27367-2 | 614994 | Manganese/Creat Ratio, U | 27367-2
MANGO | Mango, IgE, Serum | Establishing a diagnosis of an allergy to mango Defining the allergen responsible for eliciting signs and symptoms Identifying allergens: -Responsible for allergic response and/or anaphylactic episode -To confirm sensitization prior to beginning immunotherapy -To investigate the specificity of allergic reactions to insect venom allergens, drugs, or chemical allergens | Fluorescence Enzyme Immunoassay (FEIA) | Yes | Mango, IgE | Serum | Collection Container/Tube: Preferred:Serum gel Acceptable:Red top Submission Container/Tube:Plastic vial Specimen Volume:0.5 mL for every 5 allergens requested Collection Instructions:Centrifuge and aliquot serum into a plastic vial. | For 1 allergen: 0.3 mL For more than 1 allergen: (0.05 mL x number of allergens) + 0.25 mL deadspace | Clinical manifestations of immediate hypersensitivity (allergic) diseases are caused by the release of proinflammatory mediators (histamine, leukotrienes, and prostaglandins) from IgE-sensitized effector cells (mast cells and basophils) when cell-bound IgE antibodies interact with an allergen. In vitro serum testing for IgE antibodies provides an indication of the immune response to allergens that may be associated with allergic disease. The allergens chosen for testing often depend upon the age of the patient, history of allergen exposure, season of the year, and clinical manifestations. In individuals predisposed to develop allergic disease, the sequence of sensitization and clinical manifestations proceed as follows: eczema and respiratory disease (rhinitis and bronchospasm) in infants and children less than 5 years due to food sensitivity (milk, egg, soy, and wheat proteins) followed by respiratory disease (rhinitis and asthma) in older children and adults due to sensitivity to inhalant allergens (dust mite, mold, and pollen inhalants). | Class,IgE kU/L,Interpretation, 0,<0.10,Negative, 0/1,0.10-0.34,Borderline/equivocal, 1,0.35-0.69,Equivocal, 2,0.70-3.49,Positive, 3,3.50-17.4,Positive, 4,17.5-49.9,Strongly positive, 5,50.0-99.9,Strongly positive, 6,> or =100,Strongly positive, | Detection of IgE antibodies in serum (class 1 or greater) indicates an increased likelihood of allergic disease as opposed to other etiologies and defines the allergens that may be responsible for eliciting signs and symptoms. The level of IgE antibodies in serum varies directly with the concentration of IgE antibodies expressed as a class score or kU/L. | Testing for IgE antibodies is not useful in patients previously treated with immunotherapy to determine if residual clinical sensitivity exists or in patients in whom the medical management does not depend upon identification of allergen specificity. Some individuals with clinically insignificant sensitivity to allergens may have measurable levels of IgE antibodies in serum, and test results must be interpreted in the clinical context. False-positive results for IgE antibodies may occur in patients with markedly elevated serum IgE (>2500 kU/L) due to nonspecific binding to allergen solid phases. | Homburger HA, Hamilton RG: Allergic diseases. In: McPherson RA, Pincus MR, eds. Henry's Clinical Diagnosis and Management by Laboratory Methods. 23rd ed. Elsevier; 2017:1057-1070 | Specific IgE from the patient's serum reacts with the allergen of interest, which is covalently coupled to an ImmunoCAP. After washing away nonspecific IgE, enzyme-labeled anti-IgE antibody is added to form a complex. After incubation, unbound anti-IgE is washed away, and the bound complex incubated with a developing agent. After stopping the reaction, the fluorescence of the eluate is measured. Fluorescence is proportional to the amount of specific IgE present in the patient's sample (ie, the higher the fluorescence value, the more IgE antibody is present).(Package insert: ImmunoCAP System Specific IgE FEIA. Phadia; Rev 06/2020) | Same day/1 to 3 days | 14 days | This test has been cleared, approved, or is exempt by the US Food and Drug Administration and is used per manufacturer's instructions. Performance characteristics were verified by Mayo Clinic in a manner consistent with CLIA requirements. | 86003 | Mango, IgE | 6167-1 | MANGO | Mango, IgE | 6167-1
MBLF | Mannan Binding Lectin Complement Pathway, Functional, Serum | Investigating recurrent meningococcal disease in young children Investigating recurrent or severe infections in adults Investigating glomerular kidney diseases Additionally, deficiencies or dysregulation within the complement system may be identified in patients when this test is used in combination with related tests. | Enzyme-Linked Immunosorbent Assay (ELISA) | Yes | MBL Complement Path, Func, S | Serum Red | Patient Preparation: 1. If plasma exchange has been performed, wait 48 hours before collecting the specimen. 2. Fasting is preferred. Collection Container/Tube:Red top (serum gel/SST arenot acceptable) Submission Container/Tube:Plastic vial Specimen Volume:1 mL Collection Instructions: 1. Immediately after specimen collection, place the tube on wet ice. 2. Centrifuge at 4 degrees C and aliquot serum into plastic vial. 3. Freeze specimen within 30 minutes. | 0.4 mL | Complement proteins are components of the innate immune system. There are 3 pathways to complement activation:the classical pathway, the alternative (or properdin) pathway, and the lectin (or mannan binding lectin: MBL) pathway. The total complement (CH50) assay (COM / Complement, Total, Serum) is the best screening assay for complement abnormalities of the classical complement pathway (C1qrs, C4, C2, C3, C5, C6, C7, C8, C9). The COM assay will be abnormal if there are specific hereditary or acquired C1-C9 complement component deficiencies or if there is consumption of complement due to immune (or autoimmune) complexes. Abnormalities in the alternative pathway may be evaluated with the AH50 functional assay (AH50 / Alternative Complement Pathway, Functional, Serum). The alternative pathway shares C3 and C5 through C9 components but has unique early complement components designated factors D, B, and P, as well as regulatory factors H and I. This pathway can be activated by hydrolysis of C3 or by microbial polysaccharides and does not require immune complex formation as a trigger. Patients with deficiencies in the alternative pathway factors (D, B, P, H, and I) or late complement components (C3, C5-C9) are unusually susceptible to recurrentNeisserialmeningitis. Dysregulation of the alternative pathway is also observed in cases of atypical hemolytic uremic syndrome and rare kidney diseases such as C3 glomerulopathies.(1) MBL is an acute phase protein, one of several lectins and collectins that initiate lectin pathway complement activity. These proteins play a role in host defense, recognizing pathogen- and damage-associated molecular patterns. MBL associates with MBL-associated serine proteases (MASP-1, -2, and -3) to activate complement components C2 through C9. MBL deficiency is a common finding worldwide due to the broad genetic distribution of deficientMBL2alleles (5%-30% or higher in isolated populations).(1-3) Seven haplotypes are commonly observed, with a potential for 28 possible combinations.(4) MBL activity of less than 10% may be found in a normal population at frequencies of 20% to 30%, a finding confirmed by Mayo Clinic during validation studies. MBL function assessment is recommended as second-tier testing when CH50 and AH50 are both within reference intervals, and the clinical presentation of recurrent infections, along with suspicion of complement dysregulation, remains in the differential. | > or =10% | Low (<10%) mannan-binding lectin (MBL) pathway activity is consistent with very low or absent MBL protein in the context of normal alternative pathway (AH50) and normal classical pathway (CH50) activity. Not all individuals with decreased MBL function will manifest with clinical symptoms. MBL pathway function test results must be interpreted with clinical presentation, other comorbidities (autoimmune disease, infection, malignancy), and the overall status of the immune system (primary and secondary immunodeficiencies). In addition, identification of an MBL deficiency does not exclude other etiologies that would predispose individuals to an increased risk of infection. | This assay is a functional test and is dependent on correct sampling, storage, and shipping conditions. Both degradation by temperature and consumption of complement components will lead to falsely low function results. These are difficult to differentiate from real complement dysregulation. While preanalytic handling can lead to falsely low results, it is far less likely that it would lead to falsely normal results. Complement testing may be ordered in several circumstances where standard treatment includes plasmapheresis or plasma exchange. The procedure itself, if traumatic, may activate complement so may not reflect what is going on with the patient's complement system. In addition, the plasma exchange may include donor complement proteins. The recommendation is to collect blood prior to the plasma exchange whenever possible. Functional results inconsistent with the clinical history should be verified with a new blood draw. Specimens should be frozen immediately after collection. The use of complement C5 inhibitor therapies such as eculizumab and ravulizumab will result in the blocking of C5. C5 is necessary for the complement function to progress until the formation of the membrane attack complex. Hence, in the presence of eculizumab or ravulizumab, results for CH50, AH50, or MBLF will be decreased or undetectable. | 1. Willrich MAV, Braun KMP, Moyer AM, Jeffrey DH, Frazer-Abel A. Complement testing in the clinical laboratory.Crit Rev Clin Lab Sci.2021 Nov;58(7):447-478. doi: 10.1080/10408363.2021.1907297 2. Heitzeneder S, Seidel M, Forster-Waldl E, Heitger A. Mannan-binding lectin deficiency - Good news, bad news, doesn't matter?Clin Immunol. 2012 Apr;143(1):22-38. doi: 10.1016/j.clim.2011.11.002 3. Kalia N, Singh J, Kaur M. The ambiguous role of mannose-binding lectin (MBL) in human immunity.Open Med (Wars).2021 Feb;16(1):299-310. doi: 10.1515/med-2021-0239 4. Eisen DP, Osthoff M. If there is an evolutionary selection pressure for the high frequency of MBL2 polymorphisms, what is it?Clin Exp Immunol.May 2014;176(2):165-71. doi: 10.1111/cei.12241 | The Wieslab enzyme-linked immunosorbent assay complement assay for the mannan-binding lectin (MBL) pathway combines principles of the hemolytic assay for complement activation with the use of labeled antibodies specific for neoantigens produced as a result of complement activation. The micro titer plate strips are coated with mannan. Patient serum is diluted in diluent containing specific blocker to ensure that only the MBL pathway is activated. During the first incubation, the diluted patient serum in the wells is activated by the coating. The wells are then washed and C5b-9 membrane attack complex (MAC) is detected with a specific alkaline phosphatase labeled antibody to the neoantigen expressed during MAC formation. After a final wash, an alkaline phosphatase substrate is added. The amount of MBL pathway complement activity correlates with the color intensity of the solution and is measured by absorbance (optical density).(Mollnes TE, Jokiranta TS, Truedsson L, et al: Complement analysis in the 21st century. Mol Immunol. 2007;44[16]:3838-49; Willrich MAV, Braun KMP, Moyer AM, Jeffrey DH, Frazer-Abel A. Complement testing in the clinical laboratory. Crit Rev Clin Lab Sci. 2021:1-51) | 2 to 8 days | 14 days | This test was developed and its performance characteristics determined by Mayo Clinic in a manner consistent with CLIA requirements. It has not been cleared or approved by the US Food and Drug Administration. | 86161 | MBL Complement Path, Func, S | 74522-4 | MBLF | MBL Complement Path, Func, S | 74522-4
FMPRE | Maple Red (Acer rubrum) IgE |  | Enzyme Immunoassay (EIA) | Yes | Maple Red (Acer rubrum) IgE | Serum | Draw blood in a plain red-top tube(s), serum gel tube(s) is acceptable. Spin down and send 0.5 mL of serum refrigerated in a plastic vial. | 0.5 mL |  | <0.35 kU/L | Class IgE (kU/L) Comment 0 <0.35 Below Detection 1 0.35-0.69 Low Positive 2 0.70-3.49 Moderate Positive 3 3.50-17.49 Positive 4 17.50-49.99 Strong Positive 5 >=50 Very Strong Positive |  |  | The conventional EIA uses allergen-coated discs from several suppliers and an enzyme-labeled anti-IgE. | 2 to 7 days |  | This test was developed and its performance characteristics determined by Viracor Eurofins. It has not been cleared or approved by the U.S. Food and Drug Administration. | 86003 | Maple Red (Acer rubrum) IgE | 7479-9 | Z3095 | Class | 102427-2
MSUDP | Maple Syrup Urine Disease Gene Panel, Varies | Follow up for abnormal biochemical results suggestive of maple syrup urine disease (MSUD) Establishing a molecular diagnosis for patients with MSUD Identifying variants within genes known to be associated with MSUD, allowing for predictive testing of at-risk family members | Sequence Capture and Targeted Next-Generation Sequencing (NGS) followed by Polymerase Chain Reaction (PCR) and Sanger Sequencing. | Yes | MSUD Gene Panel | For skin biopsy or cultured fibroblast specimens, fibroblast culture testing will be performed at an additional charge. If viable cells are not obtained, the client will be notified. | Patient Preparation: A previous bone marrow transplant from an allogenic donor will interfere with testing. For instructions for testing patients who have received a bone marrow transplant, call 800-533-1710. Submit only 1 of the following specimens: Specimen Type:Whole blood Container/Tube:Lavender top (EDTA) or yellow top (ACD) Specimen Volume:3 mL Collection Instructions: 1. Invert several times to mix blood. 2. Send whole blood specimen in original tube.Do not aliquot. Specimen Stability Information:Ambient (preferred) 4 days/Refrigerated 14 days Specimen Type: Skin biopsy Supplies: Fibroblast Biopsy Transport Media (T115) Container/Tube: Sterile container with any standard cell culture media (eg, minimal essential media, RPMI 1640). The solution should be supplemented with 1% penicillin and streptomycin. Specimen Volume: 4-mm punch Specimen Stability Information: Refrigerated (preferred)/Ambient Additional Information:A separate culture charge will be assessed under CULFB / Fibroblast Culture for Biochemical or Molecular Testing. An additional 3 to 4 weeks is required to culture fibroblasts before genetic testing can occur. SpecimenType: Cultured fibroblast Container/Tube: T-25 flask SpecimenVolume: 2 Flasks CollectionInstructions: Submit confluent cultured fibroblast cells from a skin biopsy from another laboratory. Cultured cells from a prenatal specimen will not be accepted. Specimen Stability Information: Ambient (preferred)/Refrigerated (<24 hours) Additional Information:A separate culture charge will be assessed under CULFB / Fibroblast Culture for Biochemical or Molecular Testing. An additional 3 to 4 weeks is required to culture fibroblasts before genetic testing can occur. Specimen Type: Blood spot Supplies:Card-Blood Spot Collection (Filter Paper) (T493) Container/Tube: Preferred: Collection card (Whatman Protein Saver 903 Paper) Acceptable: PerkinElmer 226 (formerly Ahlstrom 226) filter paper or blood spot collection card Specimen Volume: 5 Blood spots Collection Instructions: 1.An alternative blood collection option for a patient older than 1 year is a fingerstick. For detailed instructions, seeHow to Collect Dried Blood Spot Samples. 2. Let blood dry on the filter paper at ambient temperature in a horizontal position for a minimum of 3 hours. 3. Do not expose specimen to heat or direct sunlight. 4. Do not stack wet specimens. 5. Keep specimen dry Specimen Stability Information: Ambient (preferred)/Refrigerated Additional Information: 1. Due to lower concentration of DNA yielded from blood spot, it is possible that additional specimen may be required to complete testing. 2. For collection instructions, seeBlood Spot Collection Instructions 3. For collection instructions in Spanish, seeBlood Spot Collection Card-Spanish Instructions(T777) 4. For collection instructions in Chinese, seeBlood Spot Collection Card-Chinese Instructions(T800) Specimen Type:Saliva Patient Preparation:Patient should not eat, drink, smoke, or chew gum 30 minutes prior to collection. Supplies:Saliva Swab Collection Kit (T786) Specimen Volume:1 Swab Collection Instructions:Collect and send specimen per kit instructions. Specimen Stability Information:Ambient 30 days Additional Information:Due to lower concentration of DNA yielded from saliva, it is possible that additional specimen may be required to complete testing. | See Specimen Required | Maple syrup urine disease (MSUD) is an inborn error of metabolism caused by the deficiency of the branched-chain ketoacid dehydrogenase (BCKDH) complex. The BCKDH complex is involved in the metabolism of the branched-chain amino acids (BCAA): isoleucine (Ile), leucine (Leu), and valine (Val). MSUD can be divided into 5 phenotypes: classic, intermediate, intermittent, thiamine-responsive, and dihydrolipoyl dehydrogenase (E3)-deficient, depending on the clinical presentation and response to thiamine administration. Classic MSUD, the most common and most severe form, presents in newborns with feeding intolerance, failure to thrive, vomiting, lethargy, and maple syrup odor in urine and cerumen. If untreated, it progresses to irreversible intellectual disability, hyperactivity, failure to thrive, seizures, coma, cerebral edema, and possibly death. Age of onset for individuals with non-classical forms of MSUD is variable, with some presenting with symptoms as early as 2 years of age. Symptoms include poor growth and feeding, irritability, and developmental delays. These patients can also experience severe metabolic intoxication and encephalopathy during periods of sufficient catabolic stress. MSUD is a panethnic condition but is most prevalent in the Old Order Mennonite community in Lancaster, Pennsylvania with an incidence there of 1 in 760 live births. The incidence of MSUD is approximately 1 in 185,000 live births in the general population. A comprehensive gene panel is a helpful tool to establish a diagnosis for patients with suggestive clinical and biochemical features given the broad clinical spectrum and genetic heterogeneity of MSUD. The BCKDH complex consists of 4 subunits (E1a, E1b, E2, E3), and this panel includes testing of the genes that encode each subunit (BCKDHAfor E1a,BCKDHBfor E1b,DBTfor E2, andDLDfor E3). In addition,BCKDKandPPM1Kare also included, both of which impact the activity of the BCKDH complex. Disease-causing variants in both alleles of any of these genes result in disease. The recommended first-tier tests to screen for MSUD is a combination of biochemical tests including quantitative plasma amino acids (AAQP / Amino Acids, Quantitative, Plasma) to measure BCAA levels and alloisoleucine and urine organic acids (OAU / Organic Acids Screen, Urine) to look for presence of toxic urine metabolites including 2-hydroxy-isovaleric acid and 2-oxo-isocaprioic acid. Treatment of MSUD aims to normalize the concentration of BCAA by dietary restriction of these amino acids. Because BCAA belong to the essential amino acids, the dietary treatment requires frequent adjustment, which is accomplished by regular determination of BCAA and allo-isoleucine concentrations. Orthotopic liver transplantation has been successful and is an effective therapy for MSUD. | An interpretive report will be provided. | All detected alterations are evaluated according to American College of Medical Genetics and Genomics recommendations.(1) Variants are classified based on known, predicted, or possible pathogenicity and reported with interpretive comments detailing their potential or known significance. | Clinical Correlations: Test results should be interpreted in the context of clinical findings, family history, and other laboratory data. Misinterpretation of results may occur if the information provided is inaccurate or incomplete. If testing was performed because of a clinically significant family history, it is often useful to first test an affected family member. Detection of at least one reportable variant in an affected family member would allow for more informative testing of at-risk individuals. To discuss the availability of additional testing options or for assistance in the interpretation of these results, contact the Mayo Clinic Laboratories genetic counselors at 800-533-1710. Technical Limitations: Next-generation sequencing may not detect all types of genomic variants. In rare cases, false-negative or false-positive results may occur. The depth of coverage may be variable for some target regions; assay performance below the minimum acceptable criteria or for failed regions will be noted. Given these limitations, negative results do not rule out the diagnosis of a genetic disorder. If a specific clinical disorder is suspected, evaluation by alternative methods can be considered. There may be regions of genes that cannot be effectively evaluated by sequencing or deletion and duplication analysis as a result of technical limitations of the assay, including regions of homology, high guanine-cytosine (GC) content, and repetitive sequences. Confirmation of select reportable variants will be performed by alternate methodologies based on internal laboratory criteria. This test is validated to detect 95% of deletions up to 75 base pairs (bp) and insertions up to 47 bp. Deletions-insertions (delins) of 40 or more bp, including mobile element insertions, may be less reliably detected than smaller delins. Deletion/Duplication Analysis: This analysis targets single and multi-exon deletions/duplications; however, in some instances single exon resolution cannot be achieved due to isolated reduction in sequence coverage or inherent genomic complexity. Balanced structural rearrangements (such as translocations and inversions) may not be detected. This test is not designed to detect low levels of mosaicism or to differentiate between somatic and germline variants. If there is a possibility that any detected variant is somatic, additional testing may be necessary to clarify the significance of results. Genes may be added or removed based on updated clinical relevance. For detailed information regarding gene-specific performance and technical limitations, see Method Description or contact a laboratory genetic counselor. If the patient has had an allogeneic hematopoietic stem cell transplant or a recent heterologous blood transfusion, results may be inaccurate due to the presence of donor DNA. Call Mayo Clinic Laboratories for instructions for testing patients who have received a bone marrow transplant. Reclassification of Variants: Currently, it is not standard practice for the laboratory to systematically review previously classified variants on a regular basis. The laboratory encourages healthcare providers to contact the laboratory at any time to learn how the classification of a particular variant may have changed over time. Due to broadening genetic knowledge, it is possible that the laboratory may discover new information of relevance to the patient. Should that occur, the laboratory may issue an amended report. Variant Evaluation: Evaluation and categorization of variants is performed using published American College of Medical Genetics and Genomics and the Association for Molecular Pathology recommendations as a guideline.(1) Other gene-specific guidelines may also be considered. Variants are classified based on known, predicted, or possible pathogenicity and reported with interpretive comments detailing their potential or known significance. Variants classified as benign or likely benign are not reported. Multiple in silico evaluation tools may be used to assist in the interpretation of these results. The accuracy of predictions made by in silico evaluation tools is highly dependent upon the data available for a given gene, and periodic updates to these tools may cause predictions to change over time. Results from in silico evaluation tools should be interpreted with caution and professional clinical judgment. Rarely, incidental or secondary findings may implicate another predisposition or presence of active disease. These findings will be carefully reviewed to determine whether they will be reported. | 1. Richards S, Aziz N, Bale S, et al. Standards and guidelines for the interpretation of sequence variants: a joint consensus recommendation of the American College of Medical Genetics and Genomics and the Association for Molecular Pathology. Genet Med. 2015;17(5):405-424. 2. Chuang DT, Shih VE, Wynn RM. Maple syrup urine disease (branched-chain ketoaciduria). In: Valle D, Antonarakis S, Ballabio A, Beaudet A, Mitchell GA. eds. The Online Metabolic and Molecular Bases of Inherited Disease. McGraw-Hill Education; 2019. Accessed March 8, 2024. Available at https://ommbid.mhmedical.com/content.aspx?sectionid=225084607&bookid=2709#225084691 3. Frazier DM, Allgeier C, Horner C, et al. Nutrition management guideline for maple syrup urine disease: an evidence- and consensus-based approach. Mol Genet Metab. 2014;112(3)210-217 4. Strauss KA, Puffenberger EG, Morton DH. Maple Syrup Urine Disease. In: Adam MP, Ardinger HH, Pagon RA, et al, eds. GeneReviews [Internet]. University of Washington, Seattle; 2006. Updated April 23, 2020. Accessed March 8, 2024. Available at www.ncbi.nlm.nih.gov/books/NBK1319 5. Diaz VM, Camarena C, de la Vega A, et al. Liver transplantation for classical maple syrup urine disease: long-term follow-up. J Pediatr Gastroenterol Nutr. 2014;59(5):636-639 | Next-generation sequencing (NGS) and/or Sanger sequencing are performed to test for the presence of variants in coding regions and intron/exon boundaries of the genes analyzed, as well as some other regions that have known disease-causing variants. The human genome reference GRCh37/hg19 build was used for sequence read alignment. At least 99% of the bases are covered at a read depth over 30X. Sensitivity is estimated to be over 99% for single nucleotide variants, over 94% for deletions-insertions (delins) less than 40 base pairs (bp), and over 95% for deletions up to 75 bp and insertions up to 47 bp. NGS and/or a polymerase chain reaction-based quantitative method is performed to test for the presence of deletions and duplications in the genes analyzed. There may be regions of genes that cannot be effectively evaluated by sequencing or deletion and duplication analysis as a result of technical limitations of the assay, including regions of homology, high guanine-cytosine (GC) content, and repetitive sequences. SeeTargeted Genes and Methodology Details for Maple Syrup Urine Disease Gene Panelfor details regarding the targeted genes analyzed and the specific gene regions not routinely covered.(Unpublished Mayo method) Genes analyzed:BCKDHA,BCKDHB,BCKDK,DBT,DLD,PPM1K | 14 to 21 days | Whole blood: 2 weeks (if available); Extracted DNA: 3 months; Blood spots/Saliva: 1 month | This test was developed and its performance characteristics determined by Mayo Clinic in a manner consistent with CLIA requirements. It has not been cleared or approved by the US Food and Drug Administration. | 8140581406 x 38147988233-Tissue culture, skin, solid tissue biopsy (if appropriate)88240-Cryopreservation (if appropriate)81479 (if appropriate for government payers) | MSUD Gene Panel | 105355-2 | 608787 | Released By | 18771-6
MARE | Mare's Milk, IgE, Serum | Establishing the diagnosis of an allergy to mare's milk Defining the allergen responsible for eliciting signs and symptoms Identifying allergens: -Responsible for allergic response and/or anaphylactic episode -To confirm sensitization prior to beginning immunotherapy -To investigate the specificity of allergic reactions to insect venom allergens, drugs, or chemical allergens Testing for IgE antibodies isnot usefulin patients previously treated with immunotherapy to determine if residual clinical sensitivity exists, or in patients in whom the medical management does not depend upon identification of allergen specificity. | Fluorescence Enzyme Immunoassay (FEIA) | Yes | Mare's Milk, IgE | Serum | Collection Container/Tube: Preferred:Serum gel Acceptable:Red top Submission Container/Tube:Plastic vial Specimen Volume:0.5 mL for every 5 allergens requested Collection Instructions:Centrifuge and aliquot serum into a plastic vial. | For 1 allergen: 0.3 mL More than 1 allergen: (0.05 mL x number of allergens) + 0.25 mL dead space | Clinical manifestations of immediate hypersensitivity (allergic) diseases are caused by the release of proinflammatory mediators (histamine, leukotrienes, and prostaglandins) from IgE-sensitized effector cells (mast cells and basophils) when cell-bound IgE antibodies interact with an allergen. In vitro serum testing for IgE antibodies provides an indication of the immune response to allergens that may be associated with allergic disease. The allergens chosen for testing often depend upon the age of the patient, history of allergen exposure, season of the year, and clinical manifestations. In individuals predisposed to develop allergic disease, the sequence of sensitization and clinical manifestations proceed as follows: eczema and respiratory disease (rhinitis and bronchospasm) in infants and children less than 5 years due to food sensitivity (milk, egg, soy, and wheat proteins) followed by respiratory disease (rhinitis and asthma) in older children and adults due to sensitivity to inhalant allergens (dust mite, mold, and pollen inhalants). | Class,IgE kU/L,Interpretation, 0,<0.10,Negative, 0/1,0.10-0.34,Borderline/equivocal, 1,0.35-0.69,Equivocal, 2,0.70-3.49,Positive, 3,3.50-17.4,Positive, 4,17.5-49.9,Strongly positive, 5,50.0-99.9,Strongly positive, 6,> or =100,Strongly positive, | Detection of IgE antibodies in serum (class 1 or greater) indicates an increased likelihood of allergic disease as opposed to other etiologies and defines the allergens that may be responsible for eliciting signs and symptoms. The level of IgE antibodies in serum varies directly with the concentration of IgE antibodies expressed as a class score or kU/L. | Some individuals with clinically insignificant sensitivity to allergens may have measurable levels of IgE antibodies in serum, and test results must be interpreted in the clinical context. False-positive results for IgE antibodies may occur in patients with markedly elevated serum IgE (>2500 kU/L) due to nonspecific binding to allergen solid phases. | Homburger HA, Hamilton RG: Allergic diseases. In: McPherson RA, Pincus MR, eds. Henry's Clinical Diagnosis and Management by Laboratory Methods. 23rd ed. Elsevier; 2017:1057-1070 | Specific IgE from the patient's serum reacts with the allergen of interest, which is covalently coupled to an ImmunoCAP. After washing away nonspecific IgE, enzyme-labeled anti-IgE antibody is added to form a complex. After incubation, unbound anti-IgE is washed away, and the bound complex incubated with a developing agent. After stopping the reaction, the fluorescence of the eluate is measured. Fluorescence is proportional to the amount of specific IgE present in the patient's sample (ie, the higher the fluorescence value, the more IgE antibody is present).(Package insert: ImmunoCAP System Specific IgE FEIA. Phadia; Rev 06/2020) | Same day/1 to 3 days | 14 days | This test was developed and its performance characteristics determined by Mayo Clinic in a manner consistent with CLIA requirements. It has not been cleared or approved by the US Food and Drug Administration. | 86003 | Mare's Milk, IgE | 10936-3 | MARE | Mare's Milk, IgE | 10936-3
MFRGG | Marfan, Loeys-Dietz, and Aortopathy Gene Panel, Varies | Providing a genetic evaluation for patients with a personal or family history suggestive of Marfan syndrome and related conditions Establishing a diagnosis for Marfan syndrome, Loeys-Dietz syndrome, vascular Ehlers-Danlos syndrome, classic Ehlers-Danlos syndrome, and heritable thoracic aortic disease/aortopathy | Sequence Capture and Targeted Next-Generation Sequencing followed by Polymerase Chain Reaction (PCR) and Sanger Sequencing | Yes | Marfan and Related Conditions Panel | Varies | Patient Preparation:A previous bone marrow transplant from an allogenic donor will interfere with testing. Call 800-533-1710 for instructions for testing patients who have received a bone marrow transplant. Specimen Type:Whole blood Container/Tube: Preferred:Lavender top (EDTA) or yellow top (ACD) Acceptable:Any anticoagulant Specimen Volume:3 mL Collection Instructions: 1. Invert several times to mix blood. 2. Send whole blood specimen in original tube.Do not aliquot. Specimen Stability Information:Ambient (preferred)/Refrigerated | 1 mL | Marfan syndrome (MFS) is an autosomal dominant genetic disorder affecting the connective tissue that occurs in approximately 1 to 2 per 10,000 individuals. It is characterized by the presence of skeletal, ocular, and cardiovascular manifestations and is caused by variants in theFBN1gene. Skeletal findings may include tall stature, chest wall deformity, scoliosis, and joint hypermobility. Lens dislocation (ectopia lentis) is the cardinal ocular feature, with mitral valve prolapse and aortic root dilatation/dissection the main cardiovascular features.(1) Loeys-Dietz syndrome (LDS) is an autosomal dominant connective tissue disease with significant overlap with Marfan syndrome but may include involvement of other organ systems and is primarily caused by variants in theTGFBR1andTGFBR2genes.(2,3) Features of LDS that are not typical of MFS include craniofacial and neurodevelopmental abnormalities and arterial tortuosity with increased risk for aneurysm and dissection throughout the arterial tree. Variants in theSMAD3gene have been reported in families with an LDS-like phenotype with arterial aneurysms and tortuosity and early onset osteoarthritis. Variants in theTGFB3gene have also been reported in families with an LDS-like phenotype, although these individuals tend to not have arterial tortuosity. Heritable thoracic aortic disease, also known as familial thoracic aortic aneurysm/dissection (FTAAD), is a genetic condition primarily involving dilatation and dissection of the thoracic aorta but may also include aneurysm and dissection of other arteries. This condition has a highly variable age of onset and presentation and may involve additional features such as congenital heart defects and other features of connective tissue disease or smooth muscle abnormalities depending on the causative gene. The gene most commonly involved in FTAAD isACTA2.(4,5) Vascular Ehlers-Danlos syndrome (also known as vEDS or EDS IV) is an autosomal dominant connective tissue disease caused by variants in theCOL3A1gene. vEDS may present with characteristic facial features, thin, translucent skin, easy bruising, and arterial, intestinal, and uterine fragility. Arterial rupture may be preceded by aneurysm or dissection or may occur spontaneously.(6) Classic Ehlers-Danlos syndrome types I and II (also known as cEDS) are caused by variants in theCOL5A1andCOL5A2genes. Aortic root dilation and, more rarely, spontaneous vessel rupture have been reported in cEDS.(7) Other genes included on this panel are associated with less common conditions that have significant overlap with Marfan syndrome, Loeys-Dietz syndrome, vEDS, and cEDS. | An interpretive report will be provided. | All detected variants are evaluated according to American College of Medical Genetics and Genomics recommendations.(8) Variants are classified based on known, predicted, or possible pathogenicity and reported with interpretive comments detailing their potential or known significance. | Clinical Correlations: Test results should be interpreted in the context of clinical findings, family history, and other laboratory data. Misinterpretation of results may occur if the information provided is inaccurate or incomplete. If testing was performed because of a clinically significant family history, it is often useful to first test an affected family member. Detection of a reportable variant in an affected family member would allow for more informative testing of at-risk individuals. To discuss the availability of additional testing options or for assistance in the interpretation of these results, contact the Mayo Clinic Laboratories genetic counselors at 800-533-1710. Technical Limitations: Next-generation sequencing may not detect all types of genomic variants. In rare cases, false-negative or false-positive results may occur. The depth of coverage may be variable for some target regions; assay performance below the minimum acceptable criteria or for failed regions will be noted. Given these limitations, negative results do not rule out the diagnosis of a genetic disorder. If a specific clinical disorder is suspected, evaluation by alternative methods can be considered. There may be regions of genes that cannot be effectively evaluated by sequencing or deletion and duplication analysis as a result of technical limitations of the assay, including regions of homology, high guanine-cytosine (GC) content, and repetitive sequences. Confirmation of select reportable variants will be performed by alternate methodologies based on internal laboratory criteria. This test is validated to detect 95% of deletions up to 75 base pairs (bp) and insertions up to 47 bp. Deletions-insertions (delins) of 40 or more bp, including mobile element insertions, may be less reliably detected than smaller delins. Deletion/Duplication Analysis: This analysis targets single and multi-exon deletions/duplications; however, in some instances single exon resolution cannot be achieved due to isolated reduction in sequence coverage or inherent genomic complexity. Balanced structural rearrangements (such as translocations and inversions) may not be detected. This test is not designed to detect low levels of mosaicism or to differentiate between somatic and germline variants. If there is a possibility that any detected variant is somatic, additional testing may be necessary to clarify the significance of results. Genes may be added or removed based on updated clinical relevance.Refer to theTargeted Genes and Methodology Details for Marfan, Loeys-Dietz, and Aortopathy Gene Panelfor the most up to date list of genes included in this test.For detailed information regarding gene specific performance and technical limitations, see Method Description or contact a laboratory genetic counselor. If the patient has had an allogeneic hematopoietic stem cell transplant or a recent blood transfusion, results may be inaccurate due to the presence of donor DNA. Call Mayo Clinic Laboratories for instructions for testing patients who have received a bone marrow transplant. Reclassification of Variants: At this time, it is not standard practice for the laboratory to systematically review previously classified variants on a regular basis. The laboratory encourages healthcare providers to contact the laboratory at any time to learn how the classification of a particular variant may have changed over time. Variant Evaluation: Evaluation and categorization of variants are performed using published American College of Medical Genetics and Genomics and the Association for Molecular Pathology recommendations as a guideline.(8) Other gene-specific guidelines may also be considered. Variants are classified based on known, predicted, or possible pathogenicity and reported with interpretive comments detailing their potential or known significance. Variants classified as benign or likely benign are not reported. Multiple in silico evaluation tools may be used to assist in the interpretation of these results. The accuracy of predictions made by in silico evaluation tools is highly dependent upon the data available for a given gene, and periodic updates to these tools may cause predictions to change over time. Results from in silico evaluation tools should be interpreted with caution and professional clinical judgment. Rarely, incidental or secondary findings may implicate another predisposition or presence of active disease. Incidental findings may include, but are not limited to, results related to the sex chromosomes. These findings will be carefully reviewed to determine whether they will be reported. | 1. Loeys BL, Dietz HC, Braverman AC, et al: The revised Ghent nosology for the Marfan syndrome. J Med Genet. 2010 Jul;47(7):476-485 2. Loeys BL, Schwarze U, Holm T, et al: Aneurysm syndromes caused by mutations in the TGF-beta receptor. N Engl J Med. 2006 Aug 24;355(8):788-798 3. Loeys BL, Chen J, Neptune ER, et al: A syndrome of altered cardiovascular, craniofacial, neurocognitive and skeletal development caused by mutations in TGFBR1 or TGFBR2. Nat Genet. 2005 Mar;37(3):275-281 4. Milewicz DM, Regalado E: Heritable thoracic aortic disease overview. In: Adam MP, Ardinger HH, Pagon RA, et al, eds. GeneReviews [Internet]. University of Washington, Seattle; 2003. Updated December 14, 2017. Accessed September 22, 2021. Available at www.ncbi.nlm.nih.gov/books/NBK1120/ 5. Guo DC, Pannu H, Tran-Fadulu V, et al: Mutations in smooth muscle a-actin (ACTA2) lead to thoracic aortic aneurysms and dissections. Nat Genet. 2007 Dec;39(12):1488-1493 6. Pepin M, Schwarze U, Superti-Furga A, Byers PH: Clinical and genetic features of Ehlers-Danlos syndrome type IV, The vascular type. N Engl J Med. 2000 Mar 9;342(10):673-680 7. Malfait F, Wenstrup R, Paepe AD: Classic Ehlers-Danlos syndrome. In: Adam MP, Ardinger HH, Pagon RA, et al, eds. GeneReviews [Internet]. University of Washington, Seattle; 2007. Updated July 26, 2018. Accessed August 1, 2022. Available at www.ncbi.nlm.nih.gov/books/NBK1244/ 8. Richards S, Aziz N, Bale S, et al: Standards and guidelines for the interpretation of sequence variants: a joint consensus recommendation of the American College of Medical Genetics and Genomics and the Association for Molecular Pathology. Genet Med. 2015 May;17(5):405-424 | Next-generation sequencing (NGS) and/or Sanger sequencing are performed to test for the presence of variants in coding regions and intron/exon boundaries of the genes analyzed, as well as some other regions that have known disease-causing variants. The human genome reference GRCh37/hg19 build was used for sequence read alignment. At least 99% of the bases are covered at a read depth over 30X. Sensitivity is estimated at above 99% for single nucleotide variants, above 94% for deletions-insertions (delins) less than 40 base pairs (bp), above 95% for deletions up to 75 bp and insertions up to 47 bp. NGS and/or a polymerase chain reaction-based quantitative method is performed to test for the presence of deletions and duplications in the genes analyzed. There may be regions of genes that cannot be effectively evaluated by sequencing or deletion and duplication analysis as a result of technical limitations of the assay, including regions of homology, high guanine-cytosine (GC) content, and repetitive sequences. SeeTargeted Genes and Methodology Details for Marfan, Loeys-Dietz, and Aortopathy Gene Panelfor details regarding the targeted genes analyzed for each test and specific gene regions not routinely covered.(Unpublished Mayo method) Confirmation of select reportable variants may be performed by alternate methodologies based on internal laboratory criteria. Genes analyzed:ACTA2, ADAMTS10, ADAMTS17, BGN, CBS, COL3A1, COL5A1, COL5A2, EFEMP2, FBN1, FBN2, FLNA, LOX, LTBP3, MED12, MFAP5, MYH11, MYLK, NOTCH1, PRKG1, SKI, SLC2A10, SMAD2, SMAD3, SMAD4, SMAD6, TGFB2, TGFB3, TGFBR1,andTGFBR2 | 28 to 42 days | Whole blood: 2 weeks (if available); Extracted DNA: 3 months | This test was developed and its performance characteristics determined by Mayo Clinic in a manner consistent with CLIA requirements. It has not been cleared or approved by the US Food and Drug Administration. | 81410 | Marfan and Related Conditions Panel | 105198-6 | 617392 | Released By | 18771-6
MARJ | Marjoram, IgE, Serum | Establishing the diagnosis of an allergy to marjoram Defining the allergen responsible for eliciting signs and symptoms Identifying allergens: -Responsible for allergic response and/or anaphylactic episode -To confirm sensitization prior to beginning immunotherapy -To investigate the specificity of allergic reactions to insect venom allergens, drugs, or chemical allergens Testing for IgE antibodies isnot usefulin patients previously treated with immunotherapy to determine if residual clinical sensitivity exists, or in patients in whom the medical management does not depend upon identification of allergen specificity. | Fluorescence Enzyme Immunoassay (FEIA) | Yes | Marjoram, IgE | Serum | Collection Container/Tube: Preferred:Serum gel Acceptable:Red top Submission Container/Tube:Plastic vial Specimen Volume:0.5 mL for every 5 allergens requested Collection Instructions:Centrifuge and aliquot serum into a plastic vial. | For 1 allergen: 0.3 mL More than 1 allergen: (0.05 mL x number of allergens) + 0.25 mL dead space | Clinical manifestations of immediate hypersensitivity (allergic) diseases are caused by the release of proinflammatory mediators (histamine, leukotrienes, and prostaglandins) from IgE-sensitized effector cells (mast cells and basophils) when cell-bound IgE antibodies interact with an allergen. In vitro serum testing for IgE antibodies provides an indication of the immune response to allergens that may be associated with allergic disease. The allergens chosen for testing often depend upon the age of the patient, history of allergen exposure, season of the year, and clinical manifestations. In individuals predisposed to develop allergic disease, the sequence of sensitization and clinical manifestations proceed as follows: eczema and respiratory disease (rhinitis and bronchospasm) in infants and children less than 5 years due to food sensitivity (milk, egg, soy, and wheat proteins) followed by respiratory disease (rhinitis and asthma) in older children and adults due to sensitivity to inhalant allergens (dust mite, mold, and pollen inhalants). | Class,IgE kU/L,Interpretation, 0,<0.10,Negative, 0/1,0.10-0.34,Borderline/equivocal, 1,0.35-0.69,Equivocal, 2,0.70-3.49,Positive, 3,3.50-17.4,Positive, 4,17.5-49.9,Strongly positive, 5,50.0-99.9,Strongly positive, 6,> or =100,Strongly positive, | Detection of IgE antibodies in serum (class 1 or greater) indicates an increased likelihood of allergic disease as opposed to other etiologies and defines the allergens that may be responsible for eliciting signs and symptoms. The level of IgE antibodies in serum varies directly with the concentration of IgE antibodies expressed as a class score or kU/L. | Some individuals with clinically insignificant sensitivity to allergens may have measurable levels of IgE antibodies in serum, and test results must be interpreted in the clinical context. False-positive results for IgE antibodies may occur in patients with markedly elevated serum IgE (>2500 kU/L) due to nonspecific binding to allergen solid phases. | Homburger HA, Hamilton RG: Allergic diseases. In: McPherson RA, Pincus MR, eds. Henry's Clinical Diagnosis and Management by Laboratory Methods. 23rd ed.Elsevier; 2017:1057-1070 | Specific IgE from the patient's serum reacts with the allergen of interest, which is covalently coupled to an ImmunoCAP. After washing away nonspecific IgE, enzyme-labeled anti-IgE antibody is added to form a complex. After incubation, unbound anti-IgE is washed away, and the bound complex incubated with a developing agent. After stopping the reaction, the fluorescence of the eluate is measured. Fluorescence is proportional to the amount of specific IgE present in the patient's sample (ie, the higher the fluorescence value, the more IgE antibody is present).(Package insert: ImmunoCAP System Specific IgE FEIA. Phadia; Rev 06/2020) | Same day/1 to 3 days | 14 days | This test was developed and its performance characteristics determined by Mayo Clinic in a manner consistent with CLIA requirements. It has not been cleared or approved by the US Food and Drug Administration. | 86003 | Marjoram, IgE | 10937-1 | MARJ | Marjoram, IgE | 10937-1
MSPTC | Mass Spectrometry (Bill Only) |  | This test is for billing purposes only. This test is not an orderable test. | Yes | Mass Spectrometry | Varies | This test is for billing purposes only. This is not an orderable test. |  |  | This test is for billing purposes only. This is not an orderable test. | [6 empty] | Not Applicable | 82542-Liquid Chromatography-Tandem Mass Spectrometry (LC-MS/MS)
MSMNT | Mass Spectrometry, Membranous Nephropathy, Technical Component (Bill Only) |  | This test is for billing purposes only. This is not an orderable test. | Yes | Mass Spectrometry, MN TC | Varies | This test is for billing purposes only. This is not an orderable test. |  |  | This test is for billing purposes only. This is not an orderable test. | [6 empty] | Not Applicable | 82542
MCM24 | Mast Cell Mediators, 24 Hour, Urine | Evaluating patients at risk for mast cell activation syndrome (eg, systemic mastocytosis) using 24-hour urine collections | CRT2F: Enzymatic Colorimetric Assay TLTE1, T23B1, TNMH1: Liquid Chromatography Tandem Mass Spectrometry (LC-MS/MS) | Yes | Mast Cell Mediators, 24 Hour, U | Urine | Patient Preparation: 1.Patient must not be taking monoamine oxidase inhibitors (MAOI) or aminoguanidine,as these medications increaseN-methylhistamine (NMH) levels. 2. Patients taking aspirin or nonsteroidal anti-inflammatory drugs (NSAID) may have decreased concentrations of prostaglandin F2 alpha (23BP). If possible, the patient should discontinue use for 2 weeks or 72 hours, respectively, before specimen collection. Supplies:Urine Container, 60 mL (T313) Collection Container/Tube:Plastic urine container Submission Container/Tube:Plastic, 60-mL urine bottle Specimen Volume:20 mL Collection Instructions: 1. Collect urine for 24 hours. 2. No preservative. 3. Aliquot urine into plastic tube and send to lab. Additional Information:SeeUrine Preservatives-Collection and Transportation for 24-Hour Urine Specimensfor multiple collections. | 10 mL | Primary mast cell activation syndromes (MCAS) have clonal markers, such as theKITAsp816Val variant or aberrant expression of CD25 or CD2 on MC. The 2 primary groups of MCAS are mastocytosis (cutaneous and systemic) and monoclonal MCAS. Systemic mastocytosis (SM) is a disease in which clonally derived mast cells accumulate in peripheral tissues. Degranulation of these mast cells releases large amounts of histamines, prostaglandins, leukotrienes, and tryptase. Patients with SM should fulfill the World Health Organization diagnostic criteria for this disorder. Diagnosis requires either the major plus one minor criterion or 3 minor criteria.(1-3) The consensus diagnostic criteria for SM include: Major criterion: Imaging of the multifocal infiltrates Minor criteria: 1. Identifying morphological features of above 25% of MC from bone marrow biopsy 2. Detection of the point alteration at codon 816 in theKITgene 3. CD2, CD25, and/or CD30 expression in MC 4. Persistently elevated serum tryptase (>20 ng/mL) The 2 main nonclonal MCAS categories include secondary MCAS, for which there is a known trigger for MC activation (IgE-dependent and independent allergic reactions, atopic disorders, autoimmune processes), and idiopathic, in which the etiology for MC activation is undefined.(1,3-7) Based on consensus criteria, the diagnosis of MCAS can be established when typical clinical symptoms arising from recurrent (episodic) acute systemic MC activation (typically in the form of recurrent anaphylaxis in at least 2 organ systems) have been documented; MC-derived mediators increase substantially in serum or urine over the individual's baseline; and the symptoms respond to drugs blocking MC activation, MC mediators, mediator production, or mediator effects.(6) A recently proposed diagnostic algorithm for the evaluation of patients with suspected MCAS considers 2 main diagnoses that may underlie severe forms of MC activation (anaphylaxis), namely, IgE-dependent allergies and clonal MC disorders.(1,3-7) A serum tryptase level, which has long been used in diagnosing these disorders, has several drawbacks, including the need to obtain acute and baseline specimens to fulfill diagnostic criteria. Furthermore, an increased baseline tryptase level has been reported in hereditary alpha tryptasemia, complicating the diagnostic possibilities.(1,5) In addition to the limitations of serum tryptase, there are reports of symptomatic patients with features of MC activation who do not meet all the criteria for MCAS but have elevated baseline mediator metabolites.(3,5,7) In these patients, there is evidence that their symptoms respond to drugs that target MC activation, the mediators released by MC, and/or the effects of these mediators.Based on these observations, validated biomarkers suggestive of MC activation, such as an increase in the histamine metabolite (N-methylhistamine) or theprostaglandin D2metabolite (2,3-dinor 11 beta-prostaglandin F2 alpha), have been recommended for testing when tryptase is not available, or the result is inconclusive.(7) Elevated concentrations of leukotriene E4 are associated with both clonal (primary) and nonclonal (secondary and idiopathic) MCAS.(1,4,5) | N-METHYLHISTAMINE: 0-5 years: 120-510 mcg/g creatinine 6-16 years: 70-330 mcg/g creatinine >16 years: 30-200 mcg/g creatinine 2,3-DINOR 11B-PROSTAGLANDIN F2a: <1802 pg/mg creatinine LEUKOTRIENE E4: < or =104 pg/mg creatinine CREATININE: Males: 930-2955 mg/24 h Females: 603-1783 mg/24 h Reference values have not been established for patients who are younger than 18 years. | Analytical reports within the scope of the individual assays will be provided when testing is complete. | N-methylhistamine: While an average North American diet has no effect on urinary N-methylhistamine (NMH) levels, mild elevations (around 30%) may be observed on very histamine-rich diets. This problem is more pronounced in random urine specimens, especially when collected following a histamine-rich meal. NMH levels may be depressed in individuals who have an alteration in the histamine-N-methyltransferase gene (HNMT), which encodes the enzyme that catalyzes NMH formation. This alteration results in an amino acid change that decreases the rate of NMH synthesis. When N-acetylcysteine is administered at levels sufficient to act as an antidote for the treatment of acetaminophen overdose, it may lead to falsely decreased creatinine results. 2,3-Dinor-11beta-prostaglandin F2 alpha: Elevated levels of 2,3-dinor-11beta-prostaglandin F2 alpha (2,3 BPG) in urine are not specific for systemic mast cell disease and may be found in patients with angioedema, diffuse urticaria, or myeloproliferative diseases in the absence of diffuse mast cell proliferation. Systemic mast cell disease is a heterogeneous disease, and some patients may not have elevated 2,3 BPG in urine. Leukotriene E4: Patients taking 5-lipoxygenase inhibitor zileuton (Zyflo) may have decreased concentrations of leukotriene E4 (LTE4) if dosage has not been discontinued for 48 hours. Systemic mastocytosis is a heterogenous disease, and lack of elevated LTE4 does not exclude the diagnosis of mast cell disease. Increased excretion of LTE4 has also been reported in the following conditions: asthma, eosinophilic pneumonia, respiratory syncytial virus infection, atopic dermatitis, Crohn disease, and rheumatoid arthritis. | 1. Weiler CR. Mast cell activation syndrome: Tools for diagnosis and differential diagnosis. J Allergy Clin Immunol Pract. 2020;8(2):498-506 2. Valent P, Akin C, Metcalfe DD. Mastocytosis: 2016 updated WHO classification and novel emerging treatment concepts. Blood. 2017;129(11):1420-1427 3. Valent P, Akin C, Hartmann K., et al. Updated diagnostic criteria and classification of mast cell disorders: A consensus proposal. Hemasphere. 2021;5(11):e646 4. Gulen T, Akin C, Bonadonna P, et al. Selecting the right criteria and proper classification to diagnose mast cell activation syndromes: A critical review. J Allergy Clin Immunol Pract. 2021;9(11):3918-3928 5. Butterfield JH. Nontryptase urinary and hematologic biomarkers of mast cell expansion and mast cell activation: Status 2022. J Allergy Clin Immunol Pract. 2022;10(8):1974-1984 6. Divekar R, Hagan J, Rank M, et al. Diagnostic utility of urinary LTE4 in asthma, allergic rhinitis, chronic rhinosinusitis, nasal polyps, and aspirin sensitivity. J Allergy Clin Immunol Pract. 2016;4(4):665-670 7. Valent P, Hartmann K, Bonadonna P, et al. Global classification of mast cell activation disorders: An ICD-10-CM-adjusted proposal of the ECNM-AIM Consortium. J Allergy Clin Immunol Pract. 2022;10(8):1941-1950 | N-methylhistamine is extracted from urine using solid-phase extraction. The elute is analyzed using liquid chromatography tandem mass spectrometry (LC-MS/MS) and quantified using a stable isotope labeled internal standard.(Martens-Lobenhoffer J, Neumann HJ. Determination of 1-methylhistamine and 1-methylimidazoleacetic acid in human urine as a tool for the diagnosis of mastocytosis. J Chromatogr B Biomed Sci Appl. 1999;721[1]:135-140; Lueke AJ, Meeusen JW, Donato LJ, Gray AV, Butterfield JH, Saenger AK. Analytical and clinical validation of an LC-MS/MS method for urine leukotriene E4: A marker of systemic mastocytosis. Clin Biochem. 2016;49[13-14]:979-982. doi:10.1016/j.clinbiochem.2016.02.007) 2,3-Dinor-11beta-prostaglandin F2alpha: 2,3-Dinor-11beta-prostaglandin F2alpha (23BPG) is quantified in urine by LC-MS/MS. Deuterium-labeled 23BPG internal standard (d4-11BPGF2a) is added to all controls and specimens, which are then liquid/liquid extracted. The eluent is evaporated, and samples/QC are then reconstituted prior to LC-MS/MS analysis.(Unpublished Mayo method) Leukotriene E4: Leukotriene E4 (LTE4) is quantified in urine via multiplexed LC-MS/MS. Deuterium-labeled LTE4 internal standard is added to all standards/controls/samples, which are then filtered. After additional sample clean-up, this eluent is analyzed by LC-MS/MS.(Unpublished Mayo method) Creatinine: The enzymatic method is based on the determination of sarcosine from creatinine with the aid of creatininase, creatinase, and sarcosine oxidase. The liberated hydrogen peroxide is measured via a modified Trinder reaction using a colorimetric indicator. Optimization of the buffer system and the colorimetric indicator enables the creatinine concentration to be quantified both precisely and specifically.(Package insert: Creatinine plus ver 2. Roche Diagnostics; V15.0, 03/2019) | 3 to 7 days | See individual Test IDs | This test was developed and its performance characteristics determined by Mayo Clinic in a manner consistent with CLIA requirements. It has not been cleared or approved by the US Food and Drug Administration. | 8254284150 | Mast Cell Mediators, 24 Hour, U | In Process | 620240 | Leukotriene E4, U | 101115-4
MCMRU | Mast Cell Mediators, Random, Urine | Evaluating patients at risk for mast cell activation syndrome (eg, systemic mastocytosis) using random urine collections | CRT2F: Enzymatic Colorimetric Assay RLTE1, R23B1, RNMH1: Liquid Chromatography Tandem Mass Spectrometry (LC-MS/MS) | Yes | Mast Cell Mediators, Random, U | Urine | PatientPreparation: 1.Patient must notbe takingmonoamine oxidaseinhibitors(MAOI) oraminoguanidine,asthese medications increaseN-methylhistamine (NMH) levels. 2. Patients taking aspirin or nonsteroidal anti-inflammatory drugs (NSAID) may have decreased concentrations of prostaglandin F2 alpha (23BP). If possible, the patient should discontinue use for 2 weeks or 72 hours, respectively, before specimen collection. Supplies:Urine Container, 60 mL (T313) Collection Container/Tube:Plastic urine container Submission Container/Tube:Plastic, 60-mL urine bottle Specimen Volume:20 mL Collection Instructions: 1. Collect a random urine specimen within a few hours of symptom onset. 2. No preservative. | 10 mL | Primary mast cell activation syndromes (MCAS) have clonal markers, such as theKITAsp816Val variant or aberrant expression of CD25 or CD2 on MC. The 2 primary groups of MCAS are mastocytosis (cutaneous and systemic) and monoclonal MCAS. Systemic mastocytosis (SM) is a disease in which clonally derived mast cells accumulate in peripheral tissues. Degranulation of these mast cells releases large amounts of histamines, prostaglandins, leukotrienes, and tryptase. Patients with SM should fulfill the World Health Organization diagnostic criteria for this disorder. Diagnosis requires either the major plus one minor criterion or 3 minor criteria.(1-3) The consensus diagnostic criteria for SM include: Major criterion: Imaging of the multifocal infiltrates Minor criteria: 1. Identifying morphological features of above 25% of MC from bone marrow biopsy 2. Detection of the point alteration at codon 816 in theKITgene 3. CD2, CD25, and/or CD30 expression in MC 4. Persistently elevated serum tryptase (>20 ng/mL) The 2 main nonclonal MCAS categories include secondary MCAS, for which there is a known trigger for MC activation (IgE-dependent and independent allergic reactions, atopic disorders, autoimmune processes), and idiopathic, in which the etiology for MC activation is undefined.(1,3-7) Based on consensus criteria, the diagnosis of MCAS can be established when typical clinical symptoms arising from recurrent (episodic) acute systemic MC activation (typically in the form of recurrent anaphylaxis in at least 2 organ systems) have been documented; MC-derived mediators increase substantially in serum or urine over the individual's baseline; and the symptoms respond to drugs blocking MC activation, MC mediators, mediator production, or mediator effects.(6) A recently proposed diagnostic algorithm for the evaluation of patients with suspected MCAS considers 2 main diagnoses that may underlie severe forms of MC activation (anaphylaxis), namely, IgE-dependent allergies and clonal MC disorders.(1,3-7) A serum tryptase level, which has long been used in diagnosing these disorders, has several drawbacks, including the need to obtain acute and baseline specimens to fulfill diagnostic criteria. Furthermore, an increased baseline tryptase level has been reported in hereditary alpha tryptasemia, complicating the diagnostic possibilities.(1,5) In addition to the limitations of serum tryptase, there are reports of symptomatic patients with features of MC activation who do not meet all the criteria for MCAS but have elevated baseline mediator metabolites.(3,5,7) In these patients, there is evidence that their symptoms respond to drugs that target MC activation, the mediators released by MC, and/or the effects of these mediators.Based on these observations, validated biomarkers suggestive of MC activation, such as an increase in the histamine metabolite (N-methylhistamine) or theprostaglandin D2metabolite (2,3-dinor 11 beta-prostaglandin F2 alpha), have been recommended for testing when tryptase is not available, or the result is inconclusive.(7) Elevated concentrations of leukotriene E4 are associated with both clonal (primary) and nonclonal (secondary and idiopathic) MCAS.(1,4,5) | LEUKOTRIENE E4: < or =104 pg/mg creatinine 2,3-DINOR 11B-PROSTAGLANDIN F2a: <1802 pg/mg creatinine N-METHYLHISTAMINE: 0-5 years: 120-510 mcg/g creatinine 6-16 years: 70-330 mcg/g creatinine >16 years: 30-200 mcg/g creatinine CREATININE: > or =18 years old: 16-326 mg/dL Reference values have not been established for patients who are younger than 18 years. | Analytical reports within the scope of the individual assays will be provided when testing is complete. | N-methylhistamine: While an average North American diet has no effect on urinary N-methylhistamine (NMH) levels, mild elevations (around 30%) may be observed on very histamine-rich diets. This problem is more pronounced in random urine specimens, especially when collected following a histamine-rich meal. NMH levels may be depressed in individuals who have an alteration in the histamine-N-methyltransferase gene (HNMT), which encodes the enzyme that catalyzes NMH formation. This alteration results in an amino acid change that decreases the rate of NMH synthesis. When N-acetylcysteine is administered at levels sufficient to act as an antidote for the treatment of acetaminophen overdose, it may lead to falsely decreased creatinine results. 2,3-Dinor-11beta-prostaglandin F2 alpha: Elevated levels of 2,3-dinor-11beta-prostaglandin F2 alpha (2,3 BPG) in urine are not specific for systemic mast cell disease and may be found in patients with angioedema, diffuse urticaria, or myeloproliferative diseases in the absence of diffuse mast cell proliferation. Systemic mast cell disease is a heterogeneous disease, and some patients may not have elevated 2,3 BPG in urine. Leukotriene E4 Patients taking5-lipoxygenase inhibitorzileuton (Zyflo) may have decreased concentrations of leukotriene E4 (LTE4) if dosage has not been discontinued for 48 hours. Systemic mastocytosis is a heterogenous disease, and lack of elevated LTE4 does not exclude the diagnosis of mast cell disease. Increased excretion of LTE4 has also been reported in the following conditions: asthma, eosinophilic pneumonia, respiratory syncytial virus infection, atopic dermatitis, Crohn disease, and rheumatoid arthritis. | 1. Weiler CR. Mast cell activation syndrome. Tools for diagnosis and differential diagnosis. J Allergy Clin Immunol Pract. 2020;8(2):498-506 2. Valent P, Akin C, Metcalfe DD. Mastocytosis: 2016 updated WHO classification and novel emerging treatment concepts. Blood. 2017;129(11):1420-1427 3. Valent, P, Akin, C, Hartmann, K., et.al. Updated diagnostic criteria and classification of mast cell disorders: A consensus proposal. Hemasphere. 2021;5(11): e646 4. Gulen T, Akin C, Bonadonna P, et al. Selecting the right criteria and proper classification to diagnose mast cell activation syndromes: A critical review. J Allergy Clin Immunol Pract. 2021;9(11):3918-3928 5. Butterfield JH. Nontryptase urinary and hematologic biomarkers of mast cell expansion and mast cell activation: Status 2022. J Allergy Clin Immunol Pract. 2022;10(8):1974-1984 6. Divekar R, Hagan J, Rank M, et al. Diagnostic utility of urinary LTE4 in asthma, allergic rhinitis, chronic rhinosinusitis, nasal polyps, and aspirin sensitivity. J Allergy Clin Immunol Pract. 2016;4(4):665-670 7. Valent P, Hartmann K, Bonadonna P, et al. Global classification of mast cell activation disorders: An ICD-10-CM-adjusted proposal of the ECNM-AIM Consortium. J Allergy Clin Immunol Pract. 2022;10(8):1941-1950 | N-methylhistamine: N-methylhistamine is extracted from urine using solid-phase extraction. The elute is analyzed using liquid chromatography tandem mass spectrometry (LC-MS/MS) and quantified using a stable isotope labeled internal standard.(Martens-Lobenhoffer J, Neumann HJ: Determination of 1-methylhistamine and 1-methylimidazole acetic acid in human urine as a tool for the diagnosis of mastocytosis. J Chromatogr B Biomed Sci Appl. 1999;721[1]:135-140; Lueke AJ, Meeusen JW, Donato LJ, Gray AV, Butterfield JH, Saenger AK.Analytical and clinical validation of an LC–MS/MS method for urine leukotriene E4: A marker of systemic mastocytosis. Clin Biochem. 2016;49[13-14]:979-982. doi:10.1016/j.clinbiochem.2016.02.007) 2,3-Dinor-11beta-prostaglandin F2alpha: 2,3-Dinor-11beta-prostaglandin F2alpha (23BPG) is quantified in urine by LC-MS/MS. Deuterium-labeled 23BPG internal standard (d4-11BPGF2a) is added to all controls and specimens, which are then liquid/liquid extracted. The eluent is evaporated, and samples/QC are then reconstituted prior to LC-MS/MS analysis.(Unpublished Mayo method) Leukotriene E4: Leukotriene E4 (LTE4) is quantified in urine via multiplexed LC-MS/MS. Deuterium-labeled LTE4 internal standard is added to all standards/controls/samples, which are then filtered. After additional sample clean-up, this eluent is analyzed by LC-MS/MS.(Unpublished Mayo method) Creatinine: The enzymatic method is based on the determination of sarcosine from creatinine with the aid of creatininase, creatinase, and sarcosine oxidase. The liberated hydrogen peroxide is measured via a modified Trinder reaction using a colorimetric indicator. Optimization of the buffer system and the colorimetric indicator enables the creatinine concentration to be quantified both precisely and specifically.(Package insert: Creatinine plus Ver 2. Roche Diagnostics; V15.0, 03/2019) | 2 to 9 days | 14 days | This test was developed and its performance characteristics determined by Mayo Clinic in a manner consistent with CLIA requirements. It has not been cleared or approved by the US Food and Drug Administration. | 825708415082542 | Mast Cell Mediators, Random, U | In Process | 620243 | 2,3-dinor 11B-Prostaglandin F2a | 97658-9
MATCC | Maternal Cell Contamination, Molecular Analysis, Varies | Ruling out the presence of maternal cell contamination within a fetal specimen Required for all prenatal testing performed in Mayo Clinic Laboratories' Molecular and Biochemical Genetics laboratories | Polymerase Chain Reaction (PCR) based comparison of Microsatellite Markers | Yes | Maternal Cell Contamination, B | Forprenatal specimens only: If amniotic fluid (nonconfluent cultured cells) is received, amniotic fluid culture/genetic test will be added and charged separately. If chorionic villus specimen (nonconfluent cultured cells) is received, fibroblast culture for genetic test will be added and charged separately. | Patient Preparation:A previous bone marrow transplant from an allogenic donor will interfere with testing. Call 800-533-1710 for instructions for testing patients who have received a bone marrow transplant. Specimen Type:Maternal blood Container/Tube: Preferred:Lavender top (EDTA) or yellow top (ACD) Acceptable:Any anticoagulant Specimen Volume:3 mL Collection Instructions: 1. Invert several times to mix blood. 2. Send specimen in original tube. Specimen Stability Information:Ambient (preferred)/Refrigerated Prenatal Specimens: Submit only 1 of the following specimens: Specimen Type:Cord blood Container/Tube: Preferred:Lavender top (EDTA) or yellow top (ACD) Acceptable:Any anticoagulant Specimen Volume:3 mL Collection Instructions: 1. Invert several times to mix blood. 2. Send specimen in original tube. Specimen Stability Information:Ambient (preferred)/Refrigerated Specimen Type:Amniotic fluid Container/Tube:Amniotic fluid container Specimen Volume:20 mL Additional Information:A separate culture charge will be assessed under CULAF / Culture for Genetic Testing, Amniotic Fluid. Specimen Stability Information:Refrigerated (preferred)/Ambient Specimen Type:Cultured amniocytes Container/Tube:T-25 flask Specimen Volume:2 full flasks Collection Instructions:Submit confluent cultured cells from another laboratory. Specimen Stability Information:Ambient (preferred)/Refrigerated Specimen Type:Chorionic villi Container/Tube:15-mL tube containing 15 mL of transport media Specimen Volume:20 mg Additional Information:A separate culture charge will be assessed under CULFB / Fibroblast Culture for Genetic Testing, Tissue. Specimen Stability Information:Refrigerated Specimen Type:Cultured chorionic villi Container/Tube:T-25 flasks Specimen Volume:2 full flasks Collection Instructions:Submit confluent cultured cells from another laboratory. Specimen Stability Information:Ambient (preferred)/Refrigerated | Amniotic Fluid: 10 mL Blood, Cord Blood: 0.5 mL Chorionic Villus: 5 mg | One of the risks associated with prenatal testing is maternal cell contamination (MCC), which can occur when a fetal specimen comes into contact with maternal blood or tissue. The risk of MCC is associated with procedures such as chorionic villus sampling, amniocentesis, or extraction of fetal blood from the umbilical cord (cord blood). If MCC is present, the maternal DNA may mask the results of any genetic testing performed on the fetal DNA. Therefore, the results of prenatal testing may be compromised. To rule out the presence of MCC, a maternal blood specimen is necessary for comparison of maternal and fetal chromosomal markers. The presence of both maternal and nonmaternal alleles for each fetal marker indicates the fetal specimen is not contaminated. MCC is confirmed when both alleles in the fetus are maternal. | An interpretative report will be provided. | An interpretive report will be provided. | This test does not rule out the presence of low-level maternal cell contamination (<5%). | Nagan N, Faulkner NE, Curtis C, et al: Laboratory guidelines for detection, interpretation, and reporting of maternal cell contamination in prenatal analyses a report of the association for molecular pathology. J Mol Diagn. 2011 Jan;13(1):7-11, doi: 10.1016/j.jmoldx.2010.11.013 | The maternal blood genotype is compared to the fetal genotype, derived from amniocyte DNA or chorionic villus DNA, utilizing a PCR-based assay with a set of microsatellite repeat markers.(Unpublished Mayo method) | 10 to 11 days | Whole Blood: 2 weeks (if available) Extracted DNA: 3 months | This test was developed and its performance characteristics determined by Mayo Clinic in a manner consistent with CLIA requirements. It has not been cleared or approved by the US Food and Drug Administration. | 81265Fibroblast Culture for Genetic Test88233-(if appropriate)88240-(if appropriate)Amniotic Fluid Culture/Genetic Test88235-(if appropriate)88240-(if appropriate)Each additional specimen81266 | Maternal Cell Contamination, B | 40704-9 | 55150 | Method | 85069-3
FFMSS | Maternal Serum Screening, Integrated, Specimen #1, PAPP-A, NT | Helpful to identify pregnancies at increased risk of having a child with Down Syndrome (DS), open neural tube defects (ONTD) and trisomy 18 (T18). This test is not diagnostic. | Quantitative Chemiluminescent Immunoassay | Yes | Maternal Serum Screen INT, Sp-1 | Serum | Specimen #1 collection must occur between 10 weeks, 0 days and 13 weeks, 6 days gestation. (If gestational age is based on Crown-Rump length (CRL), the specimen must be collected when the CRL is between 32.4 - 83.9 mm) Draw blood in a plain red-top tube(s), serum gel tube is acceptable. Spin down and send 0.5 mL serum refrigerated in a plastic vial. Separate from cells ASAP or within 2 hours of collection. Note: Submit with order:Patient's date of birth, current weight, number of fetuses present, patient's race, if the patient was diabetic at the time of conception, if there is a known family history of neural tube defects, if the patient has had a previous pregnancy with a trisomy, if the patient is currently smoking, if the patient is taking valproic acid or carbamazepine (Tegretol), if this is a repeat sample, and the age of the egg donor if in vitro fertilization. In addition to the above: If a NT measurement is performed:the date of ultrasound, the CRL measurement, the nuchal translucency (NT) measurement and the name and certification number of the sonographer is required. NT must be measured when the CRL is between 38-83.9mm. Or If no NT measurement is performed:a due date or CRL measurement with the date of ultrasound is required. The NT measurement must also be performed by an ultrasonographer that is certified by one of the following agencies: Fetal Medicine Foundation (FMF) or Nuchal Translucency Quality Review (NTQR). | 0.3 mL | This test combines a first- and second-trimester specimen to screen low-risk pregnancies for Down syndrome (DS), open neural tube defects (ONTD) and trisomy 18 (T18). Collection of two blood samples is required for this test. A first trimester ultrasound to measure the fetal nuchal translucency (NT) is optional (see special instructions). Patient demographics and analyte/ultrasound measurements are used to calculate multiple of the median (MoM) values for each of the laboratory analytes and the NT. The pattern of the MoM values is used to calculate post-test risks of ONTD, DS and T18. Markers used for assessment of risk include first-trimester PAPP-A with or without NT and second-trimester AFP, hCG, unconjugated estriol (uE3) and dimeric Inhibin A. A DS risk of 1 in 110 or worse is reported as abnormal. This risk cutoff predicts a detection rate of 87 percent at a screen positive rate of 1.0%. A T18 risk of 1 in 100 or worse is reported as abnormal. This risk cutoff predicts a detection rate of 90 percent at a screen positive rate of <0.5%. ARUP uses a singleton AFP MoM cut off of >or= 2.5. If the interpretation is "high AFP," there is an increased risk of an ONTD in the pregnancy. This cutoff value predicts a detection rate of 80% at a screen positive rate of 1.5%. High AFP also occurs in unrecognized twin pregnancies and with underestimated gestational age. Pregnancies at an increased risk for ONTD with an AFP MoM <2.5, but a risk of 1 in 250 or worse, are also reported as abnormal. This is usually due to a family history of ONTD, the use of certain seizure medications by the patient during pregnancy, or the presence of maternal insulin-dependent diabetes, any of which increases a patients risk for ONTD. An increased risk of congenital steroid sulfatase deficiency or Smith-Lemli-Opitz syndrome (uE3 <or= 0.14 MoM) and poor fetal outcome (hCG >or= 3.5 MoM) is reported as "see note". | An interpretive report will be provided. Part 2 must be completed in order to receive an interpretable result. If the second specimen is not received for sequential screening, the results are uninterpretable and no maternal risk will be provided. | The first specimen of an integrated Maternal Serum Screening is used to measure PAPP-A. A second sample must be submitted for a final interpretive report. Acceptable date ranges to draw the second samples will be provided in the Integrated-1 report. Final interpretive report will be available when the second specimen test results are complete. | A screen interpreted as “normal” misses approximately 15% of Down Syndrome, 20% of open neural tube defects and 10% of trisomy 18 cases. Abnormal results require follow-up with targeted ultrasound, genetic counseling and consideration of fetal diagnostic testing. |  | PAPP-A is pregnancy associated plasma protein A and is a sequential immunoenzymatic assay that uses two monoclonal antibodies and external calibrators. AFP and hCG are both measured using a non-competitive immunoassay that uses one antibody to capture the protein to a solid phase, another antibody to detect the protein, and external calibrators. The estriol assay is a solid phase competitive immunoassay that uses an anti-estriol polyclonal antibody, labeled estriol, a solid phase antibody directed against the estriol antibody, and external calibrators. Inhibin-A is measured using a non-competitive microtiter immunoassay that uses a detection antibody to subunita, a capture antibody to inhibin subunitBA, and external calibrators. Calculation of post-test risks uses a multivariate log Gaussian model. Risk estimates for DS and T18 are influenced strongly by maternal age. | 6 to 10 days |  |  | 84163 | Maternal Serum Screen INT, Sp-1 | Not Provided | Z5978 | EER Maternal Serum, Integrated, Sp1 | 11526-1
FMSS2 | Maternal Serum Screening, Integrated, Specimen #2, Alpha Fetoprotein, Hcg, Estriol, and Inhibin A | Helpful to identify pregnancies at increased risk of having a child with Down syndrome (trisomy 21), Open Neural Tube Defect (ONTD, spina bifida) and trisomy 18 (T18). This test is not diagnostic. The patient information provided with the Integrated, Specm1 will be used to calculate the risks for this report. | Quantitative Chemiluminescent Immunoassay | Yes | Maternal Serum Screen INT, Sp-2 | Serum | Specimen must be drawn between 14 weeks, 0 days and 24 weeks, 6 days gestation (based on the CRL). Recommended time for maternal serum screening is 16 to 18 weeks gestation. Acceptable date ranges to draw the second samples will be provided in the Integrated-1 report. Draw blood in a plain red-top tube(s), serum gel tube is acceptable. Spin down and send 3 mL of serum refrigerated in a plastic vial. Separate from cells ASAP or within 2 hours of collection. This test requires that a previous first trimester specimen, Maternal Serum Screening, Integrated, Specimen #1, PAPP-A, NT (ARUP test ID: 3000147), has been performed. | 1 mL | This test combines a first-and second-trimester specimen to screen low-risk pregnancies for Down syndrome (DS), open neural tube defects (ONTD) and trisomy 18 (T18). Collection of two blood samples is required for this test. A first trimester ultrasound to measure the fetal nuchal translucency (NT) is optional (see special instructions). Patient demographics and analyte/ultrasound measurements are used to calculate multiple of the median (MoM) values for each of the laboratory analytes and the NT. The pattern of the MoM values is used to calculate post-test risks for ONTD, DS and T18. Markers used for assessment of risk include first-trimester PAPP-A with or without NT and second-trimester AFP, hCG, unconjugated estriol (uE3), and dimeric Inhibin A. A DS risk of 1 in 110 or worse is reported as abnormal. This risk cutoff predicts a detection rate of 87 percent at a screen positive rate of 1.0%. A T18 risk of 1 in 100 or worse is reported as abnormal. This risk cutoff predicts a detection rate of 90 percent at a screen positive rate of <0.5%. ARUP uses a singleton AFP MoM cutoff of >or=2.5. If the interpretation is "high AFP," there is an increased risk of an ONTD in the pregnancy. This cutoff value predicts a detection rate of 80% at a screen positive rate of 1.5%. High AFP also occurs in unrecognized twin pregnancies and with underestimated gestational age. Pregnancies at an increased risk for ONTD with an AFP MoM <2.5, but a risk of 1 in 250 or worse, are also reported as abnormal. This is usually due to a family history of ONTD, the use of certain seizure medications by the patient during pregnancy, or the presence of maternal insulin-dependent diabetes, any of which increases a patient's priori risk for ONTD. An increased risk of congenital steroid sulfatase deficiency or Smith-Lemli-Opitz syndrome (uE3 <or=0.14 MoM) and poor fetal outcome (hCG >or=3.5 MoM) is reported as "see note." | An interpretive report will be provided. | An interpretive report will be provided.See clinical information sections. Part 2 must be completed in order to receive an interpretable result. If the second specimen is not received for sequential screening, the results are uninterpretable and no maternal risk will be provided. | A screen interpreted as "normal" misses approximately 15% of Down syndrome, 20% of open neural tube defects and 10% of trisomy 18 cases. Abnormal results require follow-up with targeted ultrasound, genetic counseling and consideration of fetal diagnostic testing. |  | PAPP-A is pregnancy-associated plasma protein A and is a sequential immunoenzymatic assay that uses two monoclonal antibodies and external calibrators. AFP and hCG are both measured using a non-competitive immunoassay that uses one antibody to capture the protein to a solid phase, another antibody to detect the protein, and external calibrators. The estriol assay is a solid phase competitive immunoassay that uses an anti-estriol polyclonal antibody, labeled estriol, a solid phase antibody directed against the estriol antibody, and external calibrators. Inhibin-A is measured using a non-competitive microtiter immunoassay that uses a detection antibody to subunita, a capture antibody to inhibin subunitBA, and external calibrators. Calculation of post-test risks uses a multivariate log Gaussian model. Risk estimates for DS and T18 are influenced strongly by maternal age. | 2 to 8 days |  |  | 81511 | Maternal Serum Screen INT, Sp-2 | Not Provided | Z5202 | EER Maternal Serum, Integrated, Sp2 | 11526-1
FMT21 | MaterniT21 Plus |  | Circulating cell-free DNA is examined from maternal whole blood. | Yes | MaterniT21 Plus | WB Streck | **NOTE: Completed Sequenom Test Requisition form is required A Core Option must be marked on TRF under MaterniT 21 PLUS test If nothing indicated by client, mark option- Core (chr 21, 18, 13, sex) Preferred evacuated tube: (1)10 mL Streck tube kit (MCL supply number T715). Absolute minimum collection for analysis: (1) 10 mL in Streck tube Collection instructions: Draw 1 tube of blood, 10 mL in special Streck tube kit (MCL supply number T715). Ship ambient. REQUIRED: 1. Specimen MUST be received at MCL within 72 hours of collection. 2. Specimen collected NOT less than 9 weeks of gestation 3. Sequenom collection kit (MCL Supply T715) 4. Completed Sequenom Test Requisition form 5. Maternal Height (inches) 6. Maternal Weight (pounds) 7. Gestational Age (weeks) 8. Gestational Age (days) 9. Gestation (Number of fetuses) 10. Increased risk due to | 10 mL | The MaterniT21 PLUS test analyzes circulating cell-free DNA extracted from a maternal blood sample. The test is indicated for use in pregnant women with increased risk for chromosomal aneuploidy. Validation data on twin pregnancies is limited and the ability of this test to detect aneuploidy in a triplet pregnancy has not yet been validated. DNA test results do not provide a definitive genetic risk in all individuals. Cell-free DNA does not replace the accuracy and precision of prenatal diagnosis with CVS or amniocentesis. These tests are not intended to identify pregnancies at risk for neural tube defects or ventral wall defects. A patient with a positive test result should be referred for genetic counseling and offered invasive prenatal diagnosis for confirmation of test results. A negative test result does not ensure an unaffected pregnancy. While results of this testing are highly accurate, not all chromosomal abnormalities may be detected due to placental, maternal or fetal mosaicism, or other causes. The health care provider is responsible for the use of this information in the management of their patient. | A final report will be provided |  |  |  |  | 7 to 14 days |  | This test was developed and its performance characteristics determined by LabCorp. It has not been cleared or approved by the Food and Drug Administration. This test is used for clinical purposes. It should not be regarded as investigational or for research. This laboratory is certified under the Clinical Laboratory Improvement Amendments (CLIA) as qualified to perform high complexity clinical laboratory testing and accredited by the College of American Pathologists (CAP). | 81420 | MaterniT21 Plus | Not Provided | Z3738 | Result | Not Provided
MSMRT | Mayo Algorithmic Approach for Stratification of Myeloma and Risk-Adapted Therapy Report, Bone Marrow | Risk stratification of patients with treated multiple myeloma, which can assist in determining treatment and management decisions Risk stratification of patients with newly diagnosed multiple myeloma | Flow Cytometry/DNA Content/Cell Cycle Analysis | Yes | mSMART Algorithmic Testing, BM | Based on the flow cytometric analysis and the presence of greater than or equal to 0.1% monotypic plasma cells, the pre-analysis cell sorting and fluorescence in situ hybridization for plasma cell proliferative disorders will be performed at an additional charge. | Specimen Type:Redirected bone marrow Preferred:Yellow top(ACD solution A or B Acceptable:Lavender top (EDTA) or green top (heparin) Specimen Volume:4 mL | 3 mL | Multiple myeloma is increasingly recognized as a disease characterized by marked cytogenetic, molecular, and proliferative heterogeneity. This heterogeneity is manifested clinically by varying degrees of disease aggressiveness. Multiple myeloma patients with more aggressive disease experience suboptimal responses to some therapeutic approaches; therefore, identifying these patients is critically important for selecting appropriate treatment options. Mayo Algorithmic Approach for Stratification of Myeloma and Risk-Adapted Therapy (MSMRT) classifies patients into either standard or high-risk categories based on the results of 2 assays: plasma cell proliferation and fluorescence in situ hybridization for specific multiple myeloma-associated abnormalities. | PLASMA CELL CLONALITY: Normal bone marrow No monotypic clonal plasma cells detected DNA INDEX: Normal polytypic plasma cells DNA index (G0/G1 cells): Diploid 0.95-1.05 | The interpretation of results includes an overview of the results and the associated diagnostic, prognostic, and therapeutic implications. | This testreport is best used for newly diagnosed patients with multiple myeloma. It is designed for patients with multiple myeloma and may not be applicable for monoclonal gammopathy of uncertain significance, smoldering myeloma, or amyloidosis. This stratification system is not meant to replace existing prognostic systems such as the International Staging System. | 1. Gonsalves WI, Buadi FK, Ailawadhi S, et al. Utilization of hematopoietic stem cell transplantation for the treatment of multiple myeloma: a Mayo Stratification of Myeloma and Risk-Adapted Therapy (mSMART) consensus statement. Bone Marrow Transplant. 2019;54(3):353-367. doi:10.1038/s41409-018-0264-8 2. Kapoor P, Ansell SM, Fonseca R, et al. Diagnosis and management of waldenstrom macroglobulinemia: Mayo Stratification of Macroglobulinemia and Risk-Adapted Therapy (mSMART) guidelines 2016. JAMA Oncol. 2017;3(9):1257-1265. doi:10.1001/jamaoncol.2016.5763 3. Mikhael JR, Dingli D, Roy V, et al. Management of newly diagnosed symptomatic multiple myeloma: updated Mayo Stratification of Myeloma and Risk-Adapted Therapy (mSMART) consensus guidelines 2013. Mayo Clin Proc. 2013;88(4):360-376. doi: 10.1016/j.mayocp.2013.01.019 4. Swerdlow S, Campo E, Harris NL, et al. WHO Classification of Tumours of Haematopoietic and Lymphoid Tissues. 4th ed. IARC Press; 2017. WHO Classification of Tumours, Vol. 2 5. Kumar SK, Rajkumar SV. The multiple myelomas-current concepts in cytogenetic classification and therapy. Nat Rev Clin Oncol. 2018;15(7):409-421 doi:10.1038/s41571-018-0018-y 6. Rajkumar SV, Landgren O, Mateos MV. Smoldering multiple myeloma. Blood. 2015;125(20):3069-3075. doi:10.1182/blood-2014-09-568899 7. Aljama MA, Sidiqi MH, Lakshman A, et al. Plasma cell proliferative index is an independent predictor of progression in smoldering multiple myeloma. Blood Adv. 2018;2(22):3149-3154 8. Mellors PW, Binder M, Ketterling RP, et al. Metaphase cytogenetics and plasma cell proliferation index for risk stratification in newly diagnosed multiple myeloma. Blood Adv. 2020 May 26;4(10):2236-2244 9.Sidana S, Jevremovic D, Ketterling RP, et al: Rapid assessment of hyperdiploidy in plasma cell disorders using a novel multi-parametric flow cytometry method. Am J Hematol. 2019;94(4):424-430 10. Ghosh T, Gonsalves WI, Jevremovic D, et al. The prognostic significance of polyclonal bone marrow plasma cells in patients with relapsing multiple myeloma. Am J Hematol. 2017;92(9):E507-E512 | Flow cytometric immunophenotyping of bone marrow is performed using the following antibodies: CD19, CD38, CD45, CD138, cytoplasmic kappa and lambda immunoglobulin, and DAPI (4',6-diamidino-2-phenylindole). Plasma cell clonality is detected through demonstrating CD38 and CD138 positivity along with immunoglobulin light chain restriction (ie, the presence of either predominately kappa or lambda immunoglobulin light chains) and abnormality of CD19 and/or CD45 expression. DNA index of clonal plasma cells and their proliferation activity is determined through staining of double-stranded DNA using DAPI. Plasma cells (monoclonal/monotypic and polyclonal/polytypic) are detected by immunoglobulin light chain restriction, surface immunophenotype, and DNA content. If present, the light chain expressed by the monotypic plasma cells is indicated. The percentage of clonal plasma cells estimated by flow cytometry is affected by specimen processing and antigen loss with specimen aging. Manual differential counting remains the accepted standard for determining the bone marrow plasma cell percentage. The percentage of monotypic plasma cells in S-phase of the cell cycle is determined by quantitative DNA analysis. The DNA index is a calculated value. The presence of more than 1 value indicates the presence of cell populations with differing DNA contents within the monotypic plasma cells. (Dispenzieri A, Buadi F, Kumar SK, et al. Treatment of immunoglobulin light chain amyloidosis: Mayo Stratification of Myeloma and Risk-Adapted Therapy [mSMART] Consensus Statement. Mayo Clin Proc. 2015;90(8):1054-1081. doi:10.1016/j.mayocp.2015.06.009) Plasma Cell Proliferative Disorder: This test is performed using both commercially available and laboratory developed probes. Deletion or monosomy of chromosomes 13 and 17 and copy number gain of 1q are detected using enumeration strategy probes. Centromere probes are used to detect chromosomal gain of chromosomes 3, 7, 9, and 15. Translocations involvingIGHwithFGFR3,CCND1,CCND3,MAF,andMAFBare detected using dual-color, dual-fusion (D-FISH) strategy probes. Rearrangement ofIGHandMYCare detected using a break-apart strategy probe. For each probe set, 50 plasma cells (if possible) are scored and the result for each probe is reported.(Unpublished Mayo method) | 1 to 11 days | 14 days | This test was developed and its performance characteristics determined by Mayo Clinic in a manner consistent with CLIA requirements. It has not been cleared or approved by the US Food and Drug Administration. | 88182-Flow cytometry, cell cycle or DNA analysis88184-Flow cytometry; first cell surface, cytoplasmic or nuclear marker88185 x 5-Flow cytometry; additional cell surface, cytoplasmic or nuclear marker (each)88187-Flow cytometry interpretation, 2 to 8 Markers | mSMART Algorithmic Testing, BM | 93363-0 | CK134 | Final Diagnosis | 22637-3
NGAML | MayoComplete Acute Myeloid Leukemia, 11-Gene Panel, Varies | Evaluation of acute myeloid leukemia (AML) using a focused 11-gene panel at the time of diagnosis or possibly at relapsed/refractory disease to help guide classification and possible therapeutic approaches | Next-Generation Sequencing (NGS) | Yes | AML, 11 Gene, NGS, V | For a list of genes and exons targeted by this test seeTargeted Genes Interrogated by Acute Myeloid Leukemia, 11-Gene Panel | Submit only 1 of the following specimens: Preferred Specimen Type:Bone marrow aspirate Container/Tube: Preferred:Lavender top (EDTA) or yellow top (ACD) Acceptable:Green top (sodium heparin) Specimen Volume:2 mL Collection Instructions: 1. Invert several times to mix bone marrow. 2. Send bone marrow specimen in original tube.Do not aliquot. 3. Label specimen as bone marrow. Specimen Stability:Ambient (preferred)/Refrigerate Specimen Type:Peripheral blood Container/Tube: Preferred:Lavender top (EDTA) or yellow top (ACD) Acceptable:Green top (sodium heparin) Specimen Volume:3 mL Collection Instructions: 1. Invert several times to mix blood. 2. Send whole blood specimen in original tube.Do not aliquot. 3. Label specimen as blood. Specimen Stability:Ambient (preferred)/Refrigerate Specimen Type:Extracted DNA from blood or bone marrow Container/Tube:1.5 to 2 mL tube with indication of volume and concentration of the DNA Specimen Volume:Entire specimen Collection Instructions:Label specimen as extracted DNA and source of specimen. Specimen Stability:Frozen (preferred)/Refrigerated/Ambient | Blood, Bone marrow: 1 mL Extracted DNA: 100 mcL at 20 ng/mcL concentration | Next-generation sequencing is a comprehensive molecular diagnostic methodology that can interrogate multiple regions of genomic tumor DNA in a single assay. Many hematologic neoplasms, including acute myeloid leukemia (AML), are characterized by morphologic or phenotypic similarities but can have characteristic somatic mutations in several genes that enable more specific categorization. In addition, many cases of AML lack a clonal cytogenetic finding at diagnosis (normal karyotype) and can be better classified according to gene mutation profile. The presence and pattern of gene mutations in AML can provide critical prognostic information and may help in guiding therapeutic management decisions by physicians, particularly if targeted therapies are available. | An interpretive report will be provided | Detailed variant assessment and interpretive comments will be provided for all reportable genetic alterations. | This test is a targeted next-generation sequencing (NGS) assay that encompasses 11 genes with variable full exon, partial region (including select intronic or noncoding regions), or hot spot coverage (depending on specific locus). Therefore, this test will not detect other genetic abnormalities in genes or regions outside the specified target areas. The test detects single base substitutions (ie, point mutations), as well as small insertion or deletion type events, but it does not detect gene rearrangements (ie, translocations), gene fusions, copy number alterations, or large scale (segmental chromosome region) deletions and complex changes. This assay does not distinguish between somatic and germline alterations in analyzed gene regions, particularly with variant allele frequencies near 50% or 100%. If nucleotide alterations in genes associated with germline variant syndromes are present and there is a strong clinical suspicion or family history of malignant disease predisposition, additional genetic testing and appropriate counseling may be indicated. A low incidence of gene mutations associated with myeloid neoplasms can be detected in nonmalignant hematopoietic cells in individuals with advancing age (clonal hematopoiesis of indeterminate potential), and these may not be clearly distinguishable from tumor-associated mutations. Some apparent mutations classified as variants of uncertain significance may represent rare or low-frequency polymorphisms. Prior treatment for hematologic malignancy could affect the results obtained in this assay. In particular, a prior allogeneic hematopoietic stem cell transplant may cause difficulties in resolving somatic or polymorphic alterations or assigning variant calls correctly to donor and recipient fractions, if pertinent clinical or laboratory information (eg, chimerism engraftment status) is not provided. The finding of a genetic alteration does not necessarily indicate the presence of a myeloid neoplasm. Correlation with clinical, histopathologic, and additional laboratory findings is required for final interpretation of NGS results and is the responsibility of the managing physician. | 1.National Comprehensive Cancer Network (NCCN): NCCN Guidelines: Acute Myeloid Leukemia.NCCN; Version 2.2022 Available at www.nccn.org/guidelines/guidelines-detail?category=1&id=1411 2. DiNardo CD, Stein EM, de Botton S, et al: Durable remissions with ivosidenib in IDH1-mutated relapsed or refractory AML. N Engl J Med. 2018 Jun 21;378(25):2386-2398. doi: 10.1056/NEJMoa1716984 3. Stein EM, DiNardo CD, Fathi AT, et al: Molecular remission and response patterns in patients with mutant-IDH2 acute myeloid leukemia treated with enasidenib. Blood. 2019 Feb 14;133(7):676-687. doi: 10.1182/blood-2018-08-869008 4. Dohner H, Estey E, Grimwade D, et al: Diagnosis and management of AML in adults: 2017 ELN recommendations from an international expert panel. Blood. 2017 Jan 26;129(4):424-447. doi: 10.1182/blood-2016-08-733196 5. Smith CC: The growing landscape of FLT3 inhibition in AML. Hematology Am Soc Hematol Educ Program. 2019 Dec 6;2019(1):539-547. doi: 10.1182/hematology.2019000058 6. Daver N, Schlenk RF, Russell NH, Levis MJ: Targeting FLT3 mutations in AML: review of current knowledge and evidence. Leukemia. 2019 Feb;33(2):299-312. doi: 10.1038/s41375-018-0357-9 | Next-generation sequencing (NGS) is performed to test for the presence of a mutation in targeted regions in 11 genes. For more information seeTargeted Genes Interrogated by Acute Myeloid Leukemia, 11-Gene Panel. This is a laboratory-developed target enriched NGS panel. DNA is extracted from validated specimen sources including peripheral blood and bone marrow. Library preparation for NGS is performed followed by probe hybridization and capture. Sequencing of the final sample library is performed on a NGS instrument. Following bioinformatic processing of the sequencing data, the sequencing results are interpreted to provide a final clinical report. Genomic alterations are called according to human genome reference build GRCh37 (hg19).(Unpublished Mayo method) Genes analyzed:CEBPA, DNMT3A, FLT3, IDH1, IDH2, KIT, KRAS, NPM1, NRAS,RUNX1, andTP53 | 16 to 21 days | Peripheral blood, bone marrow: 2 weeks; DNA 3 months | This test was developed and its performance characteristics determined by Mayo Clinic in a manner consistent with CLIA requirements. It has not been cleared or approved by the US Food and Drug Administration. | 81450 | AML, 11 Gene, NGS, V | 105343-8 | MP038 | Specimen Type | 31208-2
NGAMT | MayoComplete Acute Myeloid Leukemia, Therapeutic Gene Mutation Panel (FLT3, IDH1, IDH2, TP53), Next-Generation Sequencing, Varies | Evaluation of acute myeloid leukemia using a focused 4-gene panel at the time of diagnosis, or possibly relapsed or refractory disease, to help guide possible therapeutic approaches | Next-Generation Sequencing (NGS) | Yes | AML, 4 Gene, NGS, V | For more information seeAcute Myeloid Leukemia: Relapsed with Previous Remission Testing Algorithm | Submit only 1 of the following specimens: Preferred Specimen Type: Bone marrow aspirate Container/Tube: Preferred:Lavender top (EDTA) or yellow top (ACD) Acceptable:Green top (sodium heparin) Specimen Volume:2 mL Collection Instructions: 1. Invert several times to mix bone marrow. 2. Send bone marrow specimen in original tube.Do not aliquot. 3. Label specimen as bone marrow. Specimen Stability:Ambient (preferred)/Refrigerate Specimen Type:Peripheral blood Container/Tube: Preferred:Lavender top (EDTA) or yellow top (ACD) Acceptable:Green top (sodium heparin) Specimen Volume:3 mL Collection Instructions: 1. Invert several times to mix blood. 2. Send whole blood specimen in original tube.Do not aliquot. 3. Label specimen as blood. Specimen Stability:Ambient (preferred)/Refrigerate Specimen Type:Extracted DNA from blood or bone marrow Container/Tube:1.5- to 2-mL tube with indication of volume and concentration of the DNA Specimen Volume:Entire specimen Collection Instructions:Label specimen as extracted DNA and source of specimen Specimen Stability:Frozen (preferred)/Refrigerate/Ambient | Blood, Bone marrow: 1 mL Extracted DNA: 100 mcL at 20 ng/mcL concentration | Next-generation sequencing is a comprehensive molecular diagnostic methodology that can interrogate multiple regions of genomic tumor DNA in a single assay. Many hematologic neoplasms, including acute myeloid leukemia (AML), are characterized by morphologic or phenotypic similarities but can have characteristic somatic mutations in several genes that enable a more specific categorization. In addition, many cases of AML lack a clonal cytogenetic finding at diagnosis (normal karyotype) and can be better classified according to gene mutation profile. The presence and pattern of gene mutations in AML can provide critical prognostic information and may help in guiding therapeutic management decisions by physicians, particularly if targeted therapies are available. | An interpretive report will be provided | Detailed variant assessment and interpretive comments will be provided for all reportable genetic alterations. | This test is a targeted next-generation sequencing (NGS) assay that encompasses 4 genes with partial gene region (including select intronic or noncoding regions) or hot spot coverage (depending on specific locus). Therefore, this test will not detect other genetic abnormalities in genes or regions outside the specified target areas. The test detects single base substitutions (ie, point mutations) as well as small insertion or deletion type events, but it does not detect gene rearrangements (ie, translocations), gene fusions, copy number alterations, or large scale (segmental chromosome region) deletions and complex changes. This assay does not distinguish between somatic and germline alterations in analyzed gene regions, particularly with variant allele frequencies near 50% or 100%. If nucleotide alterations in genes associated with germline variant syndromes are present and there is a strong clinical suspicion or family history of malignant disease predisposition, additional genetic testing and appropriate counseling may be indicated. A low incidence of gene mutations associated with myeloid neoplasms can be detected in nonmalignant hematopoietic cells in individuals with advancing age (clonal hematopoiesis of indeterminate potential), and these may not be clearly distinguishable from tumor-associated mutations. Some apparent mutations classified as variants of uncertain significance may represent rare or low-frequency polymorphisms. Prior treatment for hematologic malignancy could affect the results obtained in this assay. In particular, a prior allogeneic hematopoietic stem cell transplant may cause difficulties in resolving somatic or polymorphic alterations or assigning variant calls correctly to donor and recipient fractions, if pertinent clinical or laboratory information (eg, chimerism engraftment status) is not provided. The finding of a genetic alteration does not necessarily indicate the presence of a myeloid neoplasm. Correlation with clinical, histopathologic, and additional laboratory findings is required for final interpretation of NGS results and is the responsibility of the managing physician. | 1. National Comprehensive Cancer Network (NCCN): NCCN Guidelines: Acute Myeloid Leukemia.NCCN; Version 2.2022 Available at www.nccn.org/guidelines/guidelines-detail?category=1&id=1411 2. DiNardo CD, Stein EM, de Botton S, et al: Durable remissions with Ivosidenib in IDH1-mutated relapsed or refractory AML. N Engl J Med. 2018 Jun 21;378(25):2386-2398. doi: 10.1056/NEJMoa1716984 3. Stein EM, DiNardo CD, Fathi AT, et al: Molecular remission and response patterns in patients with mutant-IDH2 acute myeloid leukemia treated with enasidenib. Blood. 2019 Feb 14;133(7):676-687. doi: 10.1182/blood-2018-08-869008 4. Dohner H, Estey E, Grimwade D, et al: Diagnosis and management of AML in adults: 2017 ELN recommendations from an international expert panel. Blood. 2017 Jan 26;129(4):424-447. doi: 10.1182/blood-2016-08-733196 5. Smith CC: The growing landscape of FLT3 inhibition in AML. Hematology Am Soc Hematol Educ Program. 2019 Dec 6;2019(1):539-547. doi: 10.1182/hematology.2019000058 6. Daver N, Schlenk RF, Russell NH, Levis MJ: Targeting FLT3 mutations in AML: review of current knowledge and evidence. Leukemia. 2019 Feb;33(2):299-312. doi: 10.1038/s41375-018-0357-9 | Next-generation sequencing (NGS) is performed for the presence of a mutation in targeted regions of the following 4 genes:FLT3, IDH1, IDH2,andTP53. For details regarding the targeted gene regions identified in this test seeTargeted Genes Interrogated by Acute Myeloid Leukemia, Therapeutic Gene Mutation Panel(FLT3, IDH1, IDH2, TP53), Next-Generation Sequencing. This is a laboratory-developed target enriched NGS panel. DNA is extracted from validated specimen sources including peripheral blood and bone marrow. Library preparation for NGS is performed followed by probe hybridization and capture. Sequencing of the final sample library is performed on a NGS instrument. Following bioinformatic processing of the sequencing data, the sequencing results are interpreted to provide a final clinical report. Genomic alterations are called according to human genome reference build GRCh37 (hg19).(Unpublished Mayo method) | 16 to 21 days | Peripheral blood, bone marrow: 2 weeks; DNA: 3 months | This test was developed and its performance characteristics determined by Mayo Clinic in a manner consistent with CLIA requirements. It has not been cleared or approved by the US Food and Drug Administration. | 8112081121812458124681352 | AML, 4 Gene, NGS, V | In Process | 601707 | Reviewed By: | 18771-6
NGBCL | MayoComplete B-Cell Lymphoma, Next-Generation Sequencing, Varies | Aiding in establishing diagnosis, refining prognosis, and potentially identifying targeted therapies for the optimal management of patients with B-cell lymphomas | Next-Generation Sequencing (NGS) | Yes | B-cell Lymphoma, NGS, V | Varies | Submit only 1 of the following specimens: Specimen Type:Bone marrow aspirate Container/Tube: Preferred:Lavender or pink top (EDTA) or yellow top (ACD) Acceptable:Green top (sodium heparin) Specimen Volume:2 mL Collection Instructions: 1. Invert several times to mix bone marrow. 2. Send bone marrow specimen in original tube.Do not aliquot. 3. Label specimen as bone marrow. Specimen Stability Information:Ambient (preferred) 14 days/Refrigerate Specimen Type:Whole blood Container/Tube: Preferred:Lavender or pink top (EDTA) or yellow top (ACD) Acceptable:Green top (sodium heparin) Specimen Volume:3 mL Collection Instructions: 1. Invert several times to mix blood. 2. Send whole blood specimen in original tube.Do not aliquot. 3. Label specimen as peripheral blood. Specimen Stability Information:Ambient (preferred) 14 days/Refrigerate Specimen Type:Paraffin-embedded tissue Container/ Tube:Paraffinblock Collection Instructions: 1. Send 1 representative slide stained with hematoxylin and eosin. 2. Minimum amount of tumor nuclei is 20% 3. Required amount of tissue area is at least 25 mm(2) 4. Tissue should be fixed in 10% neutral-buffered formalin. Other fixatives are not acceptable. 5. Decalcified specimens (eg, bone marrow core biopsies) are not acceptable. Specimen Stability Information:Ambient Specimen Type:Tissue slide Slides:10 unstained slides Container/ Tube:Transport in plastic slide holders. Collection Instructions: 1. Send 10 unstained, nonbaked slides with 5-micron thick sections of tissue and 1 representative slide stained with hematoxylin and eosin. 2. Minimum amount of tumor nuclei is 20% 3. Required amount of tissue area is at least 25 mm(2) 4. Tissue should be fixed in 10% neutral-buffered formalin. Other fixatives are not acceptable. 5. Decalcified specimens (eg, bone marrow core biopsies) are not acceptable. Specimen Stability Information:Ambient Specimen Type:Frozen tissue Container/Tube:Plastic container Specimen Volume:100 mg Collection Instructions:Freeze tissue within 1 hour of collection Specimen Stability Information:Frozen Specimen Type:Body fluid Container/Tube:Sterile container Specimen Volume:5 mL Specimen Stability Information:Refrigerated 14 days/Frozen Specimen Type:Extracted DNA Container/Tube:1.5- to 2-mL tube Specimen Volume:Entire specimen Collection Instructions: 1. Label specimen as extracted DNA and source of specimen 2. Indicate volume and concentration of DNA on label Specimen Stability Information:Frozen (preferred)/Refrigerated/Ambient | Whole blood, bone marrow aspirate, body fluid: 1 mL; Frozen tissue: 50 mg; Extracted DNA: 100 microliters (mcL) at 20 ng/mcL | B-cell lymphomas are a heterogenous group of hematological malignancies characterized by a range of morphological, immunophenotypic, and clinical features. Many entities share overlapping morphologic and immunophenotypic features resulting in challenges for accurate diagnosis and classification. Genomic profiling by next-generation sequencing has revealed many genetic markers that aid in the classification and characterization of mature B-cell neoplasms. In some lymphomas, specific tumor genetic mutations may also have therapeutic implications. This test is intended to interrogate a set of genes with diagnostic, prognostic, and therapeutic value among a diverse group of B-cell lymphomas that include both clinically low grade and aggressive subtypes. | An interpretive report will be provided. | Genomic variants detected by this test will be documented in a detailed laboratory-issued report. This report will contain information regarding the detected alterations and their associations with prognosis or possible therapeutic implications in B-cell non-Hodgkin lymphomas. The information in the clinical report may be used by the patient’s clinician to help guide decisions concerning management. Final interpretation of next-generation sequencing results requires correlation with all relevant clinical, pathologic, and laboratory findings and is the responsibility of the managing clinician. | This test is a targeted next-generation sequencing (NGS) panel assay that encompasses 46 genes with variable full exon, partial region (including select intronic or noncoding regions), or hot spot coverage (depending on specific genetic locus). Therefore, this test will not detect other genetic abnormalities in genes or regions outside the specified target areas. The test detects single-base substitutions (ie, point mutations) as well as small insertion or deletion type events. This test is not configured to detect structural genomic rearrangements (ie, translocations), gene fusions, copy number alterations, or large-scale (segmental chromosome region) deletions and other complex genomic changes. This assay does not distinguish between somatic and germline alterations in analyzed gene regions, particularly with variant allele frequencies near 50% or 100%. If nucleotide alterations in genes associated with germline mutation syndromes are present and there is a strong clinical suspicion or family history of malignant disease predisposition, additional genetic testing and appropriate counseling may be indicated. Some apparent mutations classified as variants of undetermined significance may represent rare or low population frequency polymorphisms. Prior treatment for hematologic malignancy could affect the results obtained in this assay. Particularly, a prior allogeneic hematopoietic stem cell transplant may cause difficulties in either resolving somatic or polymorphic alterations or assigning variant calls correctly to donor and recipient fractions, if pertinent clinical or laboratory information (eg, chimerism engraftment status) is not provided. Inadequate samples (eg, insufficient DNA quantity or quality) will preclude further testing and will be noted in the interpretive report. For formalin-fixed, paraffin-embedded specimens, NGS testing should not be pursued if the quality of the biopsy specimen is poor (eg, limited sample size, presence of extensive necrosis or fibrosis), or the target tumor cell population is low (<20%). | 1. Swerdlow S, Campo E, Harris NL, et al, eds. WHO Classification of Tumours of Haematopoietic and Lymphoid Tissues. 4th ed. IARC Press; 2017. WHO Classification of Tumours, Vol 2 2. Onaindia A, Medeiros LJ, Patel KP. Clinical utility of recently identified diagnostic, prognostic, and predictive molecular biomarkers in mature B-cell neoplasms. Mod Pathol. 2017;30(10):1338-1366. doi:10.1038/modpathol.2017.58 3. Jajosky AA, Havens NP, Sadri N, et al. Clinical utility of targeted next-generation sequencing in the evaluation of low-grade lymphoproliferative disorders. Am J Clin Pathol. 2021;156(3):433-444 4. David AR, Stone SL, Oran AR, et al. Targeted massively parallel sequencing of mature lymphoid neoplasms: assessment of empirical application and diagnostic utility in routine clinical practice. Mod Pathol. 2021;34(5):904-921 5. Stewart JP, Gazdovz J, Darzentas N, et al. Validation of the EuroClonality-NGS DNA capture panel as an integrated genomic tool for lymphoproliferative disorders. Blood Adv. 2021;5(16):3188-3198 6. Treon SP, Cao Y, Xu L, Yang G, Liu X, Hunter ZR. Somatic mutations in MYD88 and CXCR4 are determinants of clinical presentation and overall survival in Waldenstrom macroglobulinemia. Blood. 2014;123(18):2791-2796. doi:10.1182/blood-2014-01-550905 7. Morin RD, Arthur SE, Assouline S. Treating lymphoma is now a bit EZ-er. Blood Adv. 2021;5(8):2256-2263 8. Thangavadivel S, Byrd JC. Gly101Val BCL2 mutation: One step closer to understanding Venetoclax resistance in CLL. Cancer Discov. 2019;9(3):320-322. doi:10.1158/2159-8290.CD-19-0029 9. Lee J, Wang YL. Prognostic and predictive molecular biomarkers in chronic lymphocytic leukemia. J Mol Diagn. 2020;22(9):1114-1125 10. Liebers N, Roider T, Bohn J-P, et al. BRAF inhibitor treatment in classic hairy cell leukemia: a long-term follow-up study of patients treated outside clinical trials. Leukemia. 2020;34(5):1454-1457 | This is a target-enriched next-generation sequencing (NGS) panel. DNA is extracted from validated specimen sources including but not limited to peripheral blood, bone marrow aspirate, and formalin-fixed paraffin embedded tissues. Library preparation for NGS is performed followed by probe hybridization and capture. Sequencing of the final sample library is performed on a NGS instrument. Following bioinformatic processing of the sequencing data, the sequencing results are interpreted to provide a final clinical report. Genomic alterations are called according to human genome reference build GRCh37 (hg19).(Unpublished Mayo method) | 16 to 21 days | Bone marrow aspirate/whole blood: 2 weeks; DNA: 3 months; Tissue: 1 month; FFPE tissue: Unused portions of blocks will be returned to the client. Unstained slides/body fluid: Not retained | This test was developed and its performance characteristics determined by Mayo Clinic in a manner consistent with CLIA requirements. It has not been cleared or approved by the US Food and Drug Administration. | 81450 | B-cell Lymphoma, NGS, V | 104239-9 | 618504 | Reviewed By | 18771-6
MCBPP | MayoComplete Bladder and Prostate Cancer Panel, Next-Generation Sequencing, Tumor | Primarily for determining if patients will respond to targeted therapy Assessment of microsatellite instability for immunotherapy decisions | Sequence Capture Next-Generation Sequencing (NGS) | Yes | MayoComplete Bladder/Prostate Panel | When this test is ordered, slide review will always be performed at an additional charge. | This assay requires at least 20% tumor nuclei. -Preferred amount of tumor area with sufficient percent tumor nuclei: tissue 216 mm(2)-Minimum amount of tumor area: tissue 36 mm(2)-These amounts are cumulative over up to 10 unstained slides and must have adequate percent tumor nuclei.-Tissue fixation: 10% neutral buffered formalin, not decalcified-For specimen preparation guidance, seeTissue Requirement for Solid Tumor Next-Generation Sequencing. In this document, the sizes are given as 4 mm x 4 mm x 10 slides as preferred: approximate/equivalent to 144 mm(2) and the minimum as 3 mm x 1 mm x 10 slides: approximate/equivalent to 36 mm(2). Preferred:Specimen Type:Tissue blockCollection Instructions: Submit a formalin-fixed, paraffin-embedded tissue block with acceptable amount of tumor tissue. Acceptable:Specimen Type:Tissue slideSlides: 1 Stained and 10 unstainedCollection Instructions: Submit 1 slide stained with hematoxylin and eosin and 10 unstained, nonbaked slides with 5-micron thick sections of the tumor tissue.Note:The total amount of required tumor nuclei can be obtained by scraping up to 10 slides from the same block.Additional Information: Unused unstained slides will not be returned. Specimen Type:Cytology slide (direct smears or ThinPrep)Slides:1 to 3 SlidesCollection Instructions:Submit 1 to 3 slides stained and coverslipped with a preferred total of 5000 nucleated cells, or a minimum of at least 3000 nucleated cells.Note:Glass coverslips are preferred; plastic coverslips are acceptable but will result in longer turnaround times.Additional Information: Cytology slides will not be returned. | See Specimen Required | Molecular genetic profiling is often needed to identify targets amenable to targeted therapies and to minimize treatment costs and therapy-associated risks. Microsatellite instability (MSI) status is an increasingly important biomarker for determining effective immunotherapeutic treatment options for patients with solid tumors. This test uses formalin-fixed paraffin-embedded tissue or cytology slides to assess for somatic mutations involving the following genes known to be associated with bladder/prostate cancer:APC, AR, ARID1A, ATM, BARD1, BRCA1, BRCA2, BRIP1, CDH1, CDK12, CDKN2A, CHD1, CHEK1, CHEK2, CTNNB1, EGFR, ERBB2, ERCC2, FANCA, FANCC, FANCL, FGFR1, FGFR2, FGFR3, FOXA1, MLH1, MSH2, MSH6, PALB2, PMS2, PTEN, RAD51B, RAD51C, RAD51D, RAD54L, RB1, SPOP, TERT,andTP53.The results of this test can be useful for assessing prognosis and guiding treatment of individuals with bladder/prostate tumors. The data can also be used to help determine clinical trial eligibility for patients with alterations in genes not amenable to current US Food and Drug Administration-approved targeted therapies. | An interpretive report will be provided. | The interpretation of molecular biomarker analysis includes an overview of the results and the associated diagnostic, prognostic, and therapeutic implications. | This test cannot differentiate between somatic and germline alterations. Additional testing may be necessary to clarify the significance of results if there is a potential hereditary risk. DNA variants of uncertain significance may be identified. A negative result does not rule out the presence of a variant that may be present below the limits of detection of this assay. In a specimen with 20% or more tumor content, the analytical sensitivity of this assay for sequence reportable alterations is 5% mutant allele frequency with a minimum coverage of 500X. Point mutations and small deletion-insertion mutations will be detected in theAPC, AR, ARID1A, ATM, BARD1, BRCA1, BRCA2, BRIP1, CDH1, CDK12, CDKN2A, CHD1, CHEK1, CHEK2, CTNNB1, EGFR, ERBB2, ERCC2, FANCA, FANCC, FANCL, FGFR1, FGFR2, FGFR3, FOXA1, MLH1, MSH2, MSH6, PALB2, PMS2, PTEN, RAD51B, RAD51C, RAD51D, RAD54L, RB1, SPOP, TERT(5'UTR),andTP53genes only. This test may detect single exon deletions but does not detect multi-exon deletions, duplications, or genomic copy number variants. Variant allele frequency (VAF) is the percentage of sequencing reads supporting a specific variant divided by the total sequencing reads at that position. In somatic testing, VAF should be interpreted in the context of several factors including, but not limited to: tumor purity/heterogeneity/copy number status (ploidy, gains/losses, loss of heterozygosity) and sequencing artifact/misalignment.(1,2) Rare alterations (ie, polymorphisms) may be present that could lead to false-negative or false-positive results. The presence or absence of a variant may not be predictive of response to therapy in all patients. Test results should be interpreted in the context of clinical, tumor sampling, histopathological, and other laboratory data. If results obtained do not match other clinical or laboratory findings, contact the laboratory for discussion. Misinterpretation of results may occur if the information provided is inaccurate or incomplete. Reliable results are dependent on adequate specimen collection and processing. This test has been validated on cytology slides and formalin-fixed, paraffin-embedded tissues; other types of fixatives are discouraged. Improper treatment of tissues, such as decalcification, may cause polymerase chain reaction failure. | 1. Strom SP. Current practices and guidelines for clinical next-generation sequencing oncology testing. Cancer Biol Med. 2016;13(1):3-11. doi:10.28092/j.issn.2095-3941.2016.0004 2. Spurr L, Li M, Alomran N, et al. Systematic pan-cancer analysis of somatic allele frequency. Sci Rep. 2018;8(1):7735. Published 2018 May 16. doi:10.1038/s41598-018-25462-0 3. Abida W, Armenia J, Gopalan A, et al: Prospective genomic profiling of prostate cancer across disease states reveals germline and somatic alterations that may affect clinical decision making. JCO Precis Oncol. 2017;2017:PO.17.00029 4. Robertson AG, Kim J, Al-Ahmadie H, et al: Comprehensive molecular characterization of muscle-invasive bladder cancer. Cell. 2017;171(3):540-556.e25 5. Siefker-Radtke AO, Necchi A, Park SH, et al: Efficacy and safety of erdafitinib in patients with locally advanced or metastatic urothelial carcinoma: long-term follow-up of a phase 2 study. Lancet Oncol. 2022;23(2):248-258 6. Marcus L, Lemery SJ, Keegan P, Pazdur R: FDA Approval Summary: Pembrolizumab for the treatment of microsatellite instability-high solid tumors. Clin Cancer Res. 2019;25(13):3753-3758 | Next-generation sequencing is performed to determine microsatellite instability (MSI) status and evaluate the presence of a mutation in most coding regions of theAPC, AR, ARID1A, ATM, BARD1, BRCA1, BRCA2, BRIP1, CDH1, CDK12, CDKN2A, CHD1, CHEK1, CHEK2, CTNNB1, EGFR, ERBB2, ERCC2, FANCA, FANCC, FANCL, FGFR1, FGFR2, FGFR3, FOXA1, MLH1, MSH2, MSH6, PALB2, PMS2, PTEN, RAD51B, RAD51C, RAD51D, RAD54L, RB1, SPOP, TERT,andTP53genes. See Targeted Genes and Methodology Details for MayoComplete Bladder and Prostate Cancer Panel for details regarding the targeted gene regions identified by this test.(Unpublished Mayo method) A pathology review and macro dissection to enrich for tumor cells is performed prior to slide scraping. | 12 to 20 days | FFPE tissue block: Unused portions of blocks will be returned 10 to 14 days after testing is complete; FFPE tissue/cytology slides: Unused slides are stored indefinitely; Digital images are obtained and stored for all slides used in testing. | This test was developed and its performance characteristics determined by Mayo Clinic in a manner consistent with CLIA requirements. It has not been cleared or approved by the US Food and Drug Administration. | 88381-Microdissection, manual81457 | MayoComplete Bladder/Prostate Panel | 105589-6 | 619612 | Released By | 18771-6
NGCLN | MayoComplete Chronic Lymphoid Neoplasms, Next-Generation Sequencing, Varies | Aiding in establishing diagnosis, refining prognosis, and potentially identifying targeted therapies for the optimal management of patients with chronic or low-grade B-cell lymphoid neoplasms | Next-Generation Sequencing (NGS) | Yes | Chronic Lymphoid Neoplasms, NGS, V | Varies | Submit only 1 of the following specimens: Specimen Type:Bone marrow aspirate Container/Tube: Preferred:Lavender or pink top EDTA) or yellow top (ACD) Acceptable:Green top (sodium heparin) Specimen Volume:2 mL Collection Instructions: 1. Invert several times to mix bone marrow. 2. Send bone marrow specimen in original tube.Do not aliquot. 3. Label specimen as bone marrow. Specimen Stability Information:Ambient (preferred) 14 days/Refrigerate Specimen Type:Whole blood Container/Tube: Preferred:Lavender or pink top (EDTA) or yellow top (ACD) Acceptable:Green top (sodium heparin) Specimen Volume:3 mL Collection Instructions: 1. Invert several times to mix peripheral blood. 2. Send whole blood specimen in original tube.Do not aliquot. 3. Label specimen as peripheral blood. Specimen Stability Information:Ambient (preferred) 14 days/Refrigerate Specimen Type:Paraffin-embedded tissue Container/ Tube:Paraffinblock Collection Instructions: 1. Send 1 representative slide stained with hematoxylin and eosin 2. Minimum amount of tumor nuclei is 20% 3. Required amount of tissue area is at least 25 mm(2) 4. Tissue should be fixed in 10% neutral-buffered formalin. Other fixatives are not acceptable. 5. Decalcified specimens (eg, bone marrow core biopsies) are not acceptable. Specimen Stability Information:Ambient Specimen Type:Tissue slide Slides:10 unstained slides Container/ Tube:Transport in plastic slide holders. Collection Instructions: 1. Send 10 unstained, nonbaked slides with 5-micron thick sections of tissue and 1 representative slide stained with hematoxylin and eosin. 2. Minimum amount of tumor nuclei is 20% 3. Required amount of tissue area is at least 25 mm(2) 4. Tissue should be fixed in 10% neutral-buffered formalin. Other fixatives are not acceptable. 5. Decalcified specimens (eg, bone marrow core biopsies) are not acceptable. Specimen Stability Information:Ambient Specimen Type:Frozen tissue Container/Tube:Plastic container Specimen Volume:100 mg Collection Instructions:Freeze tissue within 1 hour of collection Specimen Stability Information:Frozen Specimen Type:Body fluid Container/Tube:Sterile container Specimen Volume:5 mL Specimen Stability Information:Refrigerated 14 days/Frozen Specimen Type:Extracted DNA Container/Tube:1.5- to 2-mL tube Specimen Volume:Entire specimen Collection Instructions: 1. Label specimen as extracted DNA and source of specimen. 2. Indicate volume and concentration of DNA on label. Specimen Stability Information:Frozen (preferred)/Refrigerated/Ambient | Whole blood, bone marrow aspirate, body fluid: 1 mL; Frozen tissue: 50 mg; Extracted DNA: 100 microliters (mcL) at 20 ng/mcL | This test is intended to evaluate a targeted set of genes involved in a heterogeneous group of chronic lymphoid neoplasms that includes chronic lymphocytic leukemia (CLL) and various low-grade B-cell lymphomas. The test includes actionable targets to aid in the differential diagnosis of low-grade B-cell lymphomas (eg, hairy cell leukemia, lymphoplasmacytic lymphoma, splenic marginal zone lymphoma), predict prognosis (eg, risk stratification in CLL), and evaluate therapeutic options or efficacy (eg, ibrutinib therapy in CLL, EZH2 [enhancer of zeste homolog 2] inhibitors in follicular lymphoma). Genomic analysis by next-generation sequencing is complementary to the standard evaluation in the classification and management of patients with chronic lymphoid neoplasms. | An interpretive report will be provided. | Genomic variants detected by this test will be documented in a detailed laboratory-issued report. This report will contain information regarding the detected alterations and their associations with prognosis or possible therapeutic implications in chronic lymphoid neoplasms. The information in the clinical report may be used by the patient’s clinician to help guide decisions concerning management. Final interpretation of next-generation sequencing results requires correlation with all relevant clinical, pathologic, and laboratory findings and is the responsibility of the managing clinician. | This test is a targeted next-generation sequencing (NGS) panel assay that encompasses 25 genes with variable full exon, partial region (including select intronic or noncoding regions), or hot spot coverage (depending on specific genetic locus). Therefore, this test will not detect other genetic abnormalities in genes or regions outside the specified target areas. The test detects single-base substitutions (ie, point mutations), as well as small insertion or deletion type events. This test is not configured to detect structural genomic rearrangements (ie, translocations), gene fusions, copy number alterations, or large-scale (segmental chromosome region) deletions and other complex genomic changes. This assay does not distinguish between somatic and germline alterations in analyzed gene regions, particularly with variant allele frequencies near approximately 50% or 100%. If nucleotide alterations in genes associated with germline mutation syndromes are present and there is a strong clinical suspicion or family history of malignant disease predisposition, additional genetic testing and appropriate counseling may be indicated. Some apparent mutations classified as variants of undetermined significance may represent rare or low population frequency polymorphisms. Prior treatment for hematologic malignancy could affect the results obtained in this assay. Particularly, a prior allogeneic hematopoietic stem cell transplant may cause difficulties in either resolving somatic or polymorphic alterations or assigning variant calls correctly to donor and recipient fractions, if pertinent clinical or laboratory information (eg, chimerism engraftment status) is not provided. Inadequate samples (eg, insufficient DNA quantity or quality) will preclude further testing and will be noted in the interpretive report. For formalin-fixed, paraffin-embedded specimens, NGS testing should not be pursued if the quality of the biopsy specimen is poor (eg, limited sample size, presence of extensive necrosis or fibrosis), or the target tumor cell population is low (<20%). | 1. Swerdlow S, Campo E, Harris NL, et al, eds. WHO Classification of Tumours of Haematopoietic and Lymphoid Tissues. 4th ed. IARC Press; 2017. WHO Classification of Tumours, Vol 2 2. Onaindia A, Medeiros LJ, Patel KP. Clinical utility of recently identified diagnostic, prognostic, and predictive molecular biomarkers in mature B-cell neoplasms. Mod Pathol. 2017;30(10):1338-1366. doi:10.1038/modpathol.2017.58 3. Jajosky AA, Havens NP, Sadri N, et al. Clinical utility of targeted next-generation sequencing in the evaluation of low-grade lymphoproliferative disorders. Am J Clin Pathol. 2021;156(3):433-444 4. Davis AR, Stone SL, Oran AR, et al. Targeted massively parallel sequencing of mature lymphoid neoplasms: assessment of empirical application and diagnostic utility in routine clinical practice. Mod Pathol. 2021;34(5):904-921 5. Stewart JP, Gazdova J, Darzentas N, et al. Validation of the EuroClonality-NGS DNA capture panel as an integrated genomic tool for lymphoproliferative disorders. Blood Adv. 2021;5(16):3188-3198 6. Treon SP, Cao Y, Xu L, Yang G, Liu X, Hunter ZR. Somatic mutations in MYD88 and CXCR4 are determinants of clinical presentation and overall survival in Waldenstrom macroglobulinemia. Blood. 2014;123(18):2791-2796. doi:10.1182/blood-2014-01-550905 7. Morin RD, Arthur SE, Assouline S. Treating lymphoma is now a bit EZ-er. Blood Adv. 2021;5(8):2256-2263 8. Thangavadivel S, Byrd JC. Gly101Val BCL2 Mutation: One step closer to understanding Venetoclax resistance in CLL. Cancer Discov. 2019;9(3):320-322. doi:10.1158/2159-8290.CD-19-0029 9. Lee J, Wang YL. Prognostic and predictive molecular biomarkers in chronic lymphocytic leukemia. J Mol Diagn. 2020;22(9):1114-1125 10. Liebers N, Roider T, Bohn JP, et al. BRAF inhibitor treatment in classic hairy cell leukemia: a long-term follow-up study of patients treated outside clinical trials. Leukemia. 2020;34(5):1454-1457 | This is a target-enriched next-generation sequencing (NGS) panel. DNA is extracted from validated specimen sources including, but not limited to, peripheral blood, bone marrow aspirate, and formalin-fixed paraffin embedded tissues. Library preparation for NGS is performed followed by probe hybridization and capture. Sequencing of the final sample library is performed on a NGS instrument. Following bioinformatic processing of the sequencing data, the sequencing results are interpreted to provide a final clinical report. Genomic alterations are called according to human genome reference build GRCh37 (hg19).(Unpublished Mayo method) | 16 to 21 days | Bone marrow aspirate/whole blood: 2 weeks; DNA: 3 months; Tissue: 1 month; FFPE tissue: Unused portions of blocks will be returned to the client. Unstained slides/body fluid: Not retained | This test was developed and its performance characteristics determined by Mayo Clinic in a manner consistent with CLIA requirements. It has not been cleared or approved by the US Food and Drug Administration. | 81450 | Chronic Lymphoid Neoplasms, NGS, V | 104238-1 | 618494 | Reviewed By | 18771-6
MCCRC | MayoComplete Colorectal Cancer Panel, Next-Generation Sequencing, Tumor | Primarily for determining patient response to various targeted therapies/immunotherapy Predicting prognosis from microsatellite instability status | Sequence Capture and Targeted Next-Generation Sequencing (NGS) | Yes | MayoComplete CRC Panel | When this test is ordered, slide review will always be performed at an additional charge. | This assay requires at least 20% tumor nuclei. -Preferred amount of tumor area with sufficient percent tumor nuclei: tissue 216 mm(2) -Minimum amount of tumor area: tissue 36 mm(2) -These amounts are cumulative over up to 10 unstained slides and must have adequate percent tumor nuclei. -Tissue fixation: 10% neutral buffered formalin, not decalcified -For specimen preparation guidance, seeTissue Requirements for Solid Tumor Next-Generation Sequencing. In this document, the sizes are given as 4 mm x 4 mm x 10 slides as preferred: approximate/equivalent to 144 mm(2) and the minimum as 3 mm x 1 mm x 10 slides: approximate/equivalent to 36 mm(2). Preferred: Specimen Type:Tissue block Collection Instructions: Submit a formalin-fixed, paraffin-embedded tissue block with acceptable amount of tumor tissue. Acceptable: Specimen Type:Tissue slides Slides: 1 Stained and 10 unstained Collection Instructions: Submit 1 slide stained with hematoxylin and eosin and 10 unstained, nonbaked slides with 5-micron thick sections of the tumor tissue. Note:The total amount of required tumor nuclei can be obtained by scraping up to 10 slides from the same block. Additional Information: Unused unstained slides will not be returned. Specimen Type:Cytology slides (direct smears or ThinPrep) Slides:1 to 3 Slides Collection Instructions:Submit 1 to 3 slides stained and coverslipped with a preferred total of 5000 nucleated cells, or a minimum of at least 3000 nucleated cells. Note:Glass coverslips are preferred; plastic coverslips are acceptable but will result in longer turnaround times. Additional Information: Cytology slides will not be returned. | See Specimen Required | Targeted cancer therapies are defined as antibody or small molecule drugs that block the growth and spread of cancer by interfering with specific cell molecules involved in tumor growth and progression. Multiple targeted therapies have been approved by the US Food and Drug Administration for treatment of specific cancers. Molecular genetic profiling is often needed to identify targets amenable to targeted therapies and to minimize treatment costs and therapy-associated risks. Microsatellite instability status is an important biomarker for determining effective immunotherapeutic treatment options for patients with solid tumors. Next-generation sequencing is an accurate, cost-effective method to identify mutations across numerous genes known to be associated with response or resistance to specific targeted therapies. This test is a single assay that uses formalin-fixed paraffin-embedded tissue to assess for common mutations in the following genes known to be associated with colorectal cancer:APC, BRAF, HRAS, KRAS, MLH1, MSH2, MSH6, NRAS,andPMS2.The results of this test can be useful for assessing prognosis and guiding treatment of individuals with colorectal cancer. | An interpretive report will be provided. | The interpretation of molecular biomarker analysis includes an overview of the results and the associated diagnostic, prognostic, and therapeutic implications. | This test cannot differentiate between somatic and germline alterations. Additional testing may be necessary to clarify the significance of results if there is a potential hereditary risk. DNA variants of uncertain significance may be identified. A negative result does not rule out the presence of a variant that may be presentbelow the limits of detection of this assay. The analytical sensitivity of this assay for sequence reportable alterations is 5% mutant allele frequency with a minimum coverage of 500X in a sample with 20% or more tumor content. Point mutations and small deletion-insertion mutations will be detected in theAPC, BRAF, HRAS, KRAS, MLH1, MSH2, MSH6, NRAS,andPMS2genes. This test may detect single exon deletions but does not detect multi-exon deletions, duplications, or genomic copy number variants in any of the genes tested. Variant allele frequency (VAF) is the percentage of sequencing reads supporting a specific variant divided by the total sequencing reads at that position. In somatic testing, VAF should be interpreted in the context of several factors including, but not limited to, tumor purity/heterogeneity/copy number status (ploidy, gains/losses, loss of heterozygosity) and sequencing artifact/misalignment.(1,2) Rare polymorphisms may be present that could lead to false-negative or false-positive results. The presence or absence of a variant may not be predictive of response to therapy in all patients. Test results should be interpreted in the context of clinical, tumor sampling, histopathological, and other laboratory data. If results obtained do not match other clinical or laboratory findings, contact the laboratory for discussion. Misinterpretation of results may occur if the information provided is inaccurate or incomplete. This test cannot reliably determine if a variant identified inPMS2exons 11 to 15 originated fromPMS2or the highly homologous pseudogenePMS2CL. In the instance that a reportable variant is detected inPMS2exons 11 to 15, additional testing will be recommended in the patient report. Reliable results are dependent on adequate specimen collection and processing. This test has been validated on cytology slides and formalin-fixed, paraffin-embedded tissues; other types of fixatives are discouraged. Improper treatment of tissues, such as decalcification, may cause polymerase chain reaction failure. | 1. Strom SP. Current practices and guidelines for clinical next-generation sequencing oncology testing. Cancer Biol Med. 2016;13(1):3-11. doi:10.28092/j.issn.2095-3941.2016.0004 2. Spurr L, Li M, Alomran N, et al. Systematic pan-cancer analysis of somatic allele frequency. Sci Rep. 2018;8(1):7735. Published 2018 May 16. doi:10.1038/s41598-018-25462-0 3. U.S. Food and Drug Administration (FDA). Table of Pharmacogenomic Biomarkers in Drug Labeling. FDA; Updated August 11, 2022, Accessed July 31, 2023. Available at www.fda.gov/drugs/science-and-research-drugs/table-pharmacogenomic-biomarkers-drug-labeling 4. Marcus L, Lemery SJ, Keegan P, Pazdur R. FDA Approval Summary: Pembrolizumab for the treatment of microsatellite instability-high solid tumors. Clin Cancer Res. 2019;25(13):3753-3758. doi:10.1158/1078-0432.CCR-18-4070 5. Vogelstein B, Papadopoulos N, Velculescu VE, et al. Cancer genome landscapes. Science. 2013 Mar;339:1546-1558 6. Di Nicolantonio F, Martini M, Molinari F, et al. Wild-type BRAF is required for response to Panitumumab or Cetuximab in metastatic colorectal cancer. J Clin Oncol. 2008;26(35):5705-5712 7. Lievre A, Bachet JB, Le Corre D, et al. KRAS mutation status is predictive of response to Cetuximab therapy in colorectal cancer. Cancer Res. 2006;66(8):3992-3995 8. Jones JC, Renfro LA, Kipp BR, et al. Non-V600BRAF mutations define a clinically distinct molecular subtype of metastatic colorectal cancer. J Clin Oncol. 2017;35(23):2624-2630 | Next-generation sequencing is performed to determine microsatellite instability status and evaluate the presence of a mutation in all coding regions of theAPC, BRAF, HRAS, KRAS, MLH1, MSH2, MSH6, NRAS,andPMS2genes.SeeTargeted Genes and Methodology Details for MayoComplete Colorectal Cancer Panelfor details regarding the targeted gene regions evaluated by this test.(Unpublished Mayo method) A pathology review and macro dissection to enrich for tumor cells are performed prior to slide scraping. | 12 to 20 days | FFPE tissue block: Unused portions of blocks will be returned within 10-14 days after testing is complete; FFPE tissue/cytology slides: Unused tissue slides are stored indefinitely; Digital images are obtained and stored for all slides used in testing | This test was developed and its performance characteristics determined by Mayo Clinic in a manner consistent with CLIA requirements. It has not been cleared or approved by the US Food and Drug Administration. | 88381 - Microdissection, manual81457 | MayoComplete CRC Panel | 73977-1 | 617872 | Released By | 18771-6
MCSRC | MayoComplete Comprehensive Sarcoma Panel, Next-Generation Sequencing, Tumor | Primarily for identifying mutations that help in the diagnosis of specific soft tissue and bone tumors (sarcoma) Secondarily for identifying mutations that have therapeutic or prognostic significance Assessing microsatellite instability for immunotherapy decisions | Sequence Capture and Targeted Next-Generation Sequencing (NGS) and Polymerase Chain Reaction (PCR)-based NGS | Yes | MayoComplete Sarcoma Panel | When this test is ordered, slide review will always be performed at an additional charge. | This assay requires at least 20% tumor nuclei. -Preferred amount of tumor area with sufficient percent tumor nuclei: tissue 360 mm(2) -Minimum amount of tumor area: tissue 72 mm(2) -These amounts are cumulative over up to 15 unstained slides and must have adequate percent tumor nuclei. -Tissue fixation: 10% neutral buffered formalin, not decalcified -For specimen preparation guidance, seeTissue Requirement for Solid Tumor Next-Generation Sequencing. In this document, the sizes are given as 4 mm x 4 mm x 10 slides as preferred: approximate/equivalent to 144 mm(2) and the minimum as 3 mm x 1 mm x 10 slides: approximate/equivalent to 36 mm(2). Preferred: Specimen Type:Tissue block Collection Instructions: Submit a formalin-fixed, paraffin-embedded tissue block with acceptable amount of tumor tissue. Acceptable: Specimen Type:Tissue slides Slides: 1 Stained and 15 unstained Collection Instructions: Submit 1 slide stained with hematoxylin and eosin and 15 unstained, nonbaked slides with 5-micron thick sections of the tumor tissue. Note:The total amount of required tumor nuclei can be obtained by scraping up to 15 slides from the same block. Additional Information: Unused unstained slides will not be returned. Specimen Type:Cytology slides (direct smears or ThinPrep) Slides:2 to 4 Slides Collection Instructions:Submit 2 to 4 slides stained and coverslipped with a preferred total of 10,000 nucleated cells, or a minimum of at least 3000 nucleated cells. Note:Glass coverslips are preferred; plastic coverslips are acceptable but will result in longer turnaround times. Additional Information: Cytology slides will not be returned. | See Specimen Required | Molecular analysis of biomarkers is increasingly being utilized in oncology practices to support and guide diagnosis, prognosis, and therapeutic management of patients. Microsatellite instability status is an increasingly important biomarker for determining effective immunotherapeutic treatment options for patients with solid tumors. This next-generation sequencing assay interrogates targeted regions for the presence of somatic mutations, chromosomal translocations, interstitial deletions, and inversions that lead to gene fusions that are common in various sarcomas. | An interpretive report will be provided. | The interpretation of molecular biomarker analysis includes an overview of the results and the associated diagnostic, prognostic, and therapeutic implications. | This test cannot differentiate between somatic and germline alterations. Additional testing may be necessary to clarify the significance of results if there is a potential hereditary risk. RNA is particularly labile and degrades quickly. Rapid preservation of the tumor sample after collection reduces the likelihood of degradation, but sometimes, there are biological factors, such as tumor necrosis, that interfere with obtaining a high-quality RNA specimen despite rapid preservation. DNA variants and fusions of uncertain significance may be identified. A negative result does not rule out the presence of a variant or fusion that may be present below the limits of detection of this assay. The analytical sensitivity of this assay for sequence reportable alterations is 5% mutant allele frequency with a minimum coverage of 500X in a sample with 20% or more tumor content. Point mutations and small deletion-insertion mutations will be detected in theALK, APC, BAP1, BCOR, BRAF, CDKN2A, CTNNB1, DICER1, EED, EGFR, FGFR4, GNA11, GNA14, GNAQ, GNAS, H3-3A, H3-3B, KIT, MDM2, MED12, MYOD1, NF1, PDGFRA, PDGFRB, PTPRD, ROS1, SMARCB1, SUZ12, TERT-promoter, TP53,andTSC2genes. This test may detect single exon deletions but does not detect multiexon deletions, duplications, or genomic copy number variants. Variant allele frequency (VAF) is the percentage of sequencing reads supporting a specific variant divided by the total sequencing reads at that position. In somatic testing, VAF should be interpreted in the context of several factors including, but not limited to: tumor purity/heterogeneity/copy number status (ploidy, gains/losses, loss of heterozygosity) and sequencing artifact/misalignment].(1,2) This panel can detect in-frame and out-of-frame fusions. There may be lower sensitivity in detecting out-of-frame fusions, such as exon-intron, intron-intron, or big insertions. This assay will only detect fusions involving at least one gene in the defined gene fusion target list of interest. This assay will only detect fusions involving gene transcripts that have been defined in UCSC Genome Browser (March 2012 version) available from Illumina's iGenomes Project. Rare polymorphisms may be present that could lead to false-negative or false-positive results. The presence or absence of a variant or fusion may not be predictive of response to therapy in all patients. Test results should be interpreted in the context of clinical, tumor sampling, histopathological, and other laboratory data. If results obtained do not match other clinical or laboratory findings, contact the laboratory for discussion. Misinterpretation of results may occur if the information provided is inaccurate or incomplete. Reliable results are dependent on adequate specimen collection and processing. This test has been validated on cytology slides and formalin-fixed, paraffin-embedded tissues; other types of fixatives are discouraged. Improper treatment of tissues, such as decalcification, may cause polymerase chain reaction failure. | 1. Strom SP. Current practices and guidelines for clinical next-generation sequencing oncology testing. Cancer Biol Med. 2016;13(1):3-11. doi:10.28092/j.issn.2095-3941.2016.0004 2. Spurr L, Li M, Alomran N, et al. Systematic pan-cancer analysis of somatic allele frequency. Sci Rep. 2018;8(1):7735. Published 2018 May 16. doi:10.1038/s41598-018-25462-0 3. US Food and Drug Administration (FDA): Table of Pharmacogenomic Biomarkers in Drug Labeling. FDA; Updated February 10, 2023, Accessed August 1, 2023. Available at www.fda.gov/drugs/science-and-research-drugs/table-pharmacogenomic-biomarkers-drug-labeling 4. Jia Y, Xie Z, Li H. Intergenically spliced chimeric RNAs in cancer. Trends Cancer. 2016;2(9):475-482. doi:10.1016/j.trecan.2016.07.006 5. Jo VY, Fletcher CDM. WHO classification of soft tissue tumours: an update based on the 2013. 4th ed. Pathology. 2014;46(2):95-104. doi:10.1097/PAT.0000000000000050 6. Fletcher CDM. The evolving classification of soft tissue tumours - an update based on the new 2013 WHO classification. Histopathology. 2014;64(1):2-11. doi:10.1111/his.12267 7. Quesada J, Amato R. The molecular biology of soft-tissue sarcomas and current trends in therapy. Sarcoma. 2012;2012:849456. doi:10.1155/2012/849456 8. Podnar J, Deiderick H, Huerta G, Hunicke-Smith S. Next-generation sequencing RNA-seq library construction. Curr Protoc Mol Biol. 2014;106:4.21.1-19.doi:10.1002/0471142727.mb0421s106 9. Mertens F, Tayebwa J. Evolving techniques for gene fusion detection in soft tissue tumours. Histopathology. 2014;64(1):151-162. doi: 10.1111/his.12272 10. AI-Zaid T, Wang WL, Somaiah N, Lazar AJ. Molecular profiling of sarcomas: new vistas for precision medicine. Virchows Arch. 2017;471(2):243-255 11. Gao Q, Liang WW, Foltz SM, et al. Driver fusions and their implications in the development and treatment of human cancers. Cell Rep. 2018;23(1):227-238e3. doi:10.1016/j.celrep.2018.03.050 12. Lam SW, Cleton-Jansen AM, Cleven AHG, et al. Molecular analysis of gene fusions in bone and soft tissue tumors by anchored multiplex PCR-based targeted next-generation sequencing. J Mol Diagn. 2018;20(5):653-663. doi:10.1016/j.jmoldx.2018.05.007 13. Roy A, Kumar V, Zorman B, et al. Recurrent internal tandem duplications of BCOR in clear cell sarcoma of the kidney. Nat Commun. 2015;6:8891. doi:10.1038/ncomms9891 14. Marino-Enriquez A, Lauria A, Przybyl J, et al. BCOR internal tandem duplication in high-grade uterine sarcomas. Am J Surg Pathol. 2018;42(3):335-341. doi:10.1097/PAS.0000000000000993 15. Marcus L, Lemery SJ, Keegan P, Pazdur R. FDA Approval Summary: Pembrolizumab for the treatment of microsatellite instability-high solid tumors. Clin Cancer Res. 2019;25(13):3753-3758. doi:10.1158/1078-0432.CCR-18-4070 | Next-generation sequencing is performed to determine microsatellite instability (MSI) status and evaluate the presence of a mutation in targeted regions of theALK, APC, BAP1, BCOR, BRAF, CDKN2A, CTNNB1, DICER1, EED, EGFR, FGFR4, GNA11, GNA14, GNAQ, GNAS, H3-3A, H3-3B, KIT, MDM2, MED12, MYOD1, NF1, PDGFRA, PDGFRB, PTPRD, ROS1, SMARCB1, SUZ12, TERT-promoter, TP53,andTSC2genes. RNA-based next-generation sequencing is performed to test for the presence of rearrangements involving targeted regions of 138 fusion. SeeTargeted Genes and Methodology Details for MayoComplete Sarcoma PanelsandTargeted Genes Fusions and Methodology Details for MayoComplete Sarcoma Panelfor details regarding the targeted gene regions evaluated by this test. genes.(Unpublished Mayo method) A pathology review and macro dissection to enrich for tumor cells are performed prior to slide scraping. | 12 to 20 days | FFPE tissue block: Unused portions of blocks will be returned within 10 to14 days after testing is complete; FFPE tissue/cytology slides: Unused tissue slides are stored indefinitely; Digital images are obtained and stored for all slides used in testing. | This test was developed and its performance characteristics determined by Mayo Clinic in a manner consistent with CLIA requirements. It has not been cleared or approved by the US Food and Drug Administration. | 81457 | MayoComplete Sarcoma Panel | 95124-4 | 617856 | Released By | 18771-6
MCECP | MayoComplete Endometrial Carcinoma Panel, Next-Generation Sequencing, Tumor | Primarily for determining if patients will respond to targeted therapy Assessment of microsatellite instability for immunotherapy decisions Molecular-based classification of endometrial carcinoma | Sequence Capture Next-Generation Sequencing (NGS) | Yes | MayoComplete Endometrial Panel | When this test is ordered, slide review will always be performed at an additional charge. | This assay requires at least 20% tumor nuclei. -Preferred amount of tumor area with sufficient percent tumor nuclei: tissue 216 mm(2) -Minimum amount of tumor area: tissue 36 mm(2) -These amounts are cumulative over up to 10 unstained slides and must have adequate percent tumor nuclei. -Tissue fixation: 10% neutral buffered formalin, not decalcified -For specimen preparation guidance, seeTissue Requirement for Solid Tumor Next-Generation Sequencing. In this document, the sizes are given as 4 mm x 4 mm x 10 slides as preferred: approximate/equivalent to 144 mm(2) and the minimum as 3 mm x 1 mm x 10 slides: approximate/equivalent to 36 mm(2). Preferred: Specimen Type:Tissue block Collection Instructions: Submit a formalin-fixed, paraffin-embedded tissue block with acceptable amount of tumor tissue. Acceptable: Specimen Type:Tissue slide Slides: 1 Stained and 10 unstained Collection Instructions: Submit 1 slide stained with hematoxylin and eosin and 10 unstained, nonbaked slides with 5-micron thick sections of the tumor tissue. Note:The total amount of required tumor nuclei can be obtained by scraping up to 10 slides from the same block.Additional Information: Unused unstained slides will not be returned. Specimen Type:Cytology slide (direct smears or ThinPrep) Slides:1 to 3 Slides Collection Instructions:Submit 1 to 3 slides stained and coverslipped with a preferred total of 5000 nucleated cells or a minimum of at least 3000 nucleated cells. Note:Glass coverslips are preferred; plastic coverslips are acceptable but will result in longer turnaround times. Additional Information: Cytology slides will not be returned. | See Specimen Required | This test uses formalin-fixed paraffin-embedded tissue or cytology slides to assess for somatic mutations involving the following genes, known to be associated with endometrial cancer:ATM, ATR, BRCA1, BRCA2, CDK12, CTNNB1, EPCAM, ERBB2, FBXW7, L1CAM, MLH1, MSH2, MSH6, NBN, PALB2, PMS2, POLE, PPP2R1A,andTP53. The testing also includes microsatellite instability status, a biomarker for determining efficacy of immunotherapy in solid tumors. The results of this test can be useful for molecular tumor classification, assessing prognosis and guiding treatment of individuals with endometrial tumors. The data can also be useful in determining clinical trial eligibility. | An interpretive report will be provided. | The interpretation of molecular biomarker analysis includes an overview of the results and the associated diagnostic, prognostic, and therapeutic implications. | This test cannot differentiate between somatic and germline alterations. Additional testing may be necessary to clarify the significance of results if there is a potential hereditary risk. DNA variants of uncertain significance may be identified. A negative result does not rule out the presence of a variant that may be present below the limits of detection of this assay. In a specimen with 20% or more tumor content, the analytical sensitivity of this assay for sequence reportable alterations is 5% mutant allele frequency with a minimum coverage of 500X. Point mutations and small deletion-insertion mutations will be detected in theATM, ATR, BRCA1, BRCA2, CDK12, CTNNB1, EPCAM, ERBB2, FBXW7, L1CAM, MLH1, MSH2, MSH6, NBN, PALB2, PMS2, POLE, PPP2R1A,andTP53genes only. This test may detect single exon deletions but does not detect multi-exon deletions, duplications, or genomic copy number variants. Variant allele frequency (VAF) is the percentage of sequencing reads supporting a specific variant divided by the total sequencing reads at that position. In somatic testing, VAF should be interpreted in the context of several factors, including, but not limited to, tumor purity/heterogeneity/copy number status (ploidy, gains/losses, loss of heterozygosity) and sequencing artifact/misalignment.(2,3) Rare alterations (ie, polymorphisms) may be present that could lead to false-negative or false-positive results. The presence or absence of a variant may not be predictive of response to therapy in all patients. Test results should be interpreted in the context of clinical, tumor sampling, histopathological, and other laboratory data. If results obtained do not match other clinical or laboratory findings, contact the laboratory for discussion. Misinterpretation of results may occur if the information provided is inaccurate or incomplete. Reliable results are dependent on adequate specimen collection and processing. This test has been validated on cytology slides and formalin-fixed, paraffin-embedded tissues; other types of fixatives are discouraged. Improper treatment of tissues, such as decalcification, may cause polymerase chain reactionfailure. | 1. WHO Classification of Tumours Editorial Board, eds. Female genital tumours. 5th ed. World Health Organization; 2020. WHO Classification of Tumours. Vol 4 2. Strom SP. Current practices and guidelines for clinical next-generation sequencing oncology testing. Cancer Biol Med. 2016;13(1):3-11. doi:10.28092/j.issn.2095-3941.2016.0004 3. Spurr L, Li M, Alomran N, et al. Systematic pan-cancer analysis of somatic allele frequency. Sci Rep. 2018;8(1):7735. Published 2018 May 16. doi:10.1038/s41598-018-25462-0 4. Marcus L, Lemery SJ, Keegan P, Pazdur R: FDA Approval Summary: Pembrolizumab for the treatment of microsatellite instability-high solid tumors. Clin Cancer Res. 2019 Jul 1;25(13):3753-3758 5. Leon-Castillo A, Britton H, McConechy MK, et al: Interpretation of somatic POLE mutations in endometrial carcinoma. J Pathol. 2020 Mar;250(3):323-335 6. Cancer Genome Atlas Research Network; Kandoth C, Schultz N, Cherniack AD, et al. Integrated genomic characterization of endometrial carcinoma. Nature. 2013 May 2;497(7447):67-73 | Next-generation sequencing is performed to determine microsatellite instability status and evaluate the presence of a mutation in most coding regions of theATM, ATR, BRCA1, BRCA2, CDK12, CTNNB1, EPCAM, ERBB2, FBXW7, L1CAM, MLH1, MSH2, MSH6, NBN, PALB2, PMS2, POLE, PPP2R1A,andTP53genes. See Targeted Genes and Methodology Details for MayoComplete Endometrial Panelfor details regarding the targeted gene regions identified by this test.(Unpublished Mayo method) A pathology review and macro dissection to enrich for tumor cells is performed prior to slide scraping. | 12 to 20 days | FFPE tissue block: Unused portions of blocks will be returned within 10 to -14 days after testing is complete; FFPE tissue/cytology slides: Unused slides are stored indefinitely; Digital images are obtained and stored for all slides used in testing. | This test was developed and its performance characteristics determined by Mayo Clinic in a manner consistent with CLIA requirements. It has not been cleared or approved by the US Food and Drug Administration. | 88381-Microdissection, manual81457 | MayoComplete Endometrial Panel | 105590-4 | 619639 | Released By | 18771-6
MCGST | MayoComplete Gastrointestinal Stromal Tumor (GIST) Panel, Next-Generation Sequencing, Tumor | Establishing diagnosis and identifying targeted therapies for patients with gastrointestinal stromal tumors Assessing microsatellite instability | Sequence Capture and Targeted Next-Generation Sequencing (NGS) | Yes | MayoComplete GIST Panel | When this test is ordered, slide review will always be performed at an additional charge. | This assay requires at least 20% tumor nuclei. -Preferred amount of tumor area with sufficient percent tumor nuclei: tissue 216 mm(2) -Minimum amount of tumor area: tissue 36 mm(2) -These amounts are cumulative over up to 10 unstained slides and must have adequate percent tumor nuclei. -Tissue fixation: 10% neutral buffered formalin, not decalcified -For specimen preparation guidance, seeTissue Requirement for Solid Tumor Next-Generation Sequencing. In this document, the sizes are given as 4 mm x 4 mm x 10 slides as preferred: approximate/equivalent to 144 mm(2) and the minimum as 3 mm x 1 mm x 10 slides: approximate/equivalent to 36 mm(2). Preferred: Specimen Type:Tissue block Collection Instructions: Submit a formalin-fixed, paraffin-embedded tissue block with acceptable amount of tumor tissue. Acceptable: Specimen Type:Tissue slides Slides: 1 Stained and 10 unstained Collection Instructions: Submit 1 slide stained with hematoxylin and eosin and 10 unstained, nonbaked slides with 5-micron thick sections of the tumor tissue. Note:The total amount of required tumor nuclei can be obtained by scraping up to 10 slides from the same block. Additional Information: Unused unstained slides will not be returned. Specimen Type:Cytology slides (direct smears or ThinPrep) Slides:1 to 3 Slides Collection Instructions:Submit 1 to 3 slides stained and coverslipped with a preferred total of 5000 nucleated cells, or a minimum of at least 3000 nucleated cells. Note:Glass coverslips are preferred; plastic coverslips are acceptable but will result in longer turnaround times. Additional Information: Cytology slides will not be returned. | See Specimen Required | Targeted cancer therapies are defined as antibody or small molecule drugs that block the growth and spread of cancer by interfering with specific cell molecules involved in tumor growth and progression. Multiple targeted therapies have been approved by the US Food and Drug Administration for treatment of specific cancers. Molecular genetic profiling is often needed to identify targets amenable to targeted therapies and to minimize treatment costs and therapy-associated risks. Microsatellite instability status is an important biomarker for determining effective immunotherapeutic treatment options for patients with solid tumors. Next-generation sequencing is an accurate, cost-effective method to identify mutations across numerous genes known to be associated with response or resistance to specific targeted therapies. This test is a single assay that uses formalin-fixed paraffin-embedded tissue to assess for common mutations in the following genes known to be associated with gastrointestinal stromal tumors (GIST):APC, BRAF, HRAS, KIT, KRAS, NF1, NRAS, PDGFRA, PIK3CA, SETD2,andTP53.The results of this test can be useful for assessing prognosis and guiding treatment of individuals with GIST. | An interpretive report will be provided. | The interpretation of molecular biomarker analysis includes an overview of the results and the associated diagnostic, prognostic, and therapeutic implications. | This test cannot differentiate between somatic and germline alterations. Additional testing may be necessary to clarify the significance of results if there is a potential hereditary risk. DNA variants of uncertain significance may be identified. A negative result does not rule out the presence of a variant that may be present below the limits of detection of this assay. The analytical sensitivity of this assay for sequence reportable alterations is 5% mutant allele frequency with a minimum coverage of 500X in a sample with 20% or more tumor content. Point mutations and small deletion-insertion mutations will be detected in theAPC, BRAF, HRAS, KIT, KRAS, NF1, NRAS, PDGFRA, PIK3CA, SETD2,andTP53genes. This test may detect large single exon deletions but does not detect multiexon deletions, duplications, or genomic copy number variants. Variant allele frequency (VAF) is the percentage of sequencing reads supporting a specific variant divided by the total sequencing reads at that position. In somatic testing, VAF should be interpreted in the context of several factors including, but not limited to, tumor purity/heterogeneity/copy number status (ploidy, gains/losses, loss of heterozygosity) and sequencing artifact/misalignment.(1,2) Rare polymorphisms may be present that could lead to false-negative or false-positive results. The presence or absence of a variant may not be predictive of response to therapy in all patients. Test results should be interpreted in the context of clinical, tumor sampling, histopathological, and other laboratory data. If results obtained do not match other clinical or laboratory findings, contact the laboratory for discussion. Misinterpretation of results may occur if the information provided is inaccurate or incomplete. Reliable results are dependent on adequate specimen collection and processing. This test has been validated on cytology slides and formalin-fixed, paraffin-embedded tissues; other types of fixatives are discouraged. Improper treatment of tissues, such as decalcification, may cause polymerase chain reaction failure. | 1. Strom SP. Current practices and guidelines for clinical next-generation sequencing oncology testing. Cancer Biol Med. 2016;13(1):3-11. doi:10.28092/j.issn.2095-3941.2016.0004 2. Spurr L, Li M, Alomran N, et al. Systematic pan-cancer analysis of somatic allele frequency. Sci Rep. 2018;8(1):7735. Published 2018 May 16. doi:10.1038/s41598-018-25462-0 3. US Food and Drug Administration (FDA). Table of Pharmacogenomic Biomarkers in Drug Labeling. FDA; Updated August 11, 2022. Accessed July 31, 2023. Available at www.fda.gov/drugs/science-and-research-drugs/table-pharmacogenomic-biomarkers-drug-labeling 4. El-Menyar A, Mekkodathil A, Al-Thani H. Diagnosis and management of gastrointestinal stromal tumors: an up-to-date literature review. J Can Res Ther. 2017;13(6):889-900. doi:10.4103/0973-1482.177499 5. Marcus L, Lemery SJ, Keegan P, Pazdur R. FDA Approval Summary: Pembrolizumab for the treatment of microsatellite instability-high solid tumors. Clin Cancer Res. 2019;25(13):3753-3758. doi:10.1158/1078-0432.CCR-18-4070 | Next-generation sequencing is performed to determine microsatellite instability status and evaluate the presence of a mutation in all coding regions of theAPC, BRAF, HRAS, KIT, KRAS, NF1, NRAS, PDGFRA, PIK3CA, SETD2,andTP53genes. SeeTargeted Genes and Methodology Details for MayoComplete Gastrointestinal Stromal Tumor Panelfor details regarding the targeted gene regions evaluated by this test.(Unpublished Mayo method) A pathology review and macro dissection to enrich for tumor cells are performed prior to slide scraping. | 12 to 20 days | FFPE tissue block: Unused portions of blocks will be returned within 10-14 days after testing is complete; FFPE tissue/cytology slides: Unused tissue slides are stored indefinitely; Digital images are obtained and stored for all slides used in testing. | This test was developed and its performance characteristics determined by Mayo Clinic in a manner consistent with CLIA requirements. It has not been cleared or approved by the US Food and Drug Administration. | 88381-Microdissection, manual81457 | MayoComplete GIST Panel | 102117-9 | 617880 | Released By | 18771-6
MCGYN | MayoComplete Gynecological Cancer Panel, Next-Generation Sequencing, Tumor | Predicting patients' prognosis andresponse to targeted therapy Assessment of microsatellite instability for immunotherapy decisions | Sequence Capture Next-Generation Sequencing (NGS) | Yes | MayoComplete GYN Panel | When this test is ordered, slide review will always be performed at an additional charge. | This assay requires at least 20% tumor nuclei. -Preferred amount of tumor area with sufficient percent tumor nuclei: tissue 216 mm(2) -Minimum amount of tumor area: tissue 36 mm(2) -These amounts are cumulative over up to 10 unstained slides and must have adequate percent tumor nuclei. -Tissue fixation: 10% neutral buffered formalin, not decalcified -For specimen preparation guidance, seeTissue Requirement for Solid Tumor Next-Generation Sequencing. In this document, the sizes are given as 4 mm x 4 mm x 10 slides as preferred: approximate/equivalent to 144 mm(2) and the minimum as 3 mm x 1 mm x 10 slides: approximate/equivalent to 36 mm(2). Preferred: Specimen Type:Tissue block Collection Instructions: Submit a formalin-fixed, paraffin-embedded tissue block with acceptable amount of tumor tissue. Acceptable: Specimen Type:Tissue slide Slides: 1 Stained and 10 unstained Collection Instructions: Submit 1 slide stained with hematoxylin and eosin and 10 unstained, nonbaked slides with 5-micron thick sections of the tumor tissue. Note:The total amount of required tumor nuclei can be obtained by scraping up to 10 slides from the same block Additional Information: Unused unstained slides will not be returned. Specimen Type:Cytology slide (direct smears or ThinPrep) Slides:1 to 3 Slides Collection Instructions:Submit 1 to 3 slides stained and coverslipped with a preferred total of 5000 nucleated cells or a minimum of at least 3000 nucleated cells. Note:Glass coverslips are preferred; plastic coverslips are acceptable but will result in longer turnaround times. Additional Information: Cytology slides will not be returned. | See Specimen Required | Molecular genetic profiling identifies targets amenable to targeted therapies, minimizing treatment costs and therapy-associated risks. Microsatellite instability (MSI) status is an increasingly important biomarker for determining effective immunotherapeutic treatment options for patients with solid tumors. This test uses formalin-fixed paraffin-embedded tissue or cytology slides to assess for somatic mutations in the following genes known to be associated with gynecologic cancer:AKT1, APC, ARID1A, ARID1B, ATM, ATR, ATRX, BAP1, BARD1, BRAF, BRCA1, BRCA2, BRIP1, CDC42, CDK12, CDKN2A, CTNNB1, DICER1, EIF1AX, EPCAM, ERBB2, FBXW7, FOXL2, GNAS, KRAS, L1CAM, MED12, MLH1, MSH2, MSH6, NBN, NF2, NRAS, PALB2, PIK3CA, PIK3R1, PMS2, POLE, PPP2R1A, PTEN, RAD51C, RAD51D, RB1, SMARCA2, SMARCA4, SMARCB1, STK11, TP53,andTRAF7, as well as MSI status. The results of this test can be useful for molecular classification, assessing prognosis, and guiding treatment of individuals with gynecologic tumors, including endometrial, ovarian, and sex-cord stromal tumors. The data can also be used to help determine clinical trial eligibility. | An interpretive report will be provided. | The interpretation of molecular biomarker analysis includes an overview of the results and the associated diagnostic, prognostic, and therapeutic implications. | This test cannot differentiate between somatic and germline alterations. Additional testing may be necessary to clarify the significance of results if there is a potential hereditary risk. DNA variants of uncertain significance may be identified. A negative result does not rule out the presence of a variant that may be present below the limits of detection of this assay. In a specimen with 20% or more tumor content, the analytical sensitivity of this assay for sequence reportable alterations is 5% mutant allele frequency with a minimum coverage of 500X. Point mutations and small deletion-insertion mutations will be detected in theAKT1, APC, ARID1A, ARID1B, ATM, ATR, ATRX, BAP1, BARD1, BRAF, BRCA1, BRCA2, BRIP1, CDK12, CDC42, CDKN2A, CTNNB1, DICER1, EPCAM, EIF1AX, ERBB2, FBXW7, FOXL2, GNAS, KRAS, L1CAM, MED12, MLH1, MSH2, MSH6, NBN, NF2, NRAS, PALB2, PIK3CA, PIK3R1, PMS2, POLE, PPP2R1A, PTEN, RAD51C, RAD51D, RB1, SMARCA2, SMARCA4, SMARCB1, STK11, TP53,andTRAF7genes only. This test may detect single exon deletions but does not detect multi-exon deletions, duplications, or genomic copy number variants. Variant allele frequency (VAF) is the percentage of sequencing reads supporting a specific variant divided by the total sequencing reads at that position. In somatic testing, VAF should be interpreted in the context of several factors, including, but not limited to, tumor purity/heterogeneity/copy number status (ploidy, gains/losses, loss of heterozygosity) and sequencing artifact/misalignment.(2,3) Rare alterations (ie, polymorphisms) may be present that could lead to false-negative or false-positive results. The presence or absence of a variant may not be predictive of response to therapy in all patients. Test results should be interpreted in the context of clinical, tumor sampling, histopathological, and other laboratory data. If results obtained do not match other clinical or laboratory findings, contact the laboratory for discussion. Misinterpretation of results may occur if the information provided is inaccurate or incomplete. Reliable results are dependent on adequate specimen collection and processing. This test has been validated on cytology slides and formalin-fixed, paraffin-embedded tissues; other types of fixatives are discouraged. Improper treatment of tissues, such as decalcification, may cause polymerase chain reaction failure. | 1.WHO Classification of Tumours Editorial Board, eds. Female genital tumours. 5th ed. World Health Organization; 2020. WHO Classification of Tumours. Vol 4 2. Strom SP. Current practices and guidelines for clinical next-generation sequencing oncology testing. Cancer Biol Med. 2016;13(1):3-11. doi:10.28092/j.issn.2095-3941.2016.0004 3. Spurr L, Li M, Alomran N, et al. Systematic pan-cancer analysis of somatic allele frequency. Sci Rep. 2018;8(1):7735. Published 2018 May 16. doi:10.1038/s41598-018-25462-0 Marcus L, Lemery SJ, Keegan P, Pazdur R: FDA Approval Summary: Pembrolizumab for the treatment of microsatellite instability-high solid tumors. Clin Cancer Res. 2019;25(13):3753-3758 4.Cancer Genome Atlas Research Network; Kandoth C, Schultz N, et al: Integrated genomic characterization of endometrial carcinoma [published correction appears in Nature. 2013 Aug 8;500(7461):242]. Nature. 2013;497(7447):67-73. doi:10.1038/nature12113 5. Cancer Genome Atlas Research Network. Integrated genomic analyses of ovarian carcinoma[published correction appears in Nature. 2012 Oct 11;490(7419):298]. Nature. 2011;474(7353):609-615 | Next-generation sequencing is performed to determine microsatellite instability (MSI) status and evaluate the presence of a mutation in most coding regions of theAKT1, APC, ARID1A, ARID1B, ATM, ATR, ATRX, BAP1, BARD1, BRAF, BRCA1, BRCA2, BRIP1, CDC42, CDK12, CDKN2A, CTNNB1, DICER1, EIF1AX, EPCAM, , ERBB2, FBXW7, FOXL2, GNAS, KRAS, L1CAM, MED12, MLH1, MSH2, MSH6, NBN, NF2, NRAS, PALB2, PIK3CA, PIK3R1, PMS2, POLE, PPP2R1A, PTEN, RAD51C, RAD51D, RB1, SMARCA2, SMARCA4, SMARCB1, STK11, TP53,andTRAF7genes. SeeTargetedGenesandMethodologyDetails for MayoComplete Gynecological Panelfor details regarding the targeted gene regions identified by this test.(Unpublished Mayo method) A pathology review and macro dissection to enrich for tumor cells is performed prior to slide scraping. | 12 to 20 days | FFPE tissue block: Unused portions of blocks will be returned 10 to 14 days after testing is complete; FFPE tissue/cytology slides: Unused slides are stored indefinitely; Digital images are obtained and stored for all slides used in testing. | This test was developed and its performance characteristics determined by Mayo Clinic in a manner consistent with CLIA requirements. It has not been cleared or approved by the US Food and Drug Administration. | 88381-Microdissection, manual81457 | MayoComplete GYN Panel | 105592-0 | 619630 | Released By | 18771-6
NGHIS | MayoComplete Histiocytic Neoplasms, Next-Generation Sequencing, Varies | Aiding in establishing diagnosis, refining prognosis, and potentially identifying targeted therapies for the optimal management of patients with histiocytic neoplasms | Next-Generation Sequencing (NGS) | Yes | Histiocytic Neoplasms, NGS, V | Varies | Submit only 1 of the following specimens: Specimen Type:Bone marrow aspirate Container/Tube: Preferred:Lavender or pink top (EDTA) or yellow top (ACD) Acceptable:Green top (sodium heparin) Specimen Volume:2 mL Collection Instructions: 1. Invert several times to mix bone marrow. 2. Send bone marrow specimen in original tube.Do not aliquot. 3. Label specimen as bone marrow. Specimen Stability Information:Ambient (preferred) 14 days/Refrigerate Specimen Type:Whole blood Container/Tube: Preferred:Lavender or pink top (EDTA) or yellow top (ACD) Acceptable:Green top (sodium heparin) Specimen Volume:3 mL Collection Instructions: 1. Invert several times to mix blood. 2. Send whole blood specimen in original tube.Do not aliquot. 3. Label specimen as peripheral blood. Specimen Stability Information:Ambient (preferred) 14 days/Refrigerate Specimen Type:Paraffin-embedded tissue Container/Tube:Paraffinblock Collection Instructions: 1. Send 1 representative slide stained with hematoxylin and eosin. 2. Minimum amount of tumor nuclei is 20%. 3. Required amount of tissue area is at least 25 mm(2). 4. Tissue should be fixed in 10% neutral-buffered formalin. Other fixatives are not acceptable. 5. Decalcified specimens (eg, bone marrow core biopsies) are not acceptable. Specimen Stability Information:Ambient Specimen Type:Tissue slide Slides:10 unstained slides Container/Tube:Transport in plastic slide holders. Collection Instructions: 1. Send 10 unstained, nonbaked slides with 5-micron thick sections of tissue and 1 representative slide stained with hematoxylin and eosin. 2. Minimum amount of tumor nuclei is 20%. 3. Required amount of tissue area is at least 25mm(2). 4. Tissue should be fixed in 10% neutral-buffered formalin. Other fixatives are not acceptable. 5. Decalcified specimens (eg, bone marrow core biopsies) are not acceptable. Specimen Stability Information:Ambient Specimen Type:Frozen tissue Container/Tube:Plastic container Specimen Volume:100 mg Collection Instructions:Freeze tissue within 1 hour of collection Specimen Stability Information:Frozen Specimen Type:Body fluid Container/Tube:Sterile container Specimen Volume:5 mL Specimen Stability Information:Refrigerated 14 days/Frozen Specimen Type:Extracted DNA Container/Tube:1.5- to 2-mL tube Specimen Volume:Entire specimen Collection Instructions: 1. Label specimen as extracted DNA and source of specimen 2. Indicate volume and concentration of DNA on label Specimen Stability Information:Frozen (preferred)/Refrigerated/Ambient | Whole blood, bone marrow aspirate, body fluid: 1 mL; Frozen tissue: 50 mg; Extracted DNA: 100 microliters (mcL) at 20 ng/mcL | Histiocytic neoplasms are a diverse group of disorders characterized by the infiltration of neoplastic histiocytes within various tissues. Traditionally classification has been based on histopathology and limited immunohistochemical markers, as well as specific clinical presentations. Distinction between entities can be diagnostically difficult. Recently, genomic profiling by next-generation sequencing has revealed recurrent mutations in several genes that can be used to better subclassify entities in this challenging group of neoplasms. Furthermore, mutations involving the mitogen-activated protein kinase (MAPK) pathway (eg,BRAF,MAP2K1) have potential therapeutic implications for the use of targetedBRAFandMEKinhibitors. | An interpretive report will be provided. | Genomic variants detected by this test will be documented in a detailed laboratory-issued report. This report will contain information regarding the detected alterations and their associations with prognosis or possible therapeutic implications in histiocytic neoplasms. The information in the clinical report may be used by the patient’s clinician to help guide decisions concerning management. Final interpretation ofnext-generation sequencingresults requires correlation with all relevant clinical, pathologic, and laboratory findings and is the responsibility of the managing clinician. | This test is a targeted next-generation sequencing (NGS) panel assay that encompasses 8 genes with variable full exon, partial region (including select intronic or noncoding regions), or hot spot coverage (depending on specific genetic locus). Therefore, this test will not detect other genetic abnormalities in genes or regions outside the specified target areas. The test detects single-base substitutions (ie, point mutations), as well as small insertion or deletion type events. This test is not configured to detect structural genomic rearrangements (ie, translocations), gene fusions, copy number alterations, or large-scale (segmental chromosome region) deletions and other complex genomic changes. This assay does not distinguish between somatic and germline alterations in analyzed gene regions, particularly with variant allele frequencies near approximately 50% or 100%. If nucleotide alterations in genes associated with germline mutation syndromes are present and there is a strong clinical suspicion or family history of malignant disease predisposition, additional genetic testing and appropriate counseling may be indicated. Some apparent mutations classified as variants of undetermined significance may represent rare or low population frequency polymorphisms. Prior treatment for hematologic malignancy could affect the results obtained in this assay. Particularly, a prior allogeneic hematopoietic stem cell transplant may cause difficulties in either resolving somatic or polymorphic alterations or in assigning variant calls correctly to donor and recipient fractions, if pertinent clinical or laboratory information (eg, chimerism engraftment status) is not provided. Inadequate samples (eg, insufficient DNA quantity or quality) will preclude further testing and will be noted in the interpretive report. For formalin-fixed paraffin embedded specimens, NGS testing should not be pursued if the quality of the biopsy specimen is poor (eg, limited sample size, presence of extensive necrosis or fibrosis), or the target tumor cell population is low (<20%). | 1. Swerdlow S, Campo E, Harris NL, et al, eds: WHO Classification of Tumours of Haematopoietic and Lymphoid Tissues. 4th ed. IARC Press; 2017. WHO Classification of Tumours, Vol 2 2. Badalian-Very G, Vergilio JA, Degar BA, et al. Recurrent BRAF mutations in Langerhans cell histiocytosis. Blood. 2010;116(11):1919-1923. doi:10.1182/blood-2010-04-279083 3. Haroche J, Charlotte F, Arnaud L, et al. High prevalence of BRAF V600E mutations in Erdheim-Chester disease but not in other non-Langerhans cell histiocytoses. Blood. 2012;120(13):2700-2703. doi:10.1182/blood-2012-05-430140 4. Diamond EL, Durham BH, Haroche J, et al. Diverse and targetable kinase alterations drive histiocytic neoplasms. Cancer Discov. 2016;6(2):154-165. doi:10.1158/2159-8290.CD-15-0913 5. Durham BH, Lopez Rodrigo E, Picarsic J, et al. Activating mutations in CSF1R and additional receptor tyrosine kinases in histiocytic neoplasms. Nat Med. 2019;25(12):1839-1842. doi:10.1038/s41591-019-0653-6 | This is a target-enriched next-generation sequencing (NGS) panel. DNA is extracted from validated specimen sources including, but not limited to, peripheral blood, bone marrow aspirate, and formalin-fixed paraffin embedded tissues. Library preparation for NGS is performed, followed by probe hybridization and capture. Sequencing of the final sample library is performed on a NGS instrument. Following bioinformatic processing of the sequencing data, the sequencing results are interpreted to provide a final clinical report. Genomic alterations are called according to human genome reference build GRCh37 (hg19).(Unpublished Mayo method) | 16 to 21 days | Bone marrow aspirate/whole blood: 2 weeks; DNA: 3 months; Tissue: 1 month; FFPE tissue: Unused portions of blocks will be returned to the client; Unstained slides/body fluid: Not retained | This test was developed and its performance characteristics determined by Mayo Clinic in a manner consistent with CLIA requirements. It has not been cleared or approved by the US Food and Drug Administration. | 81450 | Histiocytic Neoplasms, NGS, V | 104240-7 | 618534 | Reviewed By | 18771-6
MCKCP | MayoComplete Kidney Cancer Panel, Next-Generation Sequencing, Tumor | Identifying specific mutations to assist in tumor diagnosis/classification Assisting in the clinical management of patients with renal cell carcinoma Assessment of microsatellite instability for immunotherapy decisions | Sequence Capture Next-Generation Sequencing (NGS) | Yes | MayoComplete Kidney Cancer Panel | When this test is ordered, slide review will always be performed at an additional charge. | This assay requires at least 20% tumor nuclei. -Preferred amount of tumor area with sufficient percent tumor nuclei: tissue 216 mm(2) -Minimum amount of tumor area: tissue 36 mm(2) -These amounts are cumulative over up to 10 unstained slides and must have adequate percent tumor nuclei. -Tissue fixation: 10% neutral buffered formalin, not decalcified -For specimen preparation guidance, seeTissue Requirement for Solid Tumor Next-Generation Sequencing. In this document, the sizes are given as 4 mm x 4 mm x 10 slides as preferred: approximate/equivalent to 144 mm(2) and the minimum as 3 mm x 1 mm x 10 slides: approximate/equivalent to 36 mm(2). Preferred: Specimen Type:Tissue block Collection Instructions: Submit a formalin-fixed, paraffin-embedded tissue block with acceptable amount of tumor tissue. Acceptable: Specimen Type:Tissue slide Slides: 1 Stained and 10 unstained Collection Instructions: Submit 1 slide stained with hematoxylin and eosin and 10 unstained, nonbaked slides with 5-micron thick sections of the tumor tissue. Note:The total amount of required tumor nuclei can be obtained by scraping up to 10 slides from the same block. Additional Information: Unused unstained slides will not be returned. Specimen Type:Cytology slide (direct smears or ThinPrep) Slides:1 to 3 Slides Collection Instructions:Submit 1 to 3 slides stained and coverslipped with a preferred total of 5000 nucleated cells, or a minimum of at least 3000 nucleated cells. Note:Glass coverslips are preferred; plastic coverslips are acceptable but will result in longer turnaround times. Additional Information: Cytology slides will not be returned. | See Specimen Required | Molecular genetic profiling is often needed to identify targets amenable to targeted therapies and to minimize treatment costs and therapy-associated risks. Microsatellite instability (MSI) status is an increasingly important biomarker for determining effective immunotherapeutic treatment options for patients with solid tumors. Renal cell carcinoma is being increasingly subtyped based on underlying molecular alterations. Some kidney tumor types are defined by molecular alterations based on the recent World Health Organization classification of tumors.(1) In addition, the identification of pathognomonic alterations may help classify poorly differentiated tumors, and those associated with hereditary predisposition syndromes.It is important to note that this assay does not distinguish between germline and somatic alterations. This test uses formalin-fixed paraffin-embedded tissue or cytology slides to assess for somatic mutations involving the following genes known to be associated with kidney cancer:ATRX, BAP1, BRAF, CDKN2A, FH, FLCN, KRAS, MET, MITF, MLH1, MSH2, MSH6, MTOR, NF2, PBRM1, PMS2, PTEN, RB1, SDHA, SDHB, SDHC, SDHD, SETD2, SMARCB1, ELOC (TCEB1), TERT, TP53, TSC1, TSC2,andVHL, as well as MSI status. The results of this test can be useful for assessing prognosis and guiding treatment of individuals with kidney tumors. These data can also be used to help determine clinical trial eligibility for patients with alterations in genes not amenable to current US Food and Drug Administration-approved targeted therapies. | An interpretive report will be provided. | The interpretation of molecular biomarker analysis includes an overview of the results and the associated diagnostic, prognostic, and therapeutic implications. | This test cannot differentiate between somatic and germline alterations. Additional testing may be necessary to clarify the significance of results if there is a potential hereditary risk. DNA variants of uncertain significance may be identified. A negative result does not rule out the presence of a variant that may be present below the limits of detection of this assay. In a sample with 20% or more tumor content, the analytical sensitivity of this assay for sequence reportable alterations is 5% mutant allele frequency with a minimum coverage of 500X. Point mutations and small deletion-insertion mutations will be detected in theATRX, BAP1, BRAF, CDKN2A, FH, FLCN, KRAS, MET, MITF (exon 9 only), MLH1, MSH2, MSH6, MTOR, NF2, PBRM1, PMS2, PTEN, RB1, SDHA, SDHB, SDHC, SDHD, SETD2, SMARCB1, ELOC (TCEB1), TERT(5’UTR), TP53, TSC1, TSC2, andVHLgenes only. This test may detect single exon deletions but does not detect multi-exon deletions, duplications, or genomic copy number variants (such as chromosome 3p deletions). Variant allele frequency (VAF) is the percentage of sequencing reads supporting a specific variant divided by the total sequencing reads at that position. In somatic testing, VAF should be interpreted in the context of several factors including, but not limited to, tumor purity/heterogeneity/copy number status (ploidy, gains/losses, loss of heterozygosity) and sequencing artifact/misalignment.(2,3) Rare alterations (ie, polymorphisms) may be present that could lead to false-negative or false-positive results. The presence or absence of a variant may not be predictive of response to therapy in all patients. Test results should be interpreted in the context of clinical, tumor sampling, histopathological, and other laboratory data. If results obtained do not match other clinical or laboratory findings, contact the laboratory for discussion. Misinterpretation of results may occur if the information provided is inaccurate or incomplete. Reliable results are dependent on adequate specimen collection and processing. This test has been validated on cytology slides and formalin-fixed, paraffin-embedded tissues; other types of fixatives are discouraged. Improper treatment of tissues, such as decalcification, may cause polymerase chain reaction failure. | 1. WHO Classification of Tumours Editorial Board, eds. Urinary and male genital tumors. 5th ed. World Health Organization; 2022. WHO Classification of Tumours. Vol 8 2. Strom SP. Current practices and guidelines for clinical next-generation sequencing oncology testing. Cancer Biol Med. 2016;13(1):3-11. doi:10.28092/j.issn.2095-3941.2016.0004 3. Spurr L, Li M, Alomran N, et al. Systematic pan-cancer analysis of somatic allele frequency. Sci Rep. 2018;8(1):7735. Published 2018 May 16. doi:10.1038/s41598-018-25462-0 4. Trpkov K, Hes O, Williamson SR, et al: New developments in existing WHO entities and evolving molecular concepts: The Genitourinary Pathology Society (GUPS) update on renal neoplasia. Mod Pathol. 2021;34(7):1392-1424 5. Trpkov K, Williamson SR, Gill AJ, et al. Novel, emerging and provisional renal entities: The Genitourinary Pathology Society (GUPS) update on renal neoplasia. Mod Pathol. 2021;34(6):1167-1184 6. Marcus L, Lemery SJ, Keegan P, Pazdur R: FDA Approval Summary: Pembrolizumab for the treatment of microsatellite instability-high solid tumors. Clin Cancer Res. 2019;25(13):3753-3758 | Next-generation sequencing is performed to determine microsatellite instability (MSI) status and evaluate the presence of a mutation in most coding regions of theATRX, BAP1, BRAF, CDKN2A, FH, FLCN, KRAS, MET, MITF, MLH1, MSH2, MSH6, MTOR, NF2, PBRM1, PMS2, PTEN, RB1, SDHA, SDHB, SDHC, SDHD, SETD2, SMARCB1, ELOC (TCEB1), TERT, TP53, TSC1, TSC2,andVHLgenes. SeeTargeted Genes and Methodology Details for MayoComplete Kidney Cancer Panelfor details regarding the targeted gene regions identified by this test.(Unpublished Mayo method) A pathology review and macro dissection to enrich for tumor cells is performed prior to slide scraping. | 12 to 20 days | FFPE tissue block: Unused portions of blocks will be returned 10 to 14 days after testing is complete; FFPE tissue/cytology slides: Unused slides are stored indefinitely; Digital images are obtained and stored for all slides used in testing | This test was developed and its performance characteristics determined by Mayo Clinic in a manner consistent with CLIA requirements. It has not been cleared or approved by the US Food and Drug Administration. | 88381-Microdissection, manual81457 | MayoComplete Kidney Cancer Panel | 105593-8 | 619603 | Released By | 18771-6
MCLBP | MayoComplete Liquid Biopsy Panel, Next-Generation Sequencing, Cell-Free DNA | As an alternative to invasive tissue biopsies to assist in tumor profiling for diagnosis, predicting prognosis, and identifying targeted therapies for the treatment and management of patients with solid tumors As an alternative to invasive tissue biopsies for assessment of microsatellite instability status | Sequence Capture and Targeted Next-Generation Sequencing (NGS) | No | MayoComplete Liquid Biopsy Panel | Whole blood | Supplies:Streck Black/Tan Top Tube Kit (T715) Container/Tube:Streck Cell-Free DNA (cfDNA) blood collection kit Specimen Volume:Two 10-mL Streck Cell-Free DNA blood collection tubes Additional Information:Only blood collected in Streck Cell-Free DNA BCT tubes will be accepted for analysis. Whole blood will be processed to produce platelet-poor plasma before cfDNA isolation. | One 10-mL Streck tube | Targeted cancer therapies are defined as antibody or small molecule drugs that block the growth and spread of cancer by interfering with specific cell molecules involved in tumor growth and progression. Multiple targeted therapies have been approved by the US Food and Drug Administration for treatment of solid tumor malignancies. Molecular genetic profiling is often needed to identify targets amenable to targeted therapies and to minimize treatment costs and therapy-associated risks. Microsatellite instability status is an increasingly important biomarker for determining effective immunotherapeutic treatment options for patients with solid tumors. In addition to providing therapeutic insight, molecular profiling of tumors often provides prognostic and diagnostic information. Next-generation sequencing is an accurate, cost-effective method to identify variants across numerous genes known to be associated with response or resistance to specific targeted therapies. This test is intended for the use of cell-free DNA to access genetic mutations of somatic tumors without a tissue biopsy. | An interpretive report will be provided. | The interpretation of molecular biomarker analysis includes an overview of the results and the associated diagnostic, prognostic, and therapeutic implications. | Test results should be interpreted in the context of clinical, tumor sampling, histopathological, and other laboratory data. If results obtained do not match other clinical or laboratory findings, contact the laboratory for discussion by calling 800-533-1710. Misinterpretation of results may occur if the information provided is inaccurate or incomplete. Patients with a negative test result may still harbor a genomic alteration. Testing of a tissue specimen for mutations should be considered for patients who have a negative result with this test. This test can be used to report gene amplifications but does not detect deletions. This assay's limit of detection for detected mutations is influenced by the amount of cell-free DNA in the blood. This is a biological variable that cannot be controlled. This test does not differentiate between somatic and germline alterations. Additional testing may be necessary to clarify the significance of results if there is a potential hereditary risk. This test does not differentiate between tumor somatic alterations and CHIP (clonal hematopoiesis of indeterminate potential) mutations. Additional testing may be necessary to clarify the origin of mutations detected. Rare alterations (ie, polymorphisms) may be present that could lead to false negative or false positive results. The presence or absence of a variant or rearrangement may not be predictive of response to therapy in all patients. Disclaimer: The MayoComplete Liquid Biopsy Panel (MCLBP) assay uses next-generation sequencing (NGS) to identify somatic mutations (ie, single nucleotide variants [SNV], deletions-inserts [delins]), gene amplifications, gene fusions, and assess microsatellite instability (MSI) status in patients with solid tumors. The MCLBP assay's performance characteristics were determined by Mayo Clinic in a manner consistent with CLIA requirements. However, gene fusions and MSI status have not been fully validated with clinical samples due to the rarity of such positive samples. Any fusion or MSI-H status detected by MCLBP will be orthogonally confirmed until enough clinical samples are obtained. Confirmational testing will be performed using the TruSight Oncology 500 (TSO 500) ctDNA assay, which includes 523 genes and detects somatic mutations (ie, SNV/delins), gene amplifications, gene fusions, and assess MSI status as well as tumor mutation burden. | 1. Schwaederle M, Husain H, Fanta PT, et al. Use of liquid biopsies in clinical oncology: Pilot experience in 168 patients. Clin Cancer Res. 2016;22(22):5497-5505 2. Kilgour E, Rothwell DG, Brady G, Dive C. Liquid biopsy-based biomarkers of treatment response and resistance. Cancer Cell. 2020;37(4):485-495 3. Leighl NB, Page RD, Raymond VM, et al. Clinical utility of comprehensive cell-free DNA analysis to identify genomic biomarkers in patients with newly diagnosed metastatic non-small cell lung cancer. Clin Cancer Res. 2019;25(15):4691-4700 4. Marcus L, Lemery SJ, Keegan P, Pazdur R. FDA approval summary: Pembrolizumab for the treatment of microsatellite instability-high solid tumors. Clin Cancer Res. 2019;25(13):3753-3758 5. Wan JCM, Massie C, Garcia-Corbacho J, et al. Liquid biopsies come of age: towards implementation of circulating tumour DNA. Nat Rev Cancer. 2017;17(4):223-238 6. Aggarwal C, Thompson JC, Black TA, et al. Clinical implications of plasma-based genotyping with the delivery of personalized therapy in metastatic non-small cell lung cancer. JAMA Oncol. 2019;5(2):173-180 | Blood samples are collected in Streck Cell-Free DNA blood collection tubes, and cell-free DNA (cfDNA) is isolated from double-spun plasma. Next-generation sequencing is performed on the cfDNA using the PGDx Elio Plasma Resolve chemistry.(Package insert: PGDx Elio Plasma Resolve. Person Genome Diagnostics Inc; 2020) SeeTargeted Genes Interrogated by MayoComplete Liquid Biopsy Panelfor details regarding genes interrogated by this test. | 7 to 10 days | Whole blood: 2 weeks (if available); Extracted DNA: 3 months | This test was developed and its performance characteristics determined by Mayo Clinic in a manner consistent with CLIA requirements. It has not been cleared or approved by the US Food and Drug Administration. | 81463 | MayoComplete Liquid Biopsy Panel | 73977-1 | MG143 | Reason for Referral - Cancer Type | 42349-1
MCLNM | MayoComplete Lung Cancer Mutations, Next-Generation Sequencing, Tumor | Diagnosis and management of patients with lung cancer Assessing microsatellite instability | Sequence Capture and Targeted Next-Generation Sequencing (NGS) | Yes | MayoComplete Lung Cancer Mutations | When this test is ordered, slide review will always be performed at an additional charge. | This assay requires at least 20% tumor nuclei. -Preferred amount of tumor area with sufficient percent tumor nuclei: tissue 216 mm(2) -Minimum amount of tumor area: tissue 36 mm(2) -These amounts are cumulative over up to 10 unstained slides and must have adequate percent tumor nuclei. -Tissue fixation: 10% neutral buffered formalin, not decalcified -For specimen preparation guidance, seeTissue Requirement for Solid Tumor Next-Generation Sequencing. In this document, the sizes are given as 4 mm x 4 mm x 10 slides as preferred: approximate/equivalent to 144 mm(2) and the minimum as 3 mm x 1 mm x 10 slides: approximate/equivalent to 36 mm(2). Preferred: Specimen Type:Tissue block Collection Instructions: Submit a formalin-fixed, paraffin-embedded tissue block with acceptable amount of tumor tissue. Acceptable: Specimen Type:Tissue slides Slides: 1 Stained and 10 unstained Collection Instructions: Submit 1 slide stained with hematoxylin and eosin and 10 unstained, nonbaked slides wit 5-micron thick sections of the tumor tissue. Note:The total amount of required tumor nuclei can be obtained by scraping up to 10 slides from the same block Additional Information: Unused unstained slides will not be returned. Specimen Type:Cytology slides (direct smears or ThinPrep) Slides:1 to 3 Slides Collection Instructions:Submit 1 to 3 slides stained and coverslipped with a preferred total of 5000 nucleated cells, or a minimum of at least 3000 nucleated cells. Note:Glass coverslips are preferred; plastic coverslips are acceptable but will result in longer turnaround times. Additional Information: Cytology slides will not be returned. | See Specimen Required | Targeted cancer therapies are defined as antibody or small molecule drugs that block the growth and spread of cancer by interfering with specific cell molecules involved in tumor growth and progression. Multiple targeted therapies have been approved by the US Food and Drug Administration for treatment of specific cancers. Molecular genetic profiling is often needed to identify targets amenable to targeted therapies and to minimize treatment costs and therapy-associated risks. Microsatellite instability status is an increasingly important biomarker for determining effective immunotherapeutic treatment options for patients with solid tumors. Next-generation sequencing has recently emerged as an accurate, cost-effective method to identify mutations across numerous genes known to be associated with response or resistance to specific targeted therapies. This test is a single assay that uses formalin-fixed paraffin-embedded tissue to assess for common mutations in the following genes known to be associated with lung cancer:ALK, BRAF, EGFR, ERBB2, HRAS, KRAS, MDM2, MET, NRAS, RET, ROS1,andSTK11. The results of this test can be useful for assessing prognosis and guiding treatment of individuals with lung cancer. Current data suggests that: -The efficacy of EGFR-targeted therapies in patients with non-small cell lung cancer is limited to tumors with mutations in theEGFRgene -Metastatic non-small cell lung cancer withBRAF V600Emutations may be sensitive to targeted therapy -Metastatic non-small cell lung cancer withKRAS G12Cmutations may be sensitive to targeted therapy -Advanced or metastatic non-small cell lung cancer withMETexon 14 skipping mutations may be sensitive to MET inhibitors | An interpretive report will be provided. | The interpretation of molecular biomarker analysis includes an overview of the results and the associated diagnostic, prognostic, and therapeutic implications. | This test cannot differentiate between somatic and germline alterations. Additional testing may be necessary to clarify the significance of results if there is a potential hereditary risk. DNA variants of uncertain significance may be identified. A negative result does not rule out the presence of a variant that may be present below the limits of detection of this assay. The analytical sensitivity of this assay for sequence reportable alterations is 5% mutant allele frequency with a minimum coverage of 500X in a sample with 20% or more tumor content. Point mutations and small deletion-insertion mutations will be detected in theALK, BRAF, EGFR, ERBB2, HRAS, KRAS, MDM2, MET, NRAS, RET, ROS1,andSTK11genes only. This test may detect single exon deletions but does not detect multiexon deletions, duplications, or genomic copy number variants. Variant allele frequency (VAF) is the percentage of sequencing reads supporting a specific variant divided by the total sequencing reads at that position. In somatic testing, VAF should be interpreted in the context of several factors including, but not limited to, tumor purity/heterogeneity/copy number status (ploidy, gains/losses, loss of heterozygosity) and sequencing artifact/misalignment.(1,2) Rare polymorphisms may be present that could lead to false-negative or false-positive results. The presence or absence of a variant may not be predictive of response to therapy in all patients. Test results should be interpreted in the context of clinical, tumor sampling, histopathological, and other laboratory data. If results obtained do not match other clinical or laboratory findings, contact the laboratory for discussion. Misinterpretation of results may occur if the information provided is inaccurate or incomplete. Reliable results are dependent on adequate specimen collection and processing. This test has been validated on cytology slides and formalin-fixed, paraffin-embedded tissues; other types of fixatives are discouraged. Improper treatment of tissues, such as decalcification, may cause polymerase chain reaction failure. | 1. Strom SP. Current practices and guidelines for clinical next-generation sequencing oncology testing. Cancer Biol Med. 2016;13(1):3-11. doi:10.28092/j.issn.2095-3941.2016.0004 2. Spurr L, Li M, Alomran N, et al. Systematic pan-cancer analysis of somatic allele frequency. Sci Rep. 2018;8(1):7735. Published 2018 May 16. doi:10.1038/s41598-018-25462-0 3. U.S. Food and Drug Administration (FDA). Table of Pharmacogenomic Biomarkers in Drug Labeling. FDA; Updated August 11, 2022, Accessed July 31, 2023. Available at: www.fda.gov/drugs/science-and-research-drugs/table-pharmacogenomic-biomarkers-drug-labeling 4. Sharma SV, Bell DW, Settleman J, Haber DA. Epidermal growth factor receptor mutations in lung cancer. Nat Rev Cancer. 2007;7(3):169-181 5. Mok TS. Personalized medicine in lung cancer: What we need to know. Nat Rev Clin Oncol. 2011;8(11):661-668 6. Cheng L, Alexander RE, Maclennan GT, et al, Molecular pathology of lung cancer: key to personalized medicine. Mod Path. 2012;25(3):347-369 7. Shigematsu H, Gazdar AF. Somatic mutations of epidermal growth factor receptor signaling pathway in lung cancers. 2006;118(2):257-262 8. Gao G, Ren S, Li A, et al. Epidermal growth factor receptor-tyrosine kinase inhibitor therapy is effective as first-line treatment of advanced non-small-cell lung cancer with mutated EGFR: A meta-analysis from six phase III randomized controlled trials. Int J Cancer. 2012;131(5):E822-829.doi:10.1002/ijc.27396 9. Eberhard DA, Johnson BE, Amler LC, et al. Mutations in the epidermal growth factor receptor and in KRAS are predictive and prognostic indicators in patients with non-small-cell lung cancer treated with chemotherapy alone and in combination with erlotinib. J Clin Oncol. 2005;23(25):5900-5909 10. Frampton GM, Ali SM, Rosenzweig M, et al. Activation of MET via diverse exon 14 splicing alterations occurs in multiple tumor types and confers clinical sensitivity to MET Inhibitors. Cancer Discov. 2015;5(8):850-859.doi:10.1158/2159-8290 11. Marcus L, Lemery SJ, Keegan P, Pazdur R: FDA Approval Summary: Pembrolizumab for the treatment of microsatellite instability-high solid tumors. Clin Cancer Res. 2019;25(13):3753-3758. doi:10.1158/1078-0432.CCR-18-4070 12.Clay R, Kipp BR, Jenkins S, et al. Computer-aided nodule assessment and risk yield (CANARY) may facilitate non-invasive prediction of EGFR mutation status in lung adenocarcinomas. Sci Rep. 2017;7(1):17620. doi:10.1038/s41598-017-17659-6 | Next-generation sequencing is performed to determine microsatellite instability status and evaluate the presence of a mutation in all coding regions of theALK, BRAF, EGFR, ERBB2, HRAS, KRAS, MDM2, MET(including exon 14 skipping), NRAS, RET, ROS1,andSTK11genes.SeeTargetedGenesandMethodologyDetails for MayoComplete Lung Cancer Mutationsfor details regarding the targeted gene regions evaluated by this test.(Unpublished Mayo method) A pathology review and macro dissection to enrich for tumor cells is performed prior to slide scraping | 12 to 20 days | FFPE tissue block: Unused portions of blocks will be returned within 10-14 days after testing is complete; FFPE tissue/cytology slides: Unused tissue slides are stored indefinitely; Digital images are obtained and stored for all slides used in testing. | This test was developed and its performance characteristics determined by Mayo Clinic in a manner consistent with CLIA requirements. It has not been cleared or approved by the US Food and Drug Administration. | 88381–Microdissection, manual81457 | MayoComplete Lung Cancer Mutations | 102042-9 | 617848 | Released By | 18771-6
MCLNG | MayoComplete Lung Cancer-Targeted Gene Panel with Rearrangement, Tumor | Diagnosis and management of patients with lung cancer Assessing microsatellite instability | Sequence Capture and Targeted Next-Generation Sequencing (NGS)/Polymerase Chain Reaction (PCR) | Yes | MayoComplete Lung Cancer Panel | When this test is ordered, slide review will always be performed at an additional charge. | This assay requires at least 20% tumor nuclei. -Preferred amount of tumor area with sufficient percent tumor nuclei: tissue 360 mm(2) -Minimum amount of tumor area: tissue 72 mm(2) -These amounts are cumulative over up to 15 unstained slides and must have adequate percent tumor nuclei. -Tissue fixation: 10% neutral buffered formalin, not decalcified -For specimen preparation guidance, seeTissue Requirements for Solid Tumor Next-Generation Sequencing. In this document, the sizes are given as 4 mm x 4 mm x 10 slides as preferred: approximate/equivalent to 144 mm(2) and the minimum as 3 mm x 1 mm x 10 slides: approximate/equivalent to 36mm(2) Preferred: Specimen Type:Tissue block Collection Instructions: Submit a formalin-fixed, paraffin-embedded tissue block with acceptable amount of tumor tissue. Acceptable: Specimen Type:Tissue slides Slides: 1 Stained and 15 unstained Collection Instructions: Submit 1 slide stained with hematoxylin and eosin and 15 unstained, nonbaked slides wit 5-micron thick sections of the tumor tissue. Note:The total amount of required tumor nuclei can be obtained by scraping up to 15 slides from the same block. Additional Information: Unused unstained slides will not be returned. Specimen Type:Cytology slides (direct smears or ThinPrep) Slides:2 to 4 Slides Collection Instructions:Submit 2 to 4 slides stained and coverslipped with a preferred total of 10,000 nucleated cells, or a minimum of at least 3000 nucleated cells. Note:Glass coverslips are preferred; plastic coverslips are acceptable but will result in longer turnaround times. Additional Information: Cytology slides will not be returned. | See Specimen Required | Targeted cancer therapies are defined as antibody or small molecule drugs that block the growth and spread of cancer by interfering with specific cell molecules involved in tumor growth and progression. Multiple targeted therapies have been approved by the US Food and Drug Administration (FDA) for treatment of specific cancers. Molecular genetic profiling is often needed to identify targets amenable to targeted therapies and to minimize treatment costs and therapy-associated risks. Microsatellite instability status is an increasingly important biomarker for determining effective immunotherapeutic treatment options for patients with solid tumors. This test uses formalin-fixed paraffin-embedded tissue or cytology slides to assess for somatic mutations within theALK, BRAF, EGFR, ERBB2, HRAS, KRAS, MDM2, MET, NRAS, RET, ROS1,andSTK11genes; identifies gene fusions involvingALK, ROS1, RET, NTRK1, NTRK2,andNTRK3genes by specific rearrangements (fusions) within theALK, ROS1, andRETgenes; and expression imbalance for theALK, ROS1, RET, NTRK1, NTRK2,andNTRK3genes, as well asMETexon 14 skipping alterations. The results of this test can be useful for assessing prognosis and guiding treatment of individuals with lung tumors. These data can also be used to help determine clinical trial eligibility for patients with alterations in genes not amenable to current FDA-approved targeted therapies. Current data suggests that: -The efficacy of EGFR-targeted therapies in patients with non-small cell lung cancer is limited to tumors with mutations in theEGFRgene -Metastatic non-small cell lung cancer withBRAF V600Emutations may be sensitive to targeted therapy -Metastatic non-small cell lung cancer withKRAS G12Cmutations may be sensitive to targeted therapy -Advanced or metastatic non-small cell lung cancer withMETexon 14 skipping mutations may be sensitive to MET inhibitors -Lung carcinomas withALKrearrangements may be sensitive to ALK inhibitors -Lung carcinomas withROS1rearrangements may be sensitive to ROS1 inhibitors -Lung carcinomas withRETrearrangements may be sensitive to RET inhibitors -Solid tumors withNTRKrearrangements may be sensitive to multikinase inhibitors | An interpretive report will be provided. | The interpretation of molecular biomarker analysis includes an overview of the results and the associated diagnostic, prognostic, and therapeutic implications. | This test cannot differentiate between somatic and germline alterations. Additional testing may be necessary to clarify the significance of results if there is a potential hereditary risk. DNA variants of uncertain significance may be identified. A negative result does not rule out the presence of a variant or fusion that may be present below the limits of detection of this assay. The analytical sensitivity of this assay for sequence reportable alterations is 5% mutant allele frequency with a minimum coverage of 500X in a sample with 20% or more tumor content. Point mutations and small insertion/deletion mutations will be detected in theALK,BRAF,EGFR,ERBB2,HRAS,KRAS,MDM1,MET,NRAS,RET,ROS1, andSTK11genes only. This test may detect single exon deletions but does not detect multi-exon deletions, duplications, or genomic copy number variants. This test does not detect point mutations, insertion/deletion mutations, large single or multi-exon deletions or duplications, or genomic copy number variants for theNTRK1,NTRK2, andNTRK3genes. Variant allele frequency (VAF) is the percentage of sequencing reads supporting a specific variant divided by the total sequencing reads at that position. In somatic testing, VAF should be interpreted in the context of several factors including, but not limited to, tumor purity/heterogeneity/copy number status (ploidy, gains/losses, loss of heterozygosity) and sequencing artifact/misalignment.(1,2) Gene fusions (rearrangements) and expression imbalance will be detected when involving theALK,ROS1,RET,NTRK1,NTRK2, andNTRK3genes only. Rare polymorphisms may be present that could lead to false-negative or false-positive results. The presence or absence of a variant may not be predictive of response to therapy in all patients. Test results should be interpreted in the context of clinical, tumor sampling, histopathological, and other laboratory data. If results obtained do not match other clinical or laboratory findings, contact the laboratory for discussion. Misinterpretation of results may occur if the information provided is inaccurate or incomplete. Reliable results are dependent on adequate specimen collection and processing. This test has been validated on cytology slides and formalin-fixed, paraffin-embedded tissues; other types of fixatives are discouraged. Improper treatment of tissues, such as decalcification, may causepolymerase chain reactionfailure. | 1. Strom SP. Current practices and guidelines for clinical next-generation sequencing oncology testing. Cancer Biol Med. 2016;13(1):3-11. doi:10.28092/j.issn.2095-3941.2016.0004 2. Spurr L, Li M, Alomran N, et al. Systematic pan-cancer analysis of somatic allele frequency. Sci Rep. 2018;8(1):7735. Published 2018 May 16. doi:10.1038/s41598-018-25462-0 3. US Food and Drug Administration (FDA). Table of Pharmacogenomic Biomarkers in Drug Labeling. Updated August 11, 2022, Accessed July 31, 2023. Available at www.fda.gov/drugs/science-and-research-drugs/table-pharmacogenomic-biomarkers-drug-labeling 4. Sharma SV, Bell DW, Settleman J, Haber DA. Epidermal growth factor receptor mutations in lung cancer. Nat Rev Cancer. 2007;7(3):169-181 5. Mok TS: Personalized medicine in lung cancer: What we need to know. Nat Rev Clin Oncol. 2011 Aug 23;8:661-668 6. Cheng L, Alexander RE, Maclennan GT, et al. Molecular pathology of lung cancer: key to personalized medicine. Mod Path. 2012;25(3):346-369 7. Shigematsu H, Gazdar AF. Somatic mutations of epidermal growth factor receptor signaling pathway in lung cancers. Int J Cancer. 2006;118(2):257-262 8. Gao G, Ren S, Li A, et al. Epidermal growth factor receptor tyrosine kinase inhibitor therapy is effective as first-line treatment of advanced non-small-cell lung cancer with mutated EGFR: A meta-analysis from six phase III randomized controlled trials. Int J Cancer. 2012;131(5):E822-829. doi:10.1002/ijc.27396 9. Eberhard DA, Johnson BE, Amler LC, et al. Mutations in the epidermal growth factor receptor and in KRAS are predictive and prognostic indicators in patients with non-small-cell lung cancer treated with chemotherapy alone and in combination with erlotinib. J Clin Oncol. 2005;23(25):5900-5909 10. Frampton GM, Ali SM, Rosenzweig M, et al. Activation of MET via diverse exon 14 splicing alterations occurs in multiple tumor types and confers clinical sensitivity to MET inhibitors. Cancer Discov. 2015;5(8):850-859 11. Marcus L, Lemery SJ, Keegan P, Pazdur R. FDA Approval Summary: Pembrolizumab for the treatment of microsatellite instability-high solid tumors. Clin Cancer Res. 2019;25(13):3753-3758. doi:10.1158/1078-0432.CCR-18-4070 12. Shaw AT, Kim DW, Nakagawa K, et al. Crizotinib versus chemotherapy in advanced ALK-positive lung cancer. N Engl J Med. 2013;368(25):2385-94. doi:10.1056/NEJMoa1214886 13. Sehgal K, Patell R, Rangachari D, Costa DB. Targeting ROS1 rearrangements in non-small cell lung cancer with crizotinib and other kinase inhibitors. Transl Cancer Res. 2018;7(Suppl 7):S779-S86. doi:10.21037/tcr.2018.08.11 14. Drilon A, Oxnard GR, Tan DSW, et al. Efficacy of Selpercatinib in RET fusion-positive non-small-cell lung cancer. N Engl J Med. 2020;383(9):813-24. doi:10.1056/NEJMoa2005653 15. Vaishnavi A, Capelletti M, Le AT, et al. Oncogenic and drug-sensitive NTRK1 rearrangements in lung cancer.Nat Med. 2013;19(11):1469-1472 16. Cocco E, Scaltriti M, Drilon A. NTRK fusion-positive cancers and TRK inhibitor therapy. Nat Rev Clin Oncol. 2018;15(12):731-747 doi:10.1038/s41571-018-0113-0 17.Clay R, Kipp BR, Jenkins S, et al. Computer-aided nodule assessment and risk yield (CANARY) may facilitate non-invasive prediction of EGFR mutation status in lung adenocarcinomas. Sci Rep. 2017;7(1):17620. doi:10.1038/s41598-017-17659-6 | Next-generation sequencing is performed to determine microsatellite instability (MSI) status and evaluate the presence of a mutation in all coding regions of theALK, BRAF, EGFR, ERBB2, HRAS, KRAS, MDM2, MET, NRAS, RET, ROS1andSTK11genes. Qualitative detection using the Idylla GeneFusion Assay is performed to detect rearrangements (fusions) within theALK, ROS1andRETgenes,METexon 14 skipping, and expression imbalance forALK, ROS1, RET, NTRK1, NTRK2andNTRK3genes. SeeTargetedGenesandMethodologyDetails for MayoComplete Lung Cancer Panelfor details regarding the targeted gene regions evaluated by this test.(Unpublished Mayo method) A pathology review and macro dissection to enrich for tumor cells is performed prior to slide scraping. | 12 to 20 days | FFPE tissue block: Unused portions of blocks will be returned within 10-14 days after testing is complete; FFPE tissue/cytology slides: Unused tissue slides are stored indefinitely; Digital images are obtained and stored for all slides used in testing. | This test was developed and its performance characteristics determined by Mayo Clinic in a manner consistent with CLIA requirements. It has not been cleared or approved by the US Food and Drug Administration. | 88381-Microdissection, manual81457 | MayoComplete Lung Cancer Panel | 101378-8 | 617840 | Released By | 18771-6
MCLNR | MayoComplete Lung Rearrangements, Rapid Test, Tumor | Identifying lung tumors that may respond to targeted therapies by simultaneously assessing multiple genes involved in rearrangements resulting in fusion transcripts Diagnosing and managing patients with lung cancer | Polymerase Chain Reaction (PCR) | Yes | MayoComplete Lung Rearrangements | When this test is ordered, slide review will always be performed at an additional charge. | This assay requires at least 10% tumor nuclei. -Preferred amount of tumor area with sufficient percent tumor nuclei: tissue 36 mm(2) -Minimum amount of tumor area: tissue 18 mm(2) -These amounts are cumulative over up to 10 unstained slides and must have adequate percent tumor nuclei. -Tissue fixation: 10% neutral buffered formalin, not decalcified Preferred: Specimen Type:Tissue block and cell block Collection Instructions:Submit a formalin-fixed, paraffin-embedded tissue block or cell block with acceptable amount of tumor tissue. Acceptable Specimen Type:Tissue slides Slides:1 Stained and 5 unstained Collection Instructions:Submit 1 slide stained with hematoxylin and eosin and 5 unstained, nonbaked slides wit 5-micron thick sections of the tumor tissue. Note:The total amount of required tumor nuclei can be obtained by scraping up to 5 slides from the same block. Additional Information:Unused unstained slides will not be returned. Specimen Type:Cytology slides (direct smears) Slides:1 to 3 Slides for smears Collection Instructions:Submit 1 to 3 slides unstained or stained with Diff Quik or Pap and coverslipped with a preferred total of 5000 nucleated cells or a minimum of at least 3000 nucleated cells. Note:Glass coverslips are preferred; plastic coverslips are acceptable but will result in longer turnaround times. Additional Information:Cytology slides used in testing will have everything scraped and not be returned. | See Specimen Required | Targeted cancer therapies are defined as antibody or small molecule drugs that block the growth and spread of cancer by interfering with specific cell molecules involved in tumor growth and progression. Multiple targeted therapies have been approved by the US Food and Drug Administration for treatment of specific cancers. Molecular genetic profiling is often needed to identify targets amenable to targeted therapies and to minimize treatment costs and therapy-associated risks. Fusions involving theNTRK1,NTRK2, orNTRK3genes (ie,NTRKgene fusions) form through intra- and interchromosomal rearrangements.NTRKgene fusions lead to activation of downstreamMAPK,PIK, andSTAT3signaling pathways and act as oncogenic drivers of multiple types of pediatric and adult solid tumors. In solid tumors, the presence of anNTRKgene fusion is a biomarker for response to tropomyosin receptor kinase inhibitor therapy. Lung cancers harboringALKrearrangements are resistant to epidermal growth factor receptor tyrosine kinase inhibitors but may be highly sensitive to ALK inhibitors, like Xalkori (crizotinib). The drug Xalkori works by blocking certain kinases, including those produced by the abnormalALKgene. Clinical studies have demonstrated that Xalkori treatment of patients with tumors exhibitingALKrearrangements can halt tumor progression or result in tumor regression. RETrearrangements occur in approximately 2.5% to 10% of sporadic papillary thyroid cancer(1) and 1% to 3% of non-small cell lung cancer. The most prevalent fusions areKIF5Bexon 15 -RETexon 12 and KIF5B exon 16 -RETexon 12, which represent over 75% ofRETfusions. ROS1(c-ros oncogene 1), originally described in glioblastomas, has been identified as a potential relevant therapeutic target in lung adenocarcinoma. Crizotinib has shown in vitro activity and early evidence of clinical activity inROS1-rearranged tumors. Many cases ofMETex14alterations are found in lung adenocarcinomas, these events have a much higher incidence in pulmonary sarcomatoid carcinomas. Approximately 20% to 30% of sarcomatoid carcinomas harborMETex14alterations. | An interpretive report will be provided. | The interpretation of molecular biomarker analysis includes an overview of the results and the associated diagnostic, prognostic, and therapeutic implications. | This test cannot differentiate between somatic and germline alterations. Additional testing may be necessary to clarify the significance of results if there is a potential hereditary risk. A negative result does not rule out the presence of a rearrangement (fusion) that may be present but below the limits of detection of this assay. Gene fusions (rearrangements) and expression imbalance involving theALK, ROS1, RET, NTRK1, NTRK2, andNTRK3genes only will be detected. This test does not detect point mutations, deletion-insertion mutations, large single or multiexon deletions or duplications, or genomic copy number variants in any of the genes tested. Rare alterations (ie, polymorphisms) may be present that could lead to false-negative or false-positive results. The presence or absence of a variant may not be predictive of response to therapy in all patients. Test results should be interpreted in the context of clinical findings, tumor sampling, and other laboratory data. If results obtained do not match other clinical or laboratory findings, contact the laboratory for updated interpretation. Misinterpretation of results may occur if the information provided is inaccurate or incomplete. Reliable results are dependent on adequate specimen collection and processing. This test has been validated on cytology slides and formalin-fixed, paraffin-embedded tissues; other types of fixatives are discouraged. Improper treatment of tissues, such as decalcification, may cause polymerase chain reaction failure. | 1. Vaishnavi A, Capelletti M, Le AT, et al: Oncogenic and drug-sensitive NTRK1 rearrangements in lung cancer.Nat Med. 2013 Nov;19(11):1469-1472 2. US Food and Drug Administration (FDA): Table of Pharmacogenomic Biomarkers in Drug Labeling. FDA; Updated August 11, 2022, Accessed February 3, 2023. Available at www.fda.gov/drugs/science-and-research-drugs/table-pharmacogenomic-biomarkers-drug-labeling 3.Shaw AT, Kim DW, Nakagawa K, Seto T, Crino L, Ahn MJ, et al. Crizotinib versus chemotherapy in advanced ALK-positive lung cancer. N Engl J Med. 2013;368(25):2385-94. doi: 10.1056/NEJMoa1214886 4.Sehgal K, Patell R, Rangachari D, Costa DB. Targeting ROS1 rearrangements in non-small cell lung cancer with crizotinib and other kinase inhibitors. Transl Cancer Res. 2018;7(Suppl 7):S779-S86. doi: 10.21037/tcr.2018.08.11 5.Drilon A, Oxnard GR, Tan DSW, Loong HHF, Johnson M, Gainor J, et al. Efficacy of Selpercatinib in RET fusion-positive non-small-cell lung cancer. N Engl J Med. 2020;383(9):813-24. doi: 10.1056/NEJMoa2005653 6. Cocco E, Scaltriti M, Drilon A: NTRK fusion-positive cancers and TRK inhibitor therapy. Nat Rev Clin Oncol 2018 Dec;15(12):731-747. doi: 10.1038/s41571-018-0113-0 7.Frampton GM, Ali SM, Rosenzweig M, Chmielecki J, Lu X, Bauer TM, et al. Activation of MET via diverse exon 14 splicing alterations occurs in multiple tumor types and confers clinical sensitivity to MET inhibitors. Cancer Discov. 2015;5(8):850-9. doi: 10.1158/2159-8290.CD-15-0285 | Qualitative detection using the Idylla GeneFusion Assay is performed to detect rearrangements (fusions) within theALK, ROS1andRETgenes,METexon 14 skipping, and expression imbalance forALK, ROS1, RET, NTRK1, NTRK2andNTRK3genes.SeeTargeted Genes and Methodology Details for MayoComplete Lung Rearrangementsfor details regarding the targeted gene regions evaluated by this test.(Unpublished Mayo method) A pathology review and macro dissection to enrich for tumor cells are performed prior to slide scraping. | 4 to 8 days | FFPE tissue block: Unused portions of blocks will be returned within 10 to 14 days after testing is complete; FFPE tissue/cytology slides: Unused tissue slides are stored indefinitely; Digital images are obtained and stored for all slides used in testing | This test was developed and its performance characteristics determined by Mayo Clinic in a manner consistent with CLIA requirements. It has not been cleared or approved by the US Food and Drug Administration. | 81449 | MayoComplete Lung Rearrangements | 73977-1 | 618287 | Released By | 18771-6
MCMLN | MayoComplete Melanoma Panel, Next-Generation Sequencing, Tumor | Determining if patients will respond to targeted therapy Assessing microsatellite instability for immunotherapy decisions | Sequence Capture and Targeted Next-Generation Sequencing (NGS) | Yes | MayoComplete Melanoma Panel | When this test is ordered, slide review will always be performed at an additional charge. | This assay requires at least 20% tumor nuclei. -Preferred amount of tumor area with sufficient percent tumor nuclei: tissue 216 mm(2) -Minimum amount of tumor area: tissue 36 mm(2) -These amounts are cumulative over up to 10 unstained slides and must have adequate percent tumor nuclei -Tissue fixation: 10% neutral buffered formalin, not decalcified -For specimen preparation guidance, seeTissue Requirements for Solid Tumor Next-Generation Sequencing. In this document, the sizes are given as 4 mm x 4 mm x 10 slides as preferred: approximate/equivalent to 144 mm(2) and the minimum as 3 mm x 1 mm x 10 slides: approximate/equivalent to 36 mm(2). Preferred: Specimen Type:Tissue block Collection Instructions: Submit a formalin-fixed, paraffin-embedded tissue block with acceptable amount of tumor tissue. Acceptable: Specimen Type:Tissue slides Slides: 1 Stained and 10 unstained Collection Instructions: Submit 1 slide stained with hematoxylin and eosin and 10 unstained, nonbaked slides with 5-micron thick sections of the tumor tissue. Note:The total amount of required tumor nuclei can be obtained by scraping up to 10 slides from the same block. Additional Information: Unused unstained slides will not be returned. Specimen Type:Cytology slides (direct smears or ThinPrep) Slides:1 to 3 Slides Collection Instructions:Submit 1 to 3 slides stained and coverslipped with a preferred total of 5000 nucleated cells, or a minimum of at least 3000 nucleated cells. Note:Glass coverslips are preferred; plastic coverslips are acceptable but will result in longer turnaround times. Additional Information: Cytology slides will not be returned | See Specimen Required | Targeted cancer therapies are defined as antibody or small molecule drugs that block the growth and spread of cancer by interfering with specific cell molecules involved in tumor growth and progression. Multiple targeted therapies have been approved by the US Food and Drug Administration for treatment of specific cancers. Molecular genetic profiling is often needed to identify targets amenable to targeted therapies and to minimize treatment costs and therapy-associated risks. Microsatellite instability status is an important biomarker for determining effective immunotherapeutic treatment options for patients with solid tumors. Next-generation sequencing has recently emerged as an accurate, cost-effective method to identify mutations across numerous genes known to be associated with response or resistance to specific targeted therapies. This test is a single assay that uses formalin-fixed paraffin-embedded tissue or cytology specimens to assess for common mutations in the following genes known to be associated with melanoma:BAP1, BRAF, CDKN2A, CTNNB1, EIF1AX, GNA11, GNAQ, HRAS, KIT, KRAS, MAP2K1, MAP2K2, NF1, NRAS, SF3B1, TERTpromoter, andTP53.The results of this test can be useful for assessing prognosis and guiding treatment of individuals with melanoma. | An interpretive report will be provided. | The interpretation of molecular biomarker analysis includes an overview of the results and the associated diagnostic, prognostic, and therapeutic implications. | This test cannot differentiate between somatic and germline alterations. Additional testing may be necessary to clarify the significance of results if there is a potential hereditary risk. DNA variants of uncertain significance may be identified. A negative result does not rule out the presence of a variant that may be present below the limits of detection of this assay. The analytical sensitivity of this assay for sequence reportable alterations is 5% mutant allele frequency with a minimum coverage of 500X in a sample with 20% or more tumor content. Point mutations and small deletion-insertion mutations will be detected in theBAP1, BRAF, CDKN2A, CTNNB1, EIF1AX, GNA11, GNAQ, HRAS, KIT, KRAS, MAP2K1, MAP2K2, NF1, NRAS, SF3B1, TERTpromoter, andTP53genes. This test may detect single exon deletions but does not detect multiexon deletions, duplications, or genomic copy number variants. Variant allele frequency (VAF) is the percentage of sequencing reads supporting a specific variant divided by the total sequencing reads at that position. In somatic testing, VAF should be interpreted in the context of several factors including, but not limited to, tumor purity/heterogeneity/copy number status (ploidy, gains/losses, loss of heterozygosity) and sequencing artifact/misalignment. (1,2) Rare polymorphisms may be present that could lead to false-negative or false-positive results. The presence or absence of a variant may not be predictive of response to therapy in all patients. Test results should be interpreted in the context of clinical, tumor sampling, histopathological, and other laboratory data. If results obtained do not match other clinical or laboratory findings, contact the laboratory for discussion. Misinterpretation of results may occur if the information provided is inaccurate or incomplete. Reliable results are dependent on adequate specimen collection and processing. This test has been validated on cytology slides and formalin-fixed, paraffin-embedded tissues; other types of fixatives are discouraged. Improper treatment of tissues, such as decalcification, may cause polymerase chain reaction failure. | 1. Strom SP. Current practices and guidelines for clinical next-generation sequencing oncology testing. Cancer Biol Med. 2016;13(1):3-11. doi:10.28092/j.issn.2095-3941.2016.0004 2. Spurr L, Li M, Alomran N, et al. Systematic pan-cancer analysis of somatic allele frequency. Sci Rep. 2018;8(1):7735. Published 2018 May 16. doi:10.1038/s41598-018-25462-0 3. US Food and Drug Administration (FDA): Table of Pharmacogenomic Biomarkers in Drug Labeling. FDA; Updated August 11, 2022, Accessed July 31, 2023. Available at www.fda.gov/drugs/science-and-research-drugs/table-pharmacogenomic-biomarkers-drug-labeling 4. Guo W, Wang H, Li Chunying. Signal pathways of melanoma and targeted therapy. Signal Transduct Target Ther. 2021:6(1):424 5. Marcus L, Lemery SJ, Keegan P, Pazdur R. FDA approval summary: Pembrolizumab for the treatment of microsatellite instability-high solid tumors. Clin Cancer Res. 2019;25(13):3753-3758. doi:10.1158/1078-0432.CCR-18-4070 6. Seedor RS, Orloff M, Sato T. Genetic landscape and emerging therapies in uveal melanoma, Cancers (Basel). 2021;13(21):5503 | Next-generation sequencing is performed to determine microsatellite instability status and evaluate the presence of a mutation in targeted regions of theBAP1, BRAF, CDKN2A, CTNNB1, EIF1AX, GNA11, GNAQ, HRAS, KIT, KRAS, MAP2K1, MAP2K2, NF1, NRAS, SF3B1, TERT-promoter, andTP53genes. SeeTargeted Genes and Methodology Details for MayoComplete Melanoma Panelfor details regarding the targeted gene regions evaluated by this test.(Unpublished Mayo method) A pathology review and macro dissection to enrich for tumor cells are performed prior to slide scraping. | 12 to 20 days | FFPE tissue block: Unused portions of blocks will be returned within 10 to 14 days after testing is complete; FFPE tissue/cytology slides: Unused tissue slides are stored indefinitely; Digital images are obtained and stored for all slides used in testing. | This test was developed and its performance characteristics determined by Mayo Clinic in a manner consistent with CLIA requirements. It has not been cleared or approved by the US Food and Drug Administration. | 88381-Microdissection, manual81457 | MayoComplete Melanoma Panel | 73977-1 | 617888 | Released By | 18771-6
NGSHM | MayoComplete Myeloid Neoplasms, Comprehensive OncoHeme Next-Generation Sequencing, Varies | Evaluation of known or suspected hematologic neoplasms, specifically of myeloid origin (eg, acute myeloid leukemia, myelodysplastic syndrome, myeloproliferative neoplasm, myelodysplastic/myeloproliferative neoplasm, unexplained cytopenias) at the time of diagnosis or possibly disease relapse Aiding in determining diagnostic classification Providing prognostic or therapeutic information for helping guide clinical management Evaluating patients with suspected VEXAS (vacuoles, E1 enzyme, X-linked, autoinflammatory, somatic) syndrome Determining the presence of new clinically important gene mutation changes at relapse | Next-Generation Sequencing (NGS) | Yes | Myeloid Neoplasms, NGS, V | For more information see: | Submit only 1 of the following specimens: Preferred Specimen Type: Bone marrow aspirate Container/Tube: Preferred:Lavender top (EDTA) or yellow top (ACD) Acceptable:Green top (sodiumheparin) Specimen Volume:2 mL Collection Instructions: 1. Invert several times to mix bone marrow. 2. Send bone marrow specimen in original tube.Do not aliquot. 3. Label specimen as bone marrow. Specimen Stability:Ambient (preferred)/Refrigerate Specimen Type:Whole blood Container/Tube: Preferred:Lavender top (EDTA) or yellow top (ACD) Acceptable:Green top (sodiumheparin) Specimen Volume:3 mL Collection Instructions: 1. Invert several times to mix blood. 2. Send whole blood specimen in original tube.Do not aliquot. 3. Label specimen as blood. Specimen Stability:Ambient (preferred)/Refrigerate Specimen Type:Extracted DNA from blood or bone marrow Container/Tube:1.5- to 2-mL tube with indication of volume and concentration of the DNA Specimen Volume:Entire specimen Collection Instructions:Label specimen as extracted DNA and source of specimen Specimen Stability:Frozen (preferred)/Refrigerate/Ambient | Blood, Bone marrow: 1 mL Extracted DNA: 100 mcL at 20 ng/mcL concentration | Next-generation sequencing is a comprehensive molecular diagnostic methodology that can interrogate multiple regions of genomic tumor DNA in a single assay. Many hematologic neoplasms are characterized by morphologic or phenotypic similarities but can have characteristic somatic mutations in many genes that enable more specific categorization. In addition, many myeloid neoplasms lack a clonal cytogenetic finding at diagnosis (normal karyotype) but can be diagnosed or confirmed and classified according to the gene mutation profile. Patients with unexplained cytopenias may harbor acquired genetic alterations in hematopoietic cells (clonal cytopenias of uncertain significance), which may carry risk of developing overt myeloid malignancies. The presence and pattern of gene mutations in known or suspected myeloid neoplasm can provide critical diagnostic, prognostic, and therapeutic information to help guide management for the patient's physician. Patients presenting with severe inflammatory features, often with cytopenias, may have VEXAS (vacuoles, E1 enzyme, X-linked, autoinflammatory, somatic) syndrome and can be identified by the presence of somaticUBA1gene mutation. | An interpretive report will be provided. | Detailed variant assessment and interpretive comments will be provided for all reportable genetic alterations. If this test is ordered in the setting of erythrocytosis and suspicion of polycythemia vera, interpretation requires correlation with a concurrent or recent prior bone marrow evaluation. | This test is a targeted next-generation sequencing (NGS) assay that encompasses 47 genes with variable full exon, partial region (including select intronic or noncoding regions), or hot spot coverage (depending on specific locus). Therefore, this test will not detect other genetic abnormalities in genes or regions outside the specified target areas. The test detects single base substitutions (ie, point mutations) as well as small insertion or deletion type events, but it does not detect gene rearrangements (ie, translocations), gene fusions, copy number alterations, or large scale (segmental chromosome region) deletions and complex changes. This assay does not distinguish between somatic and germline alterations in analyzed gene regions, particularly with variant allele frequencies near 50% or 100%. If nucleotide alterations in genes associated with germline variant syndromes are present and there is a strong clinical suspicion or family history of malignant disease predisposition, additional genetic testing and appropriate counseling may be indicated. A low incidence of gene mutations associated with myeloid neoplasms can be detected in nonmalignant hematopoietic cells in individuals with advancing age (clonal hematopoiesis of indeterminate potential), and these may not be clearly distinguishable from tumor-associated mutations. Some apparent mutations classified as variants of uncertain significance may represent rare or low-frequency polymorphisms. Prior treatment for hematologic malignancy could affect the results obtained in this assay. In particular, a prior allogeneic hematopoietic stem cell transplant may cause difficulties in resolving somatic or polymorphic alterations or in assigning variant calls correctly to donor and recipient fractions, if pertinent clinical or laboratory information (eg, chimerism engraftment status) is not provided. Correlation with clinical, histopathologic, and additional laboratory findings is required for final interpretation of NGS results and is the responsibility of the managing physician. | 1. National Comprehensive Cancer Network (NCCN). NCCN Guidelines: Acute Myeloid Leukemia. NCCN; Version 2.2022 Available at www.nccn.org/guidelines/guidelines-detail?category=1&id=1411 2. National Comprehensive Cancer Network (NCCN). NCCN Guidelines: Myeloproliferative Neoplasms. NCCN;. Version 2.2022. Available at www.nccn.org/guidelines/guidelines-detail?category=1&id=1477 3. National Comprehensive Cancer Network (NCCN). NCCN Guidelines: Myelodysplastic Syndromes. NCCN; Version 3.2022. Available at www.nccn.org/guidelines/guidelines-detail?category=1&id=1446 4. He R, Chiou J, et al. Molecular markers demonstrate diagnostic and prognostic value in the evaluation of myelodysplastic syndromes in cytopenia patients. Blood Cancer J. 2022;12(1):12. doi:10.1038/s41408-022-00612-w 5. Malcovati L, Gallì A, et al. Clinical significance of somatic mutation in unexplained blood cytopenia. Blood. 2017;129(25):3371-3378. doi:10.1182/blood-2017-01-763425 6. DiNardo CD, Stein EM, et al. Durable remissions with ivosidenib in IDH1-mutated relapsed or refractory AML. N Engl J Med. 2018;378(25):2386-2398. doi:10.1056/NEJMoa1716984 7. Stein EM, DiNardo CD, et al. Molecular remission and response patterns in patients with mutant-IDH2 acute myeloid leukemia treated with enasidenib. Blood. 2019;133(7):676-687. doi:10.1182/blood-2018-08-869008 8. Dohner H, Estey E, et al. Diagnosis and management of AML in adults: 2017 ELN recommendations from an international expert panel. Blood. 2017;129(4):424-447. doi:10.1182/blood-2016-08-733196 9. Smith CC. The growing landscape of FLT3 inhibition in AML. Hematology Am Soc Hematol Educ Program. 2019 Dec 6;2019(1):539-547. doi:10.1182/hematology.2019000058 10. Kennedy JA, Ebert BL. Clinical implications of genetic mutations in myelodysplastic syndrome. J Clin Oncol. 2017;35(9):968-974. doi:10.1200/JCO.2016.71.0806 11. Daver N, Schlenk RF, Russell NH, Levis MJ. Targeting FLT3 mutations in AML: review of current knowledge and evidence. Leukemia. 2019;33(2):299-312. doi:10.1038/s41375-018-0357-9 12. Swerdlow SH, Campo E, Harris NL, et al. WHO Classification of Tumours of Hematopoietic and Lymphoid Tissues. 4th ed. IARC Press; 2017. Who Classification of Tumours. Vol 2 13. Beck DB, Ferrada KA, Sikora AK, et al. Somatic mutations in UBA1 and severe adult-onset autoinflammatory disease. N Engl J Med. 2020;383:2628-2638. doi:10.1056/NEJMoa2026834 14. Obiorah IE, Patel BA, Groarke EM, et al. Benign and malignant hematologic manifestations in patients with VEXAS syndrome due to somatic mutations in UBA1. Blood Adv. 2021;5:3203-3215. doi:10.1182/bloodadvances.2021004976 | Next-generation sequencing is performed for the presence of a mutation in targeted regions of 47 genes. For details regarding the targeted gene regions identified in this test seeTargeted Genes Interrogated by Myeloid Neoplasms, Comprehensive OncoHeme Next-Generation Sequencing. Extracted DNA from the clinical specimen is fragmented, adapter ligated, and a sequence library of fragments is prepared using a custom capture hybridization method. Individual patient samples are indexed ("bar-coded") for identification, and the library is sequenced on an Illumina platform. Sequence data are processed through a bioinformatics pipeline, and a variant call file is generated for final analysis and reporting.(Unpublished Mayo method) Genes analyzed: ANKRD26,ASXL1, BCOR, BCORL1, BRAF, CALR, CBL, CEBPA, CSF3R, DDX41, DNMT3A, ELANE, ETNK1, ETV6, EZH2, FLT3, GATA1, GATA2, IDH1, IDH2, JAK2, KDM6A, KIT, KRAS, MPL, NF1, NPM1, NRAS, PHF6, PPM1D, PTPN11, RAD21, RUNX1, SETBP1, SH2B3, SF3B1, SMC3, SRSF2, STAG2, STAT3, TERT, TET2, TP53, U2AF1, UBA1, WT1,andZRSR2 | 16 to 21 days | Whole blood, bone marrow: 2 weeks; Extracted DNA: 3 months | This test was developed and its performance characteristics determined by Mayo Clinic in a manner consistent with CLIA requirements. It has not been cleared or approved by the US Food and Drug Administration. | 81450 | Myeloid Neoplasms, NGS, V | In Process | 601696 | NGSHM Result | No LOINC Needed
MCOCP | MayoComplete Ovarian, Fallopian Tube, and Peritoneal Cancer Panel, Next-Generation Sequencing, Tumor | Primarily for determining if patients will respond to targeted therapy Assessment of microsatellite instability for immunotherapy decisions | Sequence Capture Next-Generation Sequencing (NGS) | Yes | MayoComplete Ovarian Cancer Panel | When this test is ordered, slide review will always be performed at an additional charge. | This assay requires at least 20% tumor nuclei. -Preferred amount of tumor area with sufficient percent tumor nuclei: tissue 216 mm(2) -Minimum amount of tumor area: tissue 36 mm(2) -These amounts are cumulative over up to 10 unstained slides and must have adequate percent tumor nuclei. -Tissue fixation: 10% neutral buffered formalin, not decalcified -For specimen preparation guidance, seeTissue Requirement for Solid Tumor Next-Generation Sequencing. In this document, the sizes are given as 4 mm x 4 mm x 10 slides as preferred: approximate/equivalent to 144 mm(2) and the minimum as 3 mm x 1 mm x 10 slides: approximate/equivalent to 36 mm(2). Preferred: Specimen Type:Tissue block Collection Instructions: Submit a formalin-fixed, paraffin-embedded tissue block with acceptable amount of tumor tissue. Acceptable: Specimen Type:Tissue slide Slides: 1 Stained and 10 unstained Collection Instructions: Submit 1 slide stained with hematoxylin and eosin and 10 unstained, nonbaked slides with 5-micron thick sections of the tumor tissue. Note:The total amount of required tumor nuclei can be obtained by scraping up to 10 slides from the same block. Additional Information: Unused unstained slides will not be returned. Specimen Type:Cytology slide (direct smears or ThinPrep) Slides:1 to 3 Slides Collection Instructions:Submit 1 to 3 slides stained and coverslipped with a preferred total of 5000 nucleated cells or a minimum of at least 3000 nucleated cells. Note:Glass coverslips are preferred; plastic coverslips are acceptable but will result in longer turnaround times. Additional Information: Cytology slides will not be returned. | See Specimen Required | Molecular genetic profiling identifies biomarkers amenable to targeted therapies, minimizing treatment costs and therapy-associated risks. Microsatellite instability (MSI) status is an increasingly important biomarker for determining effective immunotherapeutic treatment options for patients with solid tumors. This test uses formalin-fixed paraffin-embedded tissue or cytology slides to assess for somatic mutations involving the following genes known to be associated with ovarian cancer:ATM, ATR, BARD1, BRCA1, BRCA2, BRIP1, CDK12, MLH1, MSH2, MSH6, PALB2, PMS2, RAD51C,andRAD51D. The results of this test can be useful for assessing prognosis and guiding treatment of individuals with ovarian tumors. The data can also be used to help determine clinical trial eligibility for patients with genetic alterations. | An interpretive report will be provided. | The interpretation of molecular biomarker analysis includes an overview of the results and the associated diagnostic, prognostic, and therapeutic implications. | This test cannot differentiate between somatic and germline alterations. Additional testing may be necessary to clarify the significance of results if there is a potential hereditary risk. DNA variants of uncertain significance may be identified. A negative result does not rule out the presence of a variant that may be present below the limits of detection of this assay. In a specimen with 20% or more tumor content, the analytical sensitivity of this assay for sequence reportable alterations is 5% mutant allele frequency with a minimum coverage of 500X. Point mutations and small deletion-insertion mutations will be detected in theATM, ATR, BARD1, BRCA1, BRCA2, BRIP1, CDK12, MLH1, MSH2, MSH6, PALB2, PMS2, RAD51C,andRAD51Dgenes only. This test may detect single exon deletions but does not detect multi-exon deletions, duplications, or genomic copy number variants. Variant allele frequency (VAF) is the percentage of sequencing reads supporting a specific variant divided by the total sequencing reads at that position. In somatic testing, VAF should be interpreted in the context of several factors including, but not limited to: tumor purity/heterogeneity/copy number status (ploidy, gains/losses, loss of heterozygosity) and sequencing artifact/misalignment.(1,2) Rare alterations (ie, polymorphisms) may be present that could lead to false-negative or false-positive results. The presence or absence of a variant may not be predictive of response to therapy in all patients. Test results should be interpreted in the context of clinical, tumor sampling, histopathological, and other laboratory data. If results obtained do not match other clinical or laboratory findings, contact the laboratory for discussion. Misinterpretation of results may occur if the information provided is inaccurate or incomplete. Reliable results are dependent on adequate specimen collection and processing. This test has been validated on cytology slides and formalin-fixed, paraffin-embedded tissues; other types of fixatives are discouraged. Improper treatment of tissues, such as decalcification, may cause polymerase chain reaction failure. | 1. Strom SP. Current practices and guidelines for clinical next-generation sequencing oncology testing. Cancer Biol Med. 2016;13(1):3-11. doi:10.28092/j.issn.2095-3941.2016.0004 2. Spurr L, Li M, Alomran N, et al. Systematic pan-cancer analysis of somatic allele frequency. Sci Rep. 2018;8(1):7735. Published 2018 May 16. doi:10.1038/s41598-018-25462-0 3. Marcus L, Lemery SJ, Keegan P, Pazdur R: FDA Approval Summary: Pembrolizumab for the treatment of microsatellite instability-high solid tumors. Clin Cancer Res. 2019;25(13):3753-3758 4. Fong PC, Boss DS, Yap TA, et al: Inhibition of poly(ADP-ribose) polymerase in tumors from BRCA mutation carriers. N Engl J Med. 2009;361(2):123-134 5. AlHilli MM, Becker MA, Weroha SJ, et al: In vivo anti-tumor activity of the PARP inhibitor niraparib in homologous recombination deficient and proficient ovarian carcinoma. Gynecol Oncol. 2016;143(2):379-388 | Next-generation sequencing is performed to determine microsatellite instability status and evaluate the presence of a mutation in most coding regions of theATM, ATR, BARD1, BRCA1, BRCA2, BRIP1, CDK12, MLH1, MSH2, MSH6, PALB2, PMS2, RAD51C,andRAD51Dgenes. SeeTargeted Genes and Methodology Details for MayoComplete Ovarian Cancer Panelfor details regarding the targeted gene regions identified by this test.(Unpublished Mayo method) A pathology review and macro dissection to enrich for tumor cells is performed prior to slide scraping. | 12 to 20 days | FFPE tissue block: Unused portions of blocks will be returned 10 to 14 days after testing is complete; FFPE tissue/cytology slides: Unused slides are stored indefinitely; Digital images are obtained and stored for all slides used in testing | This test was developed and its performance characteristics determined by Mayo Clinic in a manner consistent with CLIA requirements. It has not been cleared or approved by the US Food and Drug Administration. | 88381-Microdissection, manual81457 | MayoComplete Ovarian Cancer Panel | 105594-6 | 619648 | Released By | 18771-6
NGPCM | MayoComplete Plasma Cell Myeloma, Next-Generation Sequencing, Varies | Evaluating multiple myeloma at the time of diagnosis and at disease relapse or when changing clinical management to provide prognostic information and determine potential therapeutic implications | Next-Generation Sequencing (NGS) | Yes | Plasma Cell Myeloma, NGS, V | SeeTargeted Genes Interrogated by MayoComplete Plasma Cell Myeloma Next-Generation Sequencingfor a list of the genes and exons targeted by this assay. | Submit only 1 of the following specimens: Specimen Type:Bone marrow aspirate Container/Tube:Lavender or pink top (EDTA) or yellow top (ACD) Specimen Volume:2 mL Collection Instructions: 1. Minimum plasma cell percentage is 5%. 2. Invert several times to mix bone marrow. 3. Send bone marrow specimen in original tube.Do not aliquot. 4. Label specimen as bone marrow. 5.Fresh specimenis required for this test, as testing is performed on sorted cells. Specimen Stability Information:Ambient (preferred) 4 days/Refrigerate Specimen Type:Paraffin-embedded bone marrow clot Container/Tube:Paraffinblock Collection Instructions: 1. Send 1 slide stained with hematoxylin and eosin. 2. Minimum plasma cell percentage is 20%. 3. Required amount of tissue area is at least 25mm(2). 4. Tissue should be fixed in 10% neutral-buffered formalin. Other fixatives are not acceptable. 5. Decalcified specimens (eg, bone marrow core biopsies) are not acceptable. Specimen Stability Information:Ambient Specimen Type:Tissue slide; bone marrow clot Slides:10 unstained slides Container/ Tube:Transport in plastic slide holders. Collection Instructions: 1. Send 10 unstained, nonbaked slides with 5-micron thick sections of tissue and 1 slide stained with hematoxylin and eosin 2. Minimum amount of plasma cells is 20% 3. Required amount of tissue area is at least 25mm(2). 4. Tissue should be fixed in 10% neutral-buffered formalin. Other fixatives are not acceptable. 5. Decalcified specimens (eg, bone marrow core biopsies) are not acceptable. Specimen Stability Information:Ambient | Bone marrow aspirate: 1 mL | Multiple myeloma (MM) is a malignancy of bone marrow plasma cells with an annual global incidence of nearly 200,000. Comprehensive clinical, radiologic, and laboratory evaluation can initially stratify patients by disease phase and burden. Cytogenetic and fluorescence in situ hybridization studies are important to help classify MM into standard, intermediate, and high-risk groups. Advances in nontargeted therapies, including autologous bone marrow transplantation, have significantly improved the outcome of many patients; however, most patients with myeloma suffer relapse after initial treatment. Clinical next-generation sequencing (NGS) technology has enabled a deeper and more detailed evaluation of MM genetics. Testing allows for further risk categorization of the disease through the identification of additional genetic abnormalities of prognostic and potentially therapeutic value. Application of targeted NGS-based analysis is a useful adjunct to the standard evaluation of MM patients at diagnosis and relapse. This test comprises a DNA-based multigene panel that includes preanalytic plasma cell enrichment, NGS, and detailed analysis, resulting in a clinical report. | An interpretive report will be provided. | Genomic variants detected by this test will be documented in a detailed laboratory-issued report. This report will contain information regarding the detected alterations and their associations with prognosis or possible therapeutic implications in plasma cell myeloma. The information in the clinical report may be used by the patient’s clinician to help guide decisions concerning management. Final interpretation of next-generation sequencing results requires correlation with all relevant clinical, pathologic, and laboratory findings and is the responsibility of the managing clinician. | This test is a targeted next-generation sequencing (NGS) panel assay that encompasses 26 genes with variable full exon, partial region (including select intronic or noncoding regions), or hot spot coverage (depending on specific genetic locus). Therefore, this test will not detect other genetic abnormalities in genes or regions outside the specified target areas. The test detects single base substitutions (ie, point mutations), as well as small insertion or deletion type events. This test is not configured to detect structural genomic rearrangements (ie, translocations), gene fusions, copy number alterations, or large-scale (segmental chromosome region) deletions and other complex genomic changes. This assay does not distinguish between somatic and germline alterations in analyzed gene regions, particularly with variant allele frequencies near approximately 50% or 100%. If nucleotide alterations in genes associated with germline mutation syndromes are present and there is a strong clinical suspicion or family history of malignant disease predisposition, additional genetic testing and appropriate counseling may be indicated. Some apparent mutations classified as variants of undetermined significance may represent rare or low population frequency polymorphisms. Prior treatment for hematologic malignancy could affect the results obtained in this assay. In particular, prior allogeneic hematopoietic stem cell transplant may cause difficulties in either resolving somatic or polymorphic alterations or assigning variant calls correctly to donor and recipient fractions, if pertinent clinical or laboratory information (eg, chimerism engraftment status) is not provided. NGS testing should not be pursued if the initial plasma cell percentage is below approximately 5% by cytologic differential count in the bone marrow aspirate, as the ability to obtain a sufficiently enriched target plasma cell population for evaluation is significantly less likely. Inadequate samples (eg, insufficient DNA quantity or quality) will preclude further testing and will be noted in the interpretive report. | 1. Swerdlow S, Campo E, Harris NL, et al, eds: WHO Classification of Tumours of Haematopoietic and Lymphoid Tissues. 4th ed. IARC Press; 2017. WHO Classification of Tumours, Vol 2 2. Onaindia A, Medeiros LJ, Patel KP. Clinical utility of recently identified diagnostic, prognostic, and predictive molecular biomarkers in mature B-cell neoplasms. Mod Pathol. 2017 Oct;30(10):1338-1366. doi: 10.1038/modpathol.2017.58 3. Walker BA, Mavrommatis K, Wardell CP, et al: Identification of novel mutational drivers reveals oncogene dependencies in multiple myeloma. Blood. 2018 Aug 9;132(6):587-597. doi: 10.1182/blood-2018-03-840132 4. Walker BA, Boyle EM, Wardell CP, et al: Mutational spectrum, copy number changes, and outcome: Results of a sequencing study of patients with newly diagnosed myeloma. J Clin Oncol. 2015 Nov 20;33(33):3911-20. doi: 10.1200/JCO.2014.59.1503 5. Kortuem KM, Braggio E, Bruins L, et al: Panel sequencing for clinically oriented variant screening and copy number detection in 142 untreated multiple myeloma patients. Blood Cancer J. 2016 Feb 26;6(2):e397. doi: 10.1038/bcj.2016.1 6. Jimenez C, Jara-Acevedo M, Corchete LA, et al: A next-generation sequencing strategy for evaluating the most common genetic abnormalities in multiple myeloma. J Mol Diagn. 2017 Jan;19(1):99-106 7. Yellapantula V, Hultcrantz M, Rustad EH, et al: Comprehensive detection of recurring genomic abnormalities: a targeted sequencing approach for multiple myeloma. Blood Cancer J. 2019 Dec 11;9(12):101. doi: 10.1038/s41408-019-0264-y 8. Cutler SD, Knopf P, Campbell CJV, et al: DMG26 A targeted sequencing panel for mutation profiling to address gaps in the prognostication of multiple myeloma. J Mol Diagn. 2021 Dec;23(12):1699-1714 | This is a laboratory-developed target enriched next generation sequencing (NGS) panel. DNA is extracted from validated specimen sources including bone marrow aspirate and formalin-fixed paraffin embedded tissues (eg, bone marrow clot). Bone marrow aspirate specimens are enriched for plasma cells sorted by a flow cytometric cell selection method prior to DNA extraction. Library preparation for NGS is performed followed by probe hybridization and capture. Sequencing of the final sample library is performed on a NGS instrument. Following bioinformatic processing of the sequencing data, the sequencing results are interpreted to provide a final clinical report. Genomic alterations are called according to human genome reference build GRCh37 (hg19).(Unpublished Mayo method). | 16 to 21 days | Bone marrow aspirate: 2 weeks; DNA: 3 months; FFPE tissue block: Unused portions of blocks will be returned to the client; Unstained slides: Not retained | This test was developed and its performance characteristics determined by Mayo Clinic in a manner consistent with CLIA requirements. It has not been cleared or approved by the US Food and Drug Administration. | 81450 | Plasma Cell Myeloma, NGS, V | 104241-5 | 618524 | Reviewed By | 18771-6
MCFRC | MayoComplete Renal Cell Carcinoma with Fibromyomatous Stroma Panel, Next-Generation Sequencing, Tumor | Identifying specific mutations within theELOC (TCEB1), TSC1, TSC2,andVHLgenes to assist in tumor diagnosis/classification Assisting in the clinical management of patients with renal cell carcinoma | Sequence Capture Next-Generation Sequencing (NGS) | Yes | MayoComplete Fibromyomatous RCC | When this test is ordered, slide review will always be performed at an additional charge. | This assay requires at least 20% tumor nuclei. -Preferred amount of tumor area with sufficient percent tumor nuclei: tissue 216 mm(2) -Minimum amount of tumor area: tissue 36 mm(2) -These amounts are cumulative over up to 10 unstained slides and must have adequate percent tumor nuclei. -Tissue fixation: 10% neutral buffered formalin, not decalcified -For specimen preparation guidance, seeTissue Requirement for Solid Tumor Next-Generation Sequencing. In this document, the sizes are given as 4 mm x 4 mm x 10 slides as preferred: approximate/equivalent to 144 mm(2) and the minimum as 3 mm x 1 mm x 10 slides: approximate/equivalent to 36 mm(2). Preferred: Specimen Type:Tissue block Collection Instructions: Submit a formalin-fixed, paraffin-embedded tissue block with acceptable amount of tumor tissue. Acceptable: Specimen Type:Tissue slide Slides: 1 Stained and 10 unstained Collection Instructions: Submit 1 slide stained with hematoxylin and eosin and 10 unstained, nonbaked slides with 5-micron thick sections of the tumor tissue. Note:The total amount of required tumor nuclei can be obtained by scraping up to 10 slides from the same block. Additional Information: Unused unstained slides will not be returned. Specimen Type:Cytology slide (direct smears or ThinPrep) Slides:1 to 3 Slides Collection Instructions:Submit 1 to 3 slides stained and coverslipped with a preferred total of 5000 nucleated cells, or a minimum of at least 3000 nucleated cells. Note:Glass coverslips are preferred; plastic coverslips are acceptable but will result in longer turnaround times. Additional Information: Cytology slides will not be returned. | See Specimen Required | A subset of renal cell carcinoma commonly referred to as "renal cell carcinoma with fibromyomatous stroma" frequently shows overlapping morphologic and immunophenotypic features. These tumors are thought to arise secondary to alterations ofELOC(also referred to asTCEB1) and otherMTOR(mechanistic target of rapamycin) pathway genes, such asTSC1 and TSC2.Furthermore, these tumors are unrelated to clear cell renal cell carcinoma that typically show alterations of theVHLgene (including epigenetic silencing, truncating alterations, and deletions). The 5th edition of the World Health Organization classification of tumors recognizesELOC(TCEB1)-mutated renal cell carcinoma as a molecularly defined entity.(1) This assay, performed using formalin-fixed paraffin-embedded tissue or cytology material, is therefore helpful for establishing an accurate diagnosis and to define prognosis. It is important to note that this assay does not distinguish between germline and somatic alterations. | An interpretive report will be provided. | The interpretation of molecular biomarker analysis includes an overview of the results and the associated diagnostic, prognostic, and therapeutic implications. | This test cannot differentiate between somatic and germline alterations. Additional testing may be necessary to clarify the significance of results if there is a potential hereditary risk. DNA variants of uncertain significance may be identified. A negative result does not rule out the presence of a variant that may be present below the limits of detection of this assay. In a sample with 20% or more tumor content, the analytical sensitivity of this assay for sequence reportable alterations is 5% mutant allele frequency with a minimum coverage of 500X. Point mutations and small deletion-insertion mutations will be detected in theELOC (TCEB1), TSC1, TSC2,andVHLgenes only. This test may detect single exon deletions but does not detect multi-exon deletions, duplications, or genomic copy number variants. Variant allele frequency (VAF) is the percentage of sequencing reads supporting a specific variant divided by the total sequencing reads at that position. In somatic testing, VAF should be interpreted in the context of several factors, including, but not limited to, tumor purity/heterogeneity/copy number status (ploidy, gains/losses, loss of heterozygosity) and sequencing artifact/misalignment.(2,3) Rare alterations (ie, polymorphisms) may be present that could lead to false-negative or false-positive results. Test results should be interpreted in the context of clinical, tumor sampling, histopathological, and other laboratory data. If results obtained do not match other clinical or laboratory findings, contact the laboratory for discussion. Misinterpretation of results may occur if the information provided is inaccurate or incomplete. Reliable results are dependent on adequate specimen collection and processing. This test has been validated on cytology slides and formalin-fixed, paraffin-embedded tissues; other types of fixatives are discouraged. Improper treatment of tissues, such as decalcification, may cause polymerase chain reaction failure. | 1. WHO Classification of Tumours Editorial Board. Urinary and male genital tumors. 5th ed, World Health Organization; 2022. WHO Classification of Tumours. Vol 8 2. Strom SP. Current practices and guidelines for clinical next-generation sequencing oncology testing. Cancer Biol Med. 2016;13(1):3-11. doi:10.28092/j.issn.2095-3941.2016.0004 3. Spurr L, Li M, Alomran N, et al. Systematic pan-cancer analysis of somatic allele frequency. Sci Rep. 2018;8(1):7735. Published 2018 May 16. doi:10.1038/s41598-018-25462-0 4. Shah RB. Renal cell carcinoma with fibromyomatous stroma-The whole story. Adv Anat Pathol. 2022;29(3):168-177 5. Trpkov K, Williamson SR, Gill AJ, et al: Novel, emerging and provisional renal entities: The genitourinary pathology society (GUPS) update on renal neoplasia. Mod Pathol. 2021;34(6):1167-1184 6. DiNatale RG, Gorelick AN, Makarov V, et al: Putative drivers of aggressiveness in TCEB1-mutant renal cell carcinoma: An emerging entity with variable clinical course. Eur Urol Focus. 2021;7(2):381-389 7. Shah RB, Stohr BA, Tu ZJ, et al: "Renal Cell carcinoma with leiomyomatous stroma" Harbor somatic mutations of TSC1, TSC2, MTOR, and/or ELOC (TCEB1): clinicopathologic and molecular characterization of 18 sporadic tumors supports a distinct entity. Am J Surg Pathol. 2020;44(5):571-581. 8. Gupta S, Stanton ML, Reynolds JP, et al: Reprint of: lessons from histopathologic examination of nephrectomy specimens in patients with tuberous sclerosis complex: cysts, angiomyolipomas & renal cell carcinoma. Hum Pathol. 2023;133:136-152 | Next-generation sequencing is performed to evaluate the presence of a mutation in most coding regions of theELOC (TCEB1), TSC1, TSC2,andVHLgenes. SeeTargetedGenesandMethodologyDetails for MayoComplete Fibromyomatous Renal Cell Carcinomaor details regarding the targeted gene regions identified by this test.(Unpublished Mayo method) A pathology review and macro dissection to enrich for tumor cells is performed prior to slide scraping. | 12 to 20 days | FFPE tissue block: Unused portions of blocks will be returned 10 to 14 days after testing is complete; FFPE tissue/cytology slides: Unused slides are stored indefinitely; Digital images are obtained and stored for all slides used in testing. | This test was developed and its performance characteristics determined by Mayo Clinic in a manner consistent with CLIA requirements. It has not been cleared or approved by the US Food and Drug Administration. | 88381-Microdissection, manual8147981406814078140481479 (if appropriate for government payers) | MayoComplete Fibromyomatous RCC | 105591-2 | 619621 | Released By | 18771-6
MCSMP | MayoComplete Sarcoma Mutation Panel, Next-Generation Sequencing, Tumor | Primarily for identifying mutations that help in the diagnosis of specific soft tissue and bone tumors (sarcoma) Secondarily for identifying mutations that have therapeutic or prognostic significance Assessing microsatellite instability for immunotherapy decisions | Sequence Capture and Targeted Next-Generation Sequencing (NGS) | Yes | MayoComplete Sarcoma Mutation Panel | When this test is ordered, slide review will always be performed at an additional charge. | This assay requires at least 20% tumor nuclei. -Preferred amount of tumor area with sufficient percent tumor nuclei: tissue 216 mm(2) -Minimum amount of tumor area: tissue 36 mm(2) -These amounts are cumulative over up to 10 unstained slides and must have adequate percent tumor nuclei. -Tissue fixation: 10% neutral buffered formalin, not decalcified -For specimen preparation guidance, seeTissue Requirement for Solid Tumor Next-Generation Sequencing. In this document, the sizes are given as 4 mm x 4 mm x 10 slides as preferred: approximate/equivalent to 144 mm(2) and the minimum as 3 mm x 1 mm x 10 slides: approximate/equivalent to 36 mm(2). Preferred: Specimen Type:Tissue block Collection Instructions: Submit a formalin-fixed, paraffin-embedded tissue block with acceptable amount of tumor tissue. Acceptable: Specimen Type:Tissue slides Slides: 1 Stained and 10 unstained Collection Instructions: Submit 1 slide stained with hematoxylin and eosin and 10 unstained, nonbaked slides with 5-micron thick sections of the tumor tissue. Note:The total amount of required tumor nuclei can be obtained by scraping up to 10 slides from the same block. Additional Information: Unused unstained slides will not be returned. Specimen Type:Cytology slides (direct smears or ThinPrep) Slides:1 to 3 Slides Collection Instructions:Submit 1 to 3 slides stained and coverslipped with a preferred total of 5000 nucleated cells, or a minimum of at least 3000 nucleated cells. Note:Glass coverslips are preferred; plastic coverslips are acceptable but will result in longer turnaround times. Additional Information: Cytology slides will not be returned. | See Specimen Required | Molecular analysis of biomarkers is increasingly being utilized in oncology practices to support and guide diagnosis, prognosis, and therapeutic management of patients. For example, the identification ofMYOD1mutations can be helpful in establishing a diagnosis of sclerosing rhabdomyosarcoma. In addition, microsatellite instability status is an important biomarker for determining effective immunotherapeutic treatment options for patients with solid tumors. This next-generation sequencing assay interrogates targeted regions to assess for the presence of somatic mutations across 31 genes associated with soft tissue tumors:ALK, APC, BAP1, BCOR,BRAF, CDKN2A, CTNNB1, DICER1, EED, EGFR, FGFR4, GNA11, GNA14, GNAQ, GNAS, H3-3A, H3-3B, KIT, MDM2, MED12, MYOD1, NF1, PDGFRA, PDGFRB, PTPRD, ROS1, SMARCB1, SUZ12, TERT-promoter,TP53, andTSC2genes. This test also assesses forBCORinternal tandem duplications. | An interpretive report will be provided. | The interpretation of molecular biomarker analysis includes an overview of the results and the associated diagnostic, prognostic, and therapeutic implications. | This test cannot differentiate between somatic and germline alterations. Additional testing may be necessary to clarify the significance of results if there is a potential hereditary risk. DNA variants of uncertain significance may be identified. A negative result does not rule out the presence of a variant that may be present but below the limits of detection of this assay. The analytical sensitivity of this assay for sequence reportable alterations is 5% mutant allele frequency with a minimum coverage of 500X in a sample with 20% or more tumor content. Point mutations and small insertion/deletion mutations will be detected in theALK, APC, BAP1, BCOR,BRAF, CDKN2A, CTNNB1, DICER1, EED, EGFR, FGFR4, GNA11, GNA14, GNAQ, GNAS, H3-3A, H3-3B, KIT, MDM2, MED12, MYOD1, NF1, PDGFRA, PDGFRB, PTPRD, ROS1, SMARCB1, SUZ12, TERT-promoter,TP53,andTSC2genes only. This test may detect single exon deletions but does not detect multiexon deletions, duplications, or genomic copy number variants. Variant allele frequency (VAF) is the percentage of sequencing reads supporting a specific variant divided by the total sequencing reads at that position. In somatic testing, VAF should be interpreted in the context of several factors including, but not limited to, tumor purity/heterogeneity/copy number status (ploidy, gains/losses, loss of heterozygosity) and sequencing artifact/misalignment.(1,2) Rare polymorphisms may be present that could lead to false-negative or false-positive results. The presence or absence of a variant may not be predictive of response to therapy in all patients. Test results should be interpreted in the context of clinical, tumor sampling, histopathological, and other laboratory data. If results obtained do not match other clinical or laboratory findings, contact the laboratory for discussion. Misinterpretation of results may occur if the information provided is inaccurate or incomplete. Reliable results are dependent on adequate specimen collection and processing. This test has been validated on cytology slides and formalin-fixed, paraffin-embedded tissues; other types of fixatives are discouraged. Improper treatment of tissues, such as decalcification, may cause polymerase chain reaction failure. | 1. Strom SP. Current practices and guidelines for clinical next-generation sequencing oncology testing.Cancer Biol Med. 2016;13(1):3-11. doi:10.28092/j.issn.2095-3941.2016.0004 2. Spurr L, Li M, Alomran N, et al. Systematic pan-cancer analysis of somatic allele frequency. Sci Rep. 2018;8(1):7735. Published 2018 May 16. doi:10.1038/s41598-018-25462-0 3. Apellaniz-Ruiz M,McCluggage WG, Foulkes WD. DICER1-associated embryonal rhabdomyosarcoma and adenosarcoma of the gynecologic tract: Pathology, molecular genetics, and indications for molecular testing. Genes Chromosomes Cancer. 2021;60(3):217-233 4. Agaram NP, LaQuaglia MP, Alaggio R, et al: MYOD1-mutant spindle cell and sclerosing rhabdomyosarcoma: an aggressive subtype irrespective of age. A reappraisal for molecular classification and risk stratification. Mod Pathol. 2019 Jan;32(1):27-36.doi:10.1038/s41379-018-0120-9 5. WHO Classification of Tumours Editorial Board:Soft tissue and bone tumours. 5th ed. World Health Organization; 2022.WHO Classification of Tumours. Vol 3. 6. Gao P, Seebacher NA, Hornicek F, et al. Advances in sarcoma gene mutations and therapeutic targets. Cancer Treat Rev. 2018;62:98-109 7. Marino-Enriquez A, Lauria A, Przybyl J, et al. BCOR Internal tandem duplication in high-grade uterine sarcomas. Am J Surg Pathol. 2018;42(3):335-341. doi: 10.1097/PAS.0000000000000993 8. Marcus L, Lemery SJ, Keegan P, Pazdur R. FDA approval summary: Pembrolizumab for the treatment of microsatellite instability-high solid tumors. Clin Cancer Res. 2019;25(13):3753-3758. doi:10.1158/1078-0432.CCR-18-4070 | Next-generation sequencing is performed to determine microsatellite instability status and evaluate the presence of a mutation in targeted regions of theALK, APC, BAP1, BCOR,BRAF, CDKN2A, CTNNB1, DICER1, EED, EGFR, FGFR4, GNA11, GNA14, GNAQ, GNAS, H3-3A, H3-3B, KIT, MDM2, MED12, MYOD1, NF1, PDGFRA, PDGFRB, PTPRD, ROS1, SMARCB1, SUZ12, TERT-promoter,TP53, and TSC2genes.SeeTargeted Genes and Methodology Details for MayoComplete Sarcoma Panelsfor details regarding the targeted gene regions evaluated by this test.(Unpublished Mayo method) A pathology review and macro dissection to enrich for tumor cells are performed prior to slide scraping. | 12 to 20 days | FFPE tissue block: Unused portions of blocks will be returned within 10-14 days after testing is complete; FFPE tissue/cytology slides: Unused slides are stored indefinitely; Digital images are obtained and stored for all slides used in testing | This test was developed and its performance characteristics determined by Mayo Clinic in a manner consistent with CLIA requirements. It has not been cleared or approved by the US Food and Drug Administration. | 81457 | MayoComplete Sarcoma Mutation Panel | 73977-1 | 617864 | Released By | 18771-6
MCSTP | MayoComplete Solid Tumor Panel, Next-Generation Sequencing, Tumor | Assisting in tumor profiling for diagnosis, predicting prognosis, and identifying targeted therapies for the treatment and management of patients with solid tumors Identifying somatic alterations including single nucleotide variants, small deletions/insertions, gene amplifications, homozygous gene deletions, fusions, and splice variants in genes known to be associated with the tumorigenesis of solid tumors Assessment ofmicrosatellite instabilityandtumor mutational burdenstatus | Sequence Capture and Targeted Next-Generation Sequencing (NGS) | Yes | MayoComplete Solid Tumor Panel | When this test is ordered, slide review will always be performed at an additional charge to ensure specimen adequacy. | This assay requires at least 20% tumor nuclei. However, 40% tumor is preferred. -Preferred amount of tumor area: 720 mm(2)tissue on up to 20 unstained slides -Minimum amount of tumor area: 192 mm(2)tissue on up to 20 unstained slides -Tissue fixation: 10% neutral buffered formalin, not decalcified -For this test, at least 6 mm x 6 mm areas on 20 unstained slides is preferred: this is approximately equivalent to 720 mm(2). The minimum acceptable area is 3.1 mm x 3.1 mm on 20 unstained slides: approximately equivalent to 192 mm(2). Preferred: Specimen Type:Tissue block Collection Instructions:Submit a formalin-fixed, paraffin-embedded tissue block with an acceptable amount of tumor tissue Acceptable: Specimen Type:Tissue slide Slides:1 stained and 20 unstained Collection Instructions:Submit 1 hematoxylin and eosin (H and E) stained slide and 20 unstained, nonbaked 5-micron thick sections Note:The total amount of required tumor can be obtained by scraping up to 20 slides from the same block. Specimen Type:Cytology slides (direct smears or ThinPrep) Slides:2 to 6 slides Collection Instructions:Submit 2 to 6 stained and coverslipped slides with a preferred total of 10,000 nucleated cells or a minimum of at least 6000 nucleated cells Note:Glass coverslips are preferred; plastic coverslips are acceptable but will result in longer turnaround times. Additional Information:Cytology slides will not be returned. An image of the slides will be stored per regulatory requirements. | See Specimen Required | Targeted cancer therapies are defined as antibody or small molecule drugs that block the growth and spread of cancer by interfering with specific cell molecules involved in tumor growth and progression. Multiple targeted therapies have been approved by the US Food and Drug Administration for the treatment of solid tumor malignancies. Molecular genetic profiling is often needed to identify targets amenable to targeted therapies and to minimize treatment costs and therapy-associated risks. Tumor mutational burden and microsatellite instability status are increasingly important biomarkers for determining effective immunotherapeutic treatment options for patients with solid tumors.(1,2) In addition to providing therapeutic insight, molecular profiling of tumors often provides prognostic and diagnostic information. Next-generation sequencing is an accurate, cost-effective method to identify variants across numerous genes known to be associated with response or resistance to specific targeted therapies. This test is a single assay that uses formalin-fixed paraffin-embedded tissue or cytology specimens to assess for Tier I and Tier II variants in 515 genes known to be associated with solid tumors.(3) | An interpretive report will be provided. | The interpretation of molecular biomarker analysis includes an overview of the results and the associated diagnostic, prognostic, and therapeutic implications. | Test results should be interpreted in the context of clinical, tumor sampling, histopathological, and other laboratory data. If results obtained do not match other clinical or laboratory findings, contact the laboratory for discussion. Misinterpretation of results may occur if the information provided is inaccurate or incomplete. Reliable results are dependent on adequate specimen collection and processing. This test has been validated on cytology slides and formalin-fixed, paraffin-embedded tissues; other types of fixatives are discouraged.Treatmentof tissues, such as decalcification, may cause polymerase chain reaction failure. To ensure accuracy, this test will be performed on cases that are estimated by a pathologist to have 20% or more tumor cells, however, for optimal performance of this assay, a tumor purity of 40% is recommended. This test does not differentiate between somatic and germline alterations. Additional testing may be necessary to clarify the significance of results if there is a potential hereditary risk. This test does not detect large structural variants, large copy number changes, or deletions-insertions greater than approximately 20 base pairs in size. Rare variants (ie, polymorphisms) may be present that could lead to false negative or false positive results. A negative (ie, wildtype) result does not rule out the presence of an alteration that may be present but below the limits of detection of this assay. The presence or absence of a variant or rearrangement may not be predictive of response to therapy in all patients. A list of genomic regions in the DNA panel that have insufficient coverage to reliably detectsingle nucleotide variants and small deletions/insertionsare listed inMayoComplete Solid Tumor Panel DNA Panel Excluded DNA Regions. | 1.Subbiah V, Solit DB, Chan TA, Kurzrock R. The FDA approval of pembrolizumab for adult and pediatric patients with tumor mutational burden (TMB) > or =10: a decision centered on empowering patients and their physicians. Ann Oncol. 2020;31(9):1115-1118. doi:10.1016/j.annonc.2020.07.002 2. Marcus L, Lemery SJ, Keegan P, Pazdur R. FDA Approval Summary: Pembrolizumab for the treatment of microsatellite instability-high solid tumors. Clin Cancer Res. 2019;25(13):3753-3758. doi:10.1158/1078-0432.CCR-18-4070 3. Li MM, Datto M, Duncavage EJ, et al. Standards and guidelines for the interpretation and reporting of sequence variants in cancer: A joint consensus recommendation of the Association for Molecular Pathology, American Society of Clinical Oncology, and College of American Pathologists. J Mol Diag. 2017;19(1):4-23. doi:10.1016/j.jmoldx.2016.10.002 4.Mikhail FM, Biegel JA, Cooley LD, et al. Technical laboratory standards for interpretation and reporting of acquired copy-number abnormalities and copy-neutral loss of heterozygosity in neoplastic disorders: a joint consensus recommendation from the American College of Medical Genetics and Genomics (ACMG) and the Cancer Genomics Consortium (CGC). Genet Med. 2019;21(9):1903-1916. doi:10.1038/s41436-019-0545-7 | Next-generation sequencing is performed to estimate tumor mutational burden and microsatellite instability status, somatic sequence variants, gene amplifications, homozygous gene deletions, gene fusions, and specific transcript variants in solid tumors. This test detects single nucleotide variants and small insertions and deletion within 515 genes, amplification of 96 genes, homozygous deletions in 133 genes, fusions involving 55 genes, and splice variants involvingEGFR,AR, andMET.(Instruction manual:TruSight Oncology 500 High-Throughput. Illumina; 11/2020) SeeGenes Interrogated by MayoComplete Solid Tumor Panelfor details regarding genes interrogated by this test. | 14 to 21 days | FFPE tissue: Unused portions of FPPE blocks will be returned. Unused, unstained slides: 5 years; Stained slides: Indefinitely. | This test was developed and its performance characteristics determined by Mayo Clinic in a manner consistent with CLIA requirements. It has not been cleared or approved by the US Food and Drug Administration. | 8145988381-Microdissection, manual | MayoComplete Solid Tumor Panel | 73977-1 | 610434 | Released By | 18771-6
NGTCL | MayoComplete T-Cell Lymphoma, Next-Generation Sequencing, Varies | Aiding in establishing diagnosis, refining prognosis, and potentially identifying targeted therapies for the optimal management of patients with T-cell lymphomas | Next-Generation Sequencing (NGS) | Yes | T-cell Lymphoma, NGS, V | Varies | Submit only 1 of the following specimens: Specimen Type:Bone marrow aspirate Container/Tube: Preferred:Lavender or pink top (EDTA) or yellow top (ACD) Acceptable:Green top (sodium heparin) Specimen Volume:2 mL Collection Instructions: 1. Invert several times to mix bone marrow. 2. Send bone marrow specimen in original tube.Do not aliquot. 3. Label specimen as bone marrow. Specimen Stability Information:Ambient (preferred) 14 days/Refrigerate Specimen Type:Whole blood Container/Tube: Preferred:Lavender or pink top (EDTA) or yellow top (ACD) Acceptable:Green top (sodium heparin) Specimen Volume:3 mL Collection Instructions: 1. Invert several times to mix blood. 2. Send whole blood specimen in original tube.Do not aliquot. 3. Label specimen as blood. Specimen Stability Information:Ambient (preferred) 14 days/Refrigerate Specimen Type:Paraffin-embedded tissue Container/Tube:Paraffinblock Collection Instructions: 1. Send 1 representative slide stained with hematoxylin and eosin. 2. Minimum amount of tumor nuclei is 20% 3. Required amount of tissue area is at least 25 mm(2) 4. Tissue should be fixed in 10% neutral-buffered formalin. Other fixatives are not acceptable. 5. Decalcified specimens (eg, bone marrow core biopsies) are not acceptable. Specimen Stability Information:Ambient Specimen Type:Tissue slide Slides:10 unstained slides Container/Tube:Transport in plastic slide holders. Collection Instructions: 1. Send 10 unstained, nonbaked slides with 5-micron thick sections of tissue and 1 representative slide stained with hematoxylin and eosin. 2. Minimum amount of tumor nuclei is 20% 3. Required amount of tissue area is at least 25 mm(2). 4. Tissue should be fixed in 10% neutral-buffered formalin. Other fixatives are not acceptable. 5. Decalcified specimens (eg, bone marrow core biopsies) are not acceptable. Specimen Stability Information:Ambient Specimen Type:Frozen tissue Container/Tube:Plastic container Specimen Volume:100 mg Collection Instructions:Freeze tissue within 1 hour of collection Specimen Stability Information:Frozen Specimen Type:Body fluid Container/Tube:Sterile container Specimen Volume:5 mL Specimen Stability Information:Refrigerated 14 days/Frozen Specimen Type:Extracted DNA Container/Tube:1.5- to 2-mL tube Specimen Volume:Entire specimen Collection Instructions: 1. Label specimen as extracted DNA and source of specimen 2. Indicate volume and concentration of DNA on label Specimen Stability Information:Frozen (preferred)/Refrigerated/Ambient | Whole blood, bone marrow aspirate, body fluid: 1 mL; Frozen tissue: 50 mg; Extracted DNA: 100 microliters (mcL) at 20 ng/mcL | T-cell lymphomas are a heterogenous group of hematological disorders characterized by a range of morphological, immunophenotypic, and clinical features. Many entities share overlapping morphologic and immunophenotypic features resulting in challenges for accurate diagnosis and classification. Genomic profiling by next-generation sequencing has revealed genetic markers that aid in the classification and characterization of mature T-cell neoplasms. This test is intended to interrogate a set of genes with diagnostic, prognostic, and possible therapeutic value in a diverse group of T-cell lymphomas, which includes peripheral T-cell lymphomas and its major subtypes (eg, angioimmunoblastic T-cell lymphomas). | An interpretive report will be provided. | Genomic variants detected by this test will be documented in a detailed laboratory-issued report. This report will contain information regarding the detected alterations and their associations with prognosis or possible therapeutic implications in T-cell lymphomas. The information in the clinical report may be used by the patient’s clinician to help guide decisions concerning management. Final interpretation ofnext-generation sequencingresults requires correlation with all relevant clinical, pathologic, and laboratory findings and is the responsibility of the managing clinician. | This test is a targeted next-generation sequencing (NGS) panel assay that encompasses 22 genes with variable full exon, partial region (including select intronic or noncoding regions), or hot spot coverage (depending on specific genetic locus). Therefore, this test will not detect other genetic abnormalities in genes or regions outside the specified target areas. The test detects single-base substitutions (ie, point mutations) and small insertion or deletion type events. This test is not configured to detect structural genomic rearrangements (ie, translocations), gene fusions, copy number alterations, or large-scale (segmental chromosome region) deletions and other complex genomic changes. This assay does not distinguish between somatic and germline alterations in analyzed gene regions, particularly with variant allele frequencies near approximately 50% or 100%. If nucleotide alterations in genes associated with germline mutation syndromes are present and there is a strong clinical suspicion or family history of malignant disease predisposition, additional genetic testing and appropriate counseling may be indicated. Some apparent mutations classified as variants of undetermined significance may represent rare or low population frequency polymorphisms. Prior treatment for hematologic malignancy could affect the results obtained in this assay. Particularly, a prior allogeneic hematopoietic stem cell transplant may cause difficulties in either resolving somatic or polymorphic alterations or assigning variant calls correctly to donor and recipient fractions, if pertinent clinical or laboratory information (eg, chimerism engraftment status) is not provided. Inadequate samples (eg, insufficient DNA quantity or quality) will preclude further testing and will be noted in the interpretive report. For formalin-fixed paraffin-embedded tissue specimens, NGS testing should not be pursued if the quality of the biopsy specimen is poor (eg, limited sample size, presence of extensive necrosis or fibrosis) or the target tumor cell population is low (<20%). | 1. Swerdlow S, Campo E, Harris NL, et al, eds. WHO Classification of Tumours of Haematopoietic and Lymphoid Tissues. 4th ed. IARC Press; 2017. WHO Classification of Tumours, Vol 2 2. Sandell RF, Boddicker RL, Feldman AL. Genetic landscape and classification of peripheral T cell lymphomas. Curr Oncol Rep. 2017;19(4):28. doi:10.1007/s11912-017-0582-9 3. Lemonnier F, Gaulard P, de Leval L. New insights in the pathogenesis of T-cell lymphomas. Curr Opin Oncol. 2018;30(5):277-284. doi:10.1097/CCO.0000000000000474 4. Vallois D, Dobay MP, Morin RD, et al. Activating mutations in genes related to TCR signaling in angioimmunoblastic and other follicular helper T-cell-derived lymphomas. Blood. 2016;128(11):1490-502. doi:10.1182/blood-2016-02-698977 | This is a target-enriched next-generation sequencing (NGS) panel. DNA is extracted from validated specimen sources, including but not limited to, peripheral blood, bone marrow aspirate, and formalin-fixed paraffin-embedded tissues. Library preparation for NGS is performed, followed by probe hybridization and capture. Sequencing of the final sample library is performed on a NGS instrument. Following bioinformatic processing of the sequencing data, the sequencing results are interpreted to provide a final clinical report. Genomic alterations are called according to human genome reference build GRCh37 (hg19).(Unpublished Mayo method) | 16 to 21 days | Bone marrow aspirate/whole blood: 2 weeks; DNA: 3 months; Tissue: 1 month; FFPE tissue: Unused portions of blocks will be returned to the client; Unstained slides/body fluid: Not retained | This test was developed and its performance characteristics determined by Mayo Clinic in a manner consistent with CLIA requirements. It has not been cleared or approved by the US Food and Drug Administration. | 81450 | T-cell Lymphoma, NGS, V | 104242-3 | 618514 | Reviewed By | 18771-6
MDM2F | MDM2 (12q15) Amplification, Well-Differentiated Liposarcoma/Atypical Lipomatous Tumor, FISH, Tissue | IdentifyingMDM2amplification Supporting the diagnosis of many neoplasms, including, but not limited to, well-differentiated liposarcoma, atypical lipomatous tumor, dedifferentiated liposarcoma, parosteal osteosarcoma and central low-grade osteosarcoma | Fluorescence In Situ Hybridization (FISH) | Yes | MDM2 (12q15) Amp, FISH, Ts | This test includes a charge for the probe application, analysis, and professional interpretation of results for one probe set (2 individual fluorescence in situ hybridization probes). No analysis charges will be incurred if an insufficient number of representative cells are available for analysis. | Submit only 1 of the following specimens: Preferred: Specimen Type:Tissue block Collection Instructions:Submit a formalin-fixed, paraffin-embedded tumor tissue block. Blocks prepared with alternative fixation methods will be attempted but are less favorable for successful results by fluorescence in situ hybridization testing; provide fixation method used. Additional Information: 1. Paraffin-embedded specimens can be from any anatomic location (skin, soft tissue, lymph node, etc). 2. Bone specimens that have been decalcified will be attempted for testing, but the success rate is approximately 50%. Acceptable: Specimen Type:Tissue slides Slides: 1 Hematoxylin and eosin stained and 4 unstained? Collection Instructions: Submit 1 slide stained with hematoxylin and eosin and 4 consecutive unstained, positively charged, unbaked slides with 5 micron-thick sections of the tumor tissue. | Slides: 1 Hematoxylin and eosin-stained and 2 unstained | Differential Diagnosis of Well-Differentiated Liposarcoma/Atypical Lipomatous Tumor: The histological discrimination of well-differentiated liposarcoma/atypical lipomatous tumor (WDL/ALT) from lipoma can be diagnostically challenging. Amplification of genomic material derived from the chromosome band 12q13-15, which contains several genes, includingMDM2, has been shown to be a recurrent finding in most WDL/ALT. Therefore, the detection ofMDM2gene amplification by fluorescence in situ hybridization may be a useful adjunct to support a diagnosis of WDL/ALT in the proper histopathologic context. Differential Diagnosis of Osteosarcoma: The histological discrimination of parosteal or low-grade central osteosarcoma from other morphologically similar, but clinically distinct, entities can be difficult. Amplification of genomic material derived from the chromosome band 12q13-15, which contains several genes, includingMDM2, has been shown to be a recurrent finding in a large proportion (67%-100%) of parosteal and central low-grade osteosarcomas. Therefore, the detection ofMDM2gene amplification by fluorescence in situ hybridization may be a useful adjunct to support a diagnosis of low-grade central or parosteal osteosarcoma in the proper histopathologic context. Amplifications of 12q13-15 (includingMDM2) are less common in conventional high-grade osteosarcoma, estimated to occur in approximately 5% to 10% of tumors. | An interpretive report will be provided. | A neoplastic clone is detected when the percent of cells with an abnormality exceeds the normal reference range for theMDM2fluorescence in situ hybridization probe set. Differential Diagnosis of Well-Differentiated Liposarcoma/Atypical Lipomatous Tumor: A positive result is consistent with amplification of theMDM2gene locus (12q15) and, in the proper clinical and pathologic context, may support the diagnosis of well-differentiated liposarcoma/atypical lipomatous tumor (WDL/ALT).MDM2amplification may be seen in other neoplasms and is not diagnostic in isolation. Clinical and pathologic correlation is required. A negative result is consistent with absence of amplification of theMDM2gene locus (12q15) but does not exclude the diagnosis of WDL/ALT. Clinical and pathologic correlation is required. Differential Diagnosis of Osteosarcoma: A positive result is consistent with amplification of theMDM2gene locus (12q15) and, in the proper clinical and pathologic context, may support the diagnosis of parosteal osteosarcoma or low-grade central osteosarcoma.MDM2amplification may be seen in other neoplasms and is not diagnostic in isolation. Clinical and pathologic correlation is required. A negative result is consistent with absence of amplification of theMDM2gene locus (12q15) but does not exclude the diagnosis of low-grade central osteosarcoma or parosteal osteosarcoma. Clinical and pathologic correlation is required. | This test is not approved by the US Food and Drug Administration, and it is best used as an adjunct to existing clinical and pathologic information. This fluorescence in situ hybridization (FISH) assay does not rule out other chromosome abnormalities. Fixatives other than formalin (eg, Prefer, Bouin's) may not be successful for FISH assays. Non-formalin fixed specimens will not be rejected. Paraffin-embedded tissues that have been decalcified may not be successful for FISH analysis. The success rate of FISH studies on decalcified tissue is approximately 50%, but FISH will be attempted if sufficient tumor is present for analysis. FISH studies will be attempted if sufficient tumor is present for analysis. The pathologist reviewing the hematoxylin and eosin-stained slide may find it necessary to cancel testing if insufficient tissue/tumor is available for testing. If no FISH signals are observed post hybridization, the case will be released indicating a lack of FISH results. | 1. Erickson-Johnson MR, Seys AR, Roth CW, et al. Carboxypeptidase M: a biomarker for the discrimination of lipoma from liposarcoma. Mod Pathol. 2009;22(12):1541-1547 2. Jacob E, Erickson-Johnson MR, Wang X, et al. Assessment ofMDM2amplification using fluorescence in situ hybridization on paraffin-embedded tissue discriminates atypical lipomatous tumors from lipomas. Mod Pathol. 2006;19:13A 3. He X, Pang Z, Zhang X, et al. Consistent amplification of FRS2 and MDM2 in low-grade osteosarcoma: A genetic study of 22 cases with clinicopathologic analysis. Am J Surg Pathol. 2018;42(9):1143-1155 4. Duhamel LAE, Ye H, Halai, D, et al. Frequency of Mouse Double Minute 2 (MDM2 ) and Mouse Double Minute 4 (MDM4) amplification in parosteal and conventional osteosarcoma subtypes. Histopathology. 2012;60(2):357-359 5. Dujardin F, Binh MBN, Bourvier C, et al. MDM2 and CDK4 immunohistochemistry is a valuable tool in the differential diagnosis of low-grade osteosarcomas and other primary fibro-osseous lesions of the bone. Mod Pathol. 2011;24(5):624-637 6. WHO Classification of Tumours Editorial Board. Soft Tissue and Bone. 5th ed. IARC; 2020. World Health Organization Classification of Tumours. Vol 3 | This test is performed using a commercially availableMDM2probe set with a MDM2 probe and a chromosome 12 centromere probe (D12Z3).Formalin-fixed, paraffin-embedded tissues are cut at 5 microns and mounted on positively-charged glass slides. The selection of tissue and the identification of target areas on the hematoxylin and eosin (H and E)-stained slide is performed by a pathologist. Using the H and E-stained-slide as a reference, target areas are etched with a diamond-tipped engraving tool on the back of the unstained slide to be assayed.The probe set is hybridized to the appropriate target areas, and 2 technologists each analyze 30 interphase nuclei (60 total) with the results expressed as a ratioMDM2:D12Z3signals.(Unpublished Mayo method) | 7 to 10 days | Slides and H and E used for analysis are retained by the laboratory in accordance with regulatory requirements. Client provided paraffin blocks and extra unstained slides (if provided) will be returned after testing is complete. | This test was developed and its performance characteristics determined by Mayo Clinic in a manner consistent with CLIA requirements. It has not been cleared or approved by the US Food and Drug Administration. | 88271x2, 88291-DNA probe, each (first probe set), Interpretation and report88271x2-DNA probe, each; each additional probe set (if appropriate)88271-DNA probe, each; coverage for sets containing 3 probes (if appropriate)88271x2-DNA probe, each; coverage for sets containing 4 probes (if appropriate)88271x3-DNA probe, each; coverage for sets containing 5 probes (if appropriate)88274 w/modifier 52-Interphase in situ hybridization, <25 cells, each probe set (if appropriate)88274-Interphase in situ hybridization, 25 to 99 cells, each probe set (if appropriate)88275-Interphase in situ hybridization, 100 to 300 cells, each probe set (if appropriate) | MDM2 (12q15) Amp, FISH, Ts | 93808-4 | 53396 | Disclaimer | 62364-5
MEAD | Meadow Fescue, IgE, Serum | Establishing a diagnosis of an allergy to meadow fescue Defining the allergen responsible for eliciting signs and symptoms Identifying allergens: -Responsible for allergic response and/or anaphylactic episode -To confirm sensitization prior to beginning immunotherapy -To investigate the specificity of allergic reactions to insect venom allergens, drugs, or chemical allergens | Fluorescence Enzyme Immunoassay (FEIA) | Yes | Meadow Fescue, IgE | Serum | Collection Container/Tube: Preferred:Serum gel Acceptable:Red top Submission Container/Tube:Plastic vial Specimen Volume:0.5 mL for every 5 allergens requested Collection Instructions:Centrifuge and aliquot serum into a plastic vial. | For 1 allergen: 0.3 mL For more than 1 allergen: (0.05 mL x number of allergens) + 0.25 mL deadspace | Clinical manifestations of immediate hypersensitivity (allergic) diseases are caused by the release of proinflammatory mediators (histamine, leukotrienes, and prostaglandins) from IgE-sensitized effector cells (mast cells and basophils) when cell-bound IgE antibodies interact with an allergen. In vitro serum testing for IgE antibodies provides an indication of the immune response to allergens that may be associated with allergic disease. The allergens chosen for testing often depend upon the age of the patient, history of allergen exposure, season of the year, and clinical manifestations. In individuals predisposed to develop allergic disease, the sequence of sensitization and clinical manifestations proceed as follows: eczema and respiratory disease (rhinitis and bronchospasm) in infants and children less than 5 years due to food sensitivity (milk, egg, soy, and wheat proteins) followed by respiratory disease (rhinitis and asthma) in older children and adults due to sensitivity to inhalant allergens (dust mite, mold, and pollen inhalants). | Class,IgE kU/L,Interpretation, 0,<0.10,Negative, 0/1,0.10-0.34,Borderline/equivocal, 1,0.35-0.69,Equivocal, 2,0.70-3.49,Positive, 3,3.50-17.4,Positive, 4,17.5-49.9,Strongly positive, 5,50.0-99.9,Strongly positive, 6,> or =100,Strongly positive, | Detection of IgE antibodies in serum (class 1 or greater) indicates an increased likelihood of allergic disease as opposed to other etiologies and defines the allergens that may be responsible for eliciting signs and symptoms. The level of IgE antibodies in serum varies directly with the concentration of IgE antibodies expressed as a class score or kU/L. | Testing for IgE antibodies is not useful in patients previously treated with immunotherapy to determine if residual clinical sensitivity exists or in patients in whom the medical management does not depend upon identification of allergen specificity. Some individuals with clinically insignificant sensitivity to allergens may have measurable levels of IgE antibodies in serum, and test results must be interpreted in the clinical context. False-positive results for IgE antibodies may occur in patients with markedly elevated serum IgE (>2500 kU/L) due to nonspecific binding to allergen solid phases. | Homburger HA, Hamilton RG: Allergic diseases. In: McPherson RA, Pincus MR, eds. Henry's Clinical Diagnosis and Management by Laboratory Methods. 23rd ed. Elsevier; 2017:1057-1070 | Specific IgE from the patient's serum reacts with the allergen of interest, which is covalently coupled to an ImmunoCAP. After washing away nonspecific IgE, enzyme-labeled anti-IgE antibody is added to form a complex. After incubation, unbound anti-IgE is washed away, and the bound complex incubated with a developing agent. After stopping the reaction, the fluorescence of the eluate is measured. Fluorescence is proportional to the amount of specific IgE present in the patient's sample (ie, the higher the fluorescence value, the more IgE antibody is present).(Package insert: ImmunoCAP System Specific IgE FEIA. Phadia; Rev 06/2020) | Same day/1 to 3 days | 14 days | This test has been cleared, approved, or is exempt by the US Food and Drug Administration and is used per manufacturer's instructions. Performance characteristics were verified by Mayo Clinic in a manner consistent with CLIA requirements. | 86003 | Meadow Fescue, IgE | 6169-7 | MEAD | Meadow Fescue, IgE | 6169-7
MFOX | Meadow Foxtail, IgE, Serum | Establishing a diagnosis of an allergy to meadow foxtail Defining the allergen responsible for eliciting signs and symptoms Identifying allergens: -Responsible for allergic response and/or anaphylactic episode -To confirm sensitization prior to beginning immunotherapy -To investigate the specificity of allergic reactions to insect venom allergens, drugs, or chemical allergens | Fluorescence Enzyme Immunoassay (FEIA) | Yes | Meadow Foxtail, IgE | Serum | Collection Container/Tube: Preferred:Serum gel Acceptable:Red top Submission Container/Tube:Plastic vial Specimen Volume:0.5 mL for every 5 allergens requested Collection Instructions:Centrifuge and aliquot serum into a plastic vial. | For 1 allergen: 0.3 mL For more than 1 allergen: (0.05 mL x number of allergens) + 0.25 mL deadspace | Clinical manifestations of immediate hypersensitivity (allergic) diseases are caused by the release of proinflammatory mediators (histamine, leukotrienes, and prostaglandins) from IgE-sensitized effector cells (mast cells and basophils) when cell-bound IgE antibodies interact with an allergen. In vitro serum testing for IgE antibodies provides an indication of the immune response to allergens that may be associated with allergic disease. The allergens chosen for testing often depend upon the age of the patient, history of allergen exposure, season of the year, and clinical manifestations. In individuals predisposed to develop allergic disease, the sequence of sensitization and clinical manifestations proceed as follows: eczema and respiratory disease (rhinitis and bronchospasm) in infants and children less than 5 years due to food sensitivity (milk, egg, soy, and wheat proteins) followed by respiratory disease (rhinitis and asthma) in older children and adults due to sensitivity to inhalant allergens (dust mite, mold, and pollen inhalants). | Class,IgE kU/L,Interpretation, 0,<0.10,Negative, 0/1,0.10-0.34,Borderline/equivocal, 1,0.35-0.69,Equivocal, 2,0.70-3.49,Positive, 3,3.50-17.4,Positive, 4,17.5-49.9,Strongly positive, 5,50.0-99.9,Strongly positive, 6,> or =100,Strongly positive, | Detection of IgE antibodies in serum (class 1 or greater) indicates an increased likelihood of allergic disease as opposed to other etiologies and defines the allergens that may be responsible for eliciting signs and symptoms. The level of IgE antibodies in serum varies directly with the concentration of IgE antibodies expressed as a class score or kU/L. | Testing for IgE antibodies is not useful in patients previously treated with immunotherapy to determine if residual clinical sensitivity exists or in patients in whom the medical management does not depend upon identification of allergen specificity. Some individuals with clinically insignificant sensitivity to allergens may have measurable levels of IgE antibodies in serum, and test results must be interpreted in the clinical context. False-positive results for IgE antibodies may occur in patients with markedly elevated serum IgE (>2500 kU/L) due to nonspecific binding to allergen solid phases. | Homburger HA, Hamilton RG: Allergic diseases. In: McPherson RA, Pincus MR, eds. Henry's Clinical Diagnosis and Management by Laboratory Methods. 23rd ed. Elsevier; 2017:1057-1070 | Specific IgE from the patient's serum reacts with the allergen of interest, which is covalently coupled to an ImmunoCAP. After washing away nonspecific IgE, enzyme-labeled anti-IgE antibody is added to form a complex. After incubation, unbound anti-IgE is washed away, and the bound complex incubated with a developing agent. After stopping the reaction, the fluorescence of the eluate is measured. Fluorescence is proportional to the amount of specific IgE present in the patient's sample (ie, the higher the fluorescence value, the more IgE antibody is present).(Package insert: ImmunoCAP System Specific IgE FEIA. Phadia; Rev 06/2020) | Same day/1 to 3 days | 14 days | This test has been cleared, approved, or is exempt by the US Food and Drug Administration and is used per manufacturer's instructions. Performance characteristics were verified by Mayo Clinic in a manner consistent with CLIA requirements. | 86003 | Meadow Foxtail, IgE | 6170-5 | MFOX | Meadow Foxtail, IgE | 6170-5
ROPG | Measles (Rubeola) Antibodies, IgG, Serum | Determining immune status of individuals to the measles virus Documenting previous infection with measles virus in an individual without a previous record of immunization to measles virus | Multiplex Flow Immunoassay (MFI) | Yes | Measles (Rubeola) Ab, IgG, S | Serum | Collection Container/Tube: Preferred:Serum gel Acceptable:Red top Submission Instructions:Plastic vial Specimen Volume:0.5 mL Collection Instructions:Centrifuge and aliquot serum into a plastic vial. | 0.4 mL | The measles virus is a member of the Paramyxoviridae family of viruses, which includes parainfluenza virus serotypes 1-4, mumps, respiratory syncytial virus (RSV), and metapneumovirus. The measles virus is one of the most highly contagious infectious diseases among unvaccinated individuals and is transmitted through direct contact with aerosolized droplets or other respiratory secretions from infected individuals. Measles has an incubation period of approximately 8 to 12 days, which is followed by a prodromal phase of high fever, cough, coryza, conjunctivitis, and malaise. Koplik spots may also be apparent on the buccal mucosa and can last for 12 to 72 hours.(1,2) Following this phase, a maculopapular, erythematous rash develops beginning behind the ears and on the forehead and spreads centrifugally to involve the trunk and extremities. Immunocompromised individuals, pregnant women, and those with nutritional deficiencies are particularly at risk for serious complications following measles infection, which include pneumonia and central nervous system involvement.(1,3) Following implementation of the national measles vaccination program in 1963, the incidence of measles infection has fallen to fewer than 0.5 cases per 1,000,000 population, and the virus is no longer considered endemic in the United States.(4) Measles outbreaks continue to occur in the United States due to exposure of nonimmune individuals or those with waning immunity to infected travelers. The measles outbreak in 2011 throughout Western Europe emphasizes the persistence of the virus in the worldwide population and the continued need for national vaccination programs.(5) The diagnosis of measles infection is often based on clinical presentation alone. Screening for IgG-class antibodies to measles virus will aid in identifying nonimmune individuals. | Vaccinated: positive (> or =1.1 AI) Unvaccinated: negative (< or =0.8 AI) Reference values apply to all ages. | The reported antibody index (AI) value is for reference only. This is a qualitative test, and the numeric value of the AI is not indicative of the amount of antibody present. AI values above the manufacturer recommended cutoff for this assay indicate that specific antibodies were detected, suggesting prior exposure or vaccination. Positive: AI value of 1.1 or higher The presence of detectable IgG-class antibodies indicates prior exposure to the measles virus through infection or immunization. Individuals testing positive are considered immune to measles infection. Equivocal: AI value 0.9-1.0 Submit an additional sample for testing in 10 to 14 days to demonstrate IgG seroconversion if recently vaccinated or otherwise clinically indicated. Negative: AI value of 0.8 or lower The absence of detectable IgG-class antibodies suggests the lack of a specific immune response to immunization or no prior exposure to the measles virus. | IgG-class antibodies to measles virus may be present in serum specimens from individuals who have received blood products within the past several months but have not been immunized or experienced past infection with this virus. Serum specimens collected early during acute phase of infection may be negative for IgG-class antibodies to this virus. | 1. Perry RT, Halsey NA: The clinical significance of measles-a review. J Infect Dis. 2004;189(Supp 1):S4-S16.doi: 10.1086/377712 2. Babbott FL, Gordon JE: Modern measles. Am J Med Sci. 1954;228:334-361 3. Liebert UG: Measles virus infections of the central nervous system. Intervirology. 1997;40(2-3):176-184 4. Centers for Disease Control and Prevention (CDC). Measles-United States, 1999. MMWR Morb Mortal Wkly Rep. 2000;49(25):557-560 5. Centers for Disease Control and Prevention (CDC). Increased transmission and outbreaks of measles-European Region, 2011. MMWR Morb Mortal Wkly Rep. 2011;60(47):1605-1610 6. Theel ES, Sorenson M, Rahman C, Granger D, Vaughn A, Breeher L: Performance characteristics of a multiplex flow immunoassay for detection of IgG-Class antibodies to measles, mumps, rubella, and Varicella-Zoster viruses in presumptively immune health care workers. J Clin Microbiol. 2020 Mar 25;58(4):e00136-20.doi: 10.1128/JCM.00136-20 | The BioPlex 2200 Measles IgG assay uses multiplex flow immunoassay technology. Briefly, serum samples are mixed and incubated at 37 degrees C with sample diluent and dyed beads coated with measles antigen. After a wash cycle, antihuman-IgG antibody conjugated to phycoerythrin (PE) is added to the mixture and incubated at 37 degrees C. Excess conjugate is removed in another wash cycle and the beads are resuspended in wash buffer. The bead mixture then passes through a detector that identifies the bead based on dye fluorescence and determines the amount of antibody captured by the antigen based on the fluorescence of the attached PE. Raw data is calculated in relative fluorescence intensity. Three additional dyed beads, an internal standard bead, a serum verification bead, and a reagent blank bead are present in each reaction mixture to verify detector response, the addition of serum to the reaction vessel, and the absence of significant nonspecific binding in serum.(Package insert: BioPlex 2200 System MMRV IgG, Bio-Rad Laboratories; 02/2019) | Same day/1 to 3 days | 14 days | This test has been cleared, approved, or is exempt by the US Food and Drug Administration and is used per manufacturer's instructions. Performance characteristics were verified by Mayo Clinic in a manner consistent with CLIA requirements. | 86765 | Measles (Rubeola) Ab, IgG, S | 77310-1 | DEXG3 | Measles IgG Antibody Index | 5244-9
ROM | Measles (Rubeola) Antibodies, IgM, Serum | Determining acute-phase infection with rubeola (measles) virus using IgM antibody testing Aiding in the identification of nonimmune individuals through IgM antibody testing | Immunofluorescence Assay (IFA) | Yes | Measles (Rubeola) Ab, IgM, S | Serum | Collection Container/Tube: Preferred:Serum gel Acceptable:Red top Submission Container/Tube:Plastic vial Specimen Volume:0.5 mL Collection Instructions:Centrifuge and aliquot serum into a plastic vial. | 0.2 mL | The measles virus is a member of the Paramyxoviridae family of viruses, which include parainfluenza virus serotypes 1-4, mumps, respiratory syncytial virus (RSV), and metapneumovirus. The measles virus is one of the most highly contagious infectious diseases among unvaccinated individuals and is transmitted through direct contact with aerosolized droplets or other respiratory secretions from infected individuals. Measles has an incubation period of approximately 8 to 12 days, which is followed by a prodromal phase of high fever, cough, coryza, conjunctivitis, and malaise. Koplik spots may also be apparent on the buccal mucosa and can last for 12 to 72 hours.(1,2) Following this phase, a maculopapular, erythematous rash develops beginning behind the ears and on the forehead and spreading centrifugally to involve the trunk and extremities. Immunocompromised individuals, pregnant women, and those with nutritional deficiencies, are particularly at risk for serious complications following measles infection, which include pneumonia and central nervous system involvement.(1,3) Following implementation of the national measles vaccination program in 1963, the incidence of measles infection has fallen to below 0.5 cases per 1,000,000 population, and the virus is no longer considered endemic in the United States.(4) Measles outbreaks continue to occur in the United States, however, due to exposure of nonimmune individuals or those with waning immunity to infected travelers. The measles outbreak in 2011 throughout Western Europe emphasizes the persistence of the virus in the worldwide population and the continued need for national vaccination programs.(5) The diagnosis of measles infection is often based on clinical presentation alone. The presence of IgM-class antibodies suggests recent infection but should not be used alone to diagnose measles infection. Screening for IgG-class antibodies to measles virus aids in identifying nonimmune individuals. | Negative Reference values apply to all ages. | This assay tests only for IgM-class antibody. For both IgM and IgG antibody testing, see ROGM / Measles (Rubeola) Virus Antibody, IgM and IgG (Separate Determinations), Serum. The presence of IgM-class antibodies, with or without the presence of IgG-class antibodies, to measles virus may support a clinical diagnosis of recent/acute phase infection with the virus. IgM results alone should not be used to diagnose measles virus infection. The absence of IgM-class antibodies suggests lack of an acute phase infection with measles virus. However, serology may be negative for IgM-class antibodies in early disease, and results should be interpreted in the context of clinical findings. Testing for IgM-class antibodies to measles should be limited to patients with clinically compatible disease. The presence of detectable IgG-class antibodies, in the absence of IgM-class antibodies, indicates prior exposure to the measles virus through infection or immunization. These individuals are considered immune to measles infection. The absence of detectable IgG-class antibodies suggests the lack of a specific immune response to immunization or no prior exposure to the measles virus. These individuals are considered nonimmune to measles virus infection. | Grossly contaminated, hemolyzed, hyperlipemic, or icteric serum may yield unreliable results. Serum specimens must not be heat-inactivated prior to testing. A serum specimen collected during the acute phase of infection when only low titers of IgM are present may yield negative results by this procedure. Rare heterotypic responses with rubella virus and varicella virus have been reported from measles virus.(5) | 1. Liebert UG: Measles virus infections of the central nervous system. Intervirology. 1997;40:176-184.doi: 10.1159/000150544 2. Norrby E, Kristensson K: Measles virus in the brain. Brain Res Bull 1997;44:213-220 3. Sable CA, Hayden FG: Orthomyxoviral and paramyxoviral infections in transplant patients. Infect Dis Clin North Am 1995;9:987-1003 4. Matsuzono Y, Narita M, Satake A, et al: Measles encephalomyelitis in a patient with a history of vaccination. Acta Paediatr Jpn 1995;37:374-376 5. Cremer, NE, Devlin VL, Riggs JL, Hagens SJ: 1984. Anomalous antibody responses in viral infection: specific stimulation or polyclonal activation? J Clin Microbio 1984;20:468-472 6. Gershon AA, Krugman S: Measles virus. In: Lennette EH, Schmidt NJ, eds Diagnostic Procedures for Viral, Rickettsial and Chlamydial Infections. 5th ed. American Public Health Association, Inc., 1979;665-693 7.Theel ES, Sorenson M, Rahman C, Granger D, Vaughn A, Breeher L: Performance characteristics of a multiplex flow immunoassay for detection of IgG-Class antibodies to measles, mumps, rubella, and Varicella-Zoster viruses in presumptively immune health care workers. J Clin Microbiol. 2020 Mar 25;58(4):e00136-20. doi: 10.1128 8. National Center for Immunization and Respiratory Diseases, Division of Viral Diseases;Centers for Disease Control and Prevention (CDC). Measles (Rubeola). CDC; Updated November 5, 2020. Accessed October 25, 2022. Available at www.cdc.gov/measles/hcp/index.html | The presence of IgM-class antibody to measles is determined by an indirect immunofluorescence assay. After removal of IgG by specific immunoglobulin antibody, the serum is incubated with measles antigen, which is adhered to a glass microscope slide. Antibodies, if present, will bind to the antigen forming stable antigen-antibody complexes. If no antibodies are present, the complexes will not be formed, and the serum components will be washed away. Fluorescein-labeled antihuman-IgM antibody is added to the reaction side and binds to IgM antibodies if present. This results in a positive reaction of bright apple-green fluorescence when viewed with a fluorescence microscope.(Package insert: Measles Virus Antigen Substrate Slide. AESKU.BION; 09/2019) | Same day/1 to 3 days | 14 days | This test has been cleared, approved, or is exempt by the US Food and Drug Administration and is used per manufacturer's instructions. Performance characteristics were verified by Mayo Clinic in a manner consistent with CLIA requirements. | 86765 | Measles (Rubeola) Ab, IgM, S | 35276-5 | 80979 | Measles (Rubeola) Ab, IgM, S | 35276-5
ROGM | Measles (Rubeola) Virus Antibody, IgM and IgG, Serum | Diagnosing measles virus infection Determination of immune status of individuals to the measles virus using IgG antibody testing Documentation of previous infection with measles virus in an individual without a previous record of immunization to measles virus | ROM: Immunofluorescence Assay (IFA) ROPG: Multiplex Flow Immunoassay (MFI) | Yes | Measles (Rubeola) Ab, IgM and IgG,S | Serum | Collection Container/Tube: Preferred:Serum gel Acceptable:Red top Submission Container/Tube:Plastic vial Specimen Volume:1 mL Collection Instructions:Centrifuge and aliquot serum into a plastic vial. | 0.6 mL | The measles virus is a member of the Paramyxoviridae family of viruses, which include parainfluenza virus serotypes 1-4, mumps, respiratory syncytial virus (RSV), and metapneumovirus. The measles virus is one of the most highly contagious infectious diseases among unvaccinated individuals and is transmitted through direct contact with aerosolized droplets or other respiratory secretions from infected individuals. Measles has an incubation period of approximately 8 to 12 days, which is followed by a prodromal phase of high fever, cough, coryza, conjunctivitis, and malaise. Koplik spots may also be apparent on the buccal mucosa and can last for 12 to 72 hours.(1,2) Following this phase, a maculopapular, erythematous rash develops beginning behind the ears and on the forehead and spreading centrifugally to involve the trunk and extremities. Immunocompromised individuals, pregnant women, and those with nutritional deficiencies, are particularly at risk for serious complications following measles infection, which include pneumonia and central nervous system involvement.(1,3) Following implementation of the national measles vaccination program in 1963, the incidence of measles infection has fallen to below 0.5 cases per 1,000,000 population and the virus is no longer considered endemic in the United States.(4) Measles outbreaks continue to occur in the United States, however, due to exposure of nonimmune individuals or those with waning immunity to infected travelers. The measles outbreak in 2011 throughout Western Europe emphasizes the persistence of the virus in the worldwide population and the continued need for national vaccination programs.(5) The diagnosis of measles infection is often based on clinical presentation alone. The presence of IgM-class antibodies suggests recent infection but should not be used alone to diagnose measles infection. Screening for IgG-class antibodies to measles virus aids in identifying nonimmune individuals. | IMMUNOGLOBULIN M Negative Reference values apply to all ages. IMMUNOGLOBULIN G Vaccinated: positive (> or =1.1 AI) Unvaccinated: negative (< or =0.8 AI) Reference values apply to all ages. | This assay tests for both IgM and IgG-class antibodies. The presence of IgM-class antibodies, with or without the presence of IgG-class antibodies, to measles virus may support a clinical diagnosis of recent/acute phase infection with the virus. IgM results alone should not be used to diagnose measles virus infection. The absence of IgM-class antibodies suggests lack of an acute phase infection with measles virus. However, serology may be negative for IgM-class antibodies in early disease, and results should be interpreted in the context of clinical findings. Testing for IgM-class antibodies to measles should be limited to patients with clinically compatible disease. The presence of detectable IgG-class antibodies, in the absence of IgM-class antibodies, indicates prior exposure to the measles virus through infection or immunization. These individuals are considered immune to measles infection. The absence of detectable IgG-class antibodies suggests the lack of a specific immune response to immunization or no prior exposure to the measles virus. These individuals are considered nonimmune to measles virus infection. | A serum specimen collected during the acute phase of infection or soon after vaccination may yield negative for IgM- or IgG-class antibodies. Rare heterotypic IgM responses to measles virus have been reported in patients with rubella virus, chronic active hepatitis, systemic lupus, and infectious mononucleosis.(6) IgG-class antibodies to measles virus may be present in serum specimens from individuals who have received blood products within the past several months, but who have not been immunized or have experienced past infection with this virus. | 1. Perry RT, Halsey NA: The clinical significance of measles-a review. J Infect Dis. 2004 May 1;189 Supp 1:S4-S16.doi: 10.1086/377712 2. Babbott FL, Gordon JE: Modern measles. Am J Med Sci. 1954 Sep;228(3):334-361 3. Liebert UG: Measles virus infections of the central nervous system. Intervirology. 1997;40:176-184.doi: 10.1159/000150544 4. Centers for Disease Control and Prevention (CDC): Measles-United States, 1999. MMWR Morb Mortal Wkly Rep. 2000;49(25):557-560 5. Centers for Disease Control and Prevention (CDC): Increased transmission and outbreaks of Measles-European region. MMWR Morb Mortal Wkly Rep. 2011;60(47):1605-1610 6. Cremer NE, Devlin VL, Riggs JL, Hagens SJ: Anomalous antibody responses in viral infection: specific stimulation or polyclonal activation? J Clin Microbiol. 1984;20:468-472 7.Theel ES, Sorenson M, Rahman C, Granger D, Vaughn A, Breeher L: Performance characteristics of a multiplex flow immunoassay for detection of IgG-Class antibodies to measles, mumps, rubella, and Varicella-Zoster viruses in presumptively immune health care workers. J Clin Microbiol. 2020 Mar 25;58(4):e00136-20. doi: 10.1128 8. National Center for Immunization and Respiratory Diseases, Division of Viral Diseases;Centers for Disease Control and Prevention (CDC). Measles (Rubeola). CDC; Updated November 5, 2020. Accessed October 25, 2022. Available at www.cdc.gov/measles/hcp/index.html | Immunoglobulin M: The presence of IgM-class antibody to measles is determined by an indirect immunofluorescence assay. After removal of IgG by specific immunoglobulin antibody, the serum is incubated with measles antigen, which is adhered to a glass microscope slide. Antibodies, if present, will bind to the antigen forming stable antigen-antibody complexes. If no antibodies are present, the complexes will not be formed, and the serum components will be washed away. Fluorescein-labeled antihuman-IgM antibody is added to the reaction side and binds to IgM antibodies if present. This results in a positive reaction of bright apple-green fluorescence when viewed with a fluorescence microscope.(Package insert: Measles Virus Antigen Substrate Slide. AESKU.BION; 09/2019) Immunoglobin G: The BioPlex 2200 Measles IgG assay uses multiplex flow immunoassay technology. Briefly, serum samples are mixed and incubated at 37 degrees C with sample diluent and dyed beads coated with measles antigen. After a wash cycle, antihuman-IgG antibody conjugated to phycoerythrin (PE) is added to the mixture and incubated at 37 degrees C. Excess conjugate is removed in another wash cycle and the beads are resuspended in wash buffer. The bead mixture then passes through a detector that identifies the bead based on dye fluorescence and determines the amount of antibody captured by the antigen based on the fluorescence of the attached PE. Raw data is calculated in relative fluorescence intensity. Three additional dyed beads, an internal standard bead, a serum verification bead, and a reagent blank bead, are present in each reaction mixture to verify detector response, the addition of serum to the reaction vessel and the absence of significant nonspecific binding in serum.(Package insert: BioPlex 2200 System MMRV IgG. Bio-Rad Laboratories; 02/2019) | Same day/1 to 3 days | 14 days | This test has been cleared, approved, or is exempt by the US Food and Drug Administration and is used per manufacturer's instructions. Performance characteristics were verified by Mayo Clinic in a manner consistent with CLIA requirements. | 86765-Rubeola IgM86765-Rubeola IgG | Measles (Rubeola) Ab, IgM and IgG,S | 90253-6 | DEXG3 | Measles IgG Antibody Index | 5244-9
MEASR | Measles Virus, Molecular Detection, PCR, Throat | Identifying measles virus infection using throat swab specimens | Real-Time Polymerase Chain Reaction (PCR) | Yes | Measles Virus PCR, Throat | Varies | Specimen Type:Throat Swab Supplies: Culturette (BBL Culture Swab) (T092) Container/Tube:Sterile container with transport media Specimen Volume:Entire collection Collection Instructions: 1. Collect specimen by swabbing back and forth over mucosal surface to maximize recovery of cells. 2. Swab must be placed into viral transport media (eg, M4-RT, M4, M5, Bartels FlexTrans Transport Media, Jiangsu Transport Media) | 0.3 mL | Measles virus is a single-stranded, negative-sense RNAparamyxovirusbelonging to the genusMorbillivirusthat causes acute respiratory illness. Symptoms of infection include fever, malaise, cough, coryza, and conjunctivitis. Following the onset of symptoms, individuals typically develop a pathognomonic enanthema (Koplik spots) followed by a maculopapular rash. Measles virus is transmitted via inhalation of aerosols or respiratory droplets and is highly contagious. Measles virus can also be transmitted by direct contact with infected secretions or contaminated fomites. Laboratory confirmation of measles cases can be through serologic detection of measles-specific IgM antibodies or molecular detection of measles virus RNA. The use of reverse-transcription polymerase chain reaction can provide increased sensitivity and specificity compared to serologic testing if specimens are collected early after rash onset. Collection of both respiratory and urine samples for analysis is recommended to increase the likelihood of detecting the virus. | Negative | A positive result indicates the presence of measles virus RNA in the specimen. | A negative test does not rule out infection with measles virus. Therefore, the results should be used in conjunction with clinical findings and serologic test results to make an accurate diagnosis. The potential for false-negative results exists due to improper sample collection or viral variants. | 1. Centers for Disease Control and Prevention (CDC). Measles (Rubeola): For Healthcare Providers. CDC. Updated November 5, 2020. Accessed September 7, 2022. Available at: www.cdc.gov/measles/hcp 2. Moss WJ. Measles. Lancet. 2017 Dec;390(10111):2490-2502 3. Porter A, Goldfarb J. Measles: a dangerous vaccine-preventable disease returns. Cleve Clin J Med. 2019 Jun;86(6):393-398 | The measles virus laboratory-developed reverse-transcription polymerase chain reaction (RT-PCR) assay is designed for the qualitative detection of measles virus RNA from urine and throat swabs of patients with suspected infection. Measles virus RNA in clinical specimens is first extracted using the NucliSENS easyMag/EMAG (bioMerieux) instruments according to manufacturer instructions. As a component of extraction, a lysis buffer is first added to clinical specimens in a class II biosafety cabinet (BSC). At this step, any measles virus present in the sample is inactivated, rendering it noninfectious. Following the addition of lysis buffer, specimens are safe to remove from the BSC and placed onto an instrument for automated extraction. A sample input of 200 mcL will be extracted with an elution volume of 50 mcL. This assay employs a reverse transcription reaction to convert RNA to complementary DNA. Oligonucleotide forward and reverse primers specific to the nucleoprotein (N) gene region of the measles virus amplify the target sequence. A TaqMan probe labeled with the fluorophore FAM and specific to the target region of measles virus RNA binds to amplified measles RNA virus product. Ribonuclease P (RNase P) is used as an internal control. Oligonucleotide forward and reverse primers specific to the p30 subunit of RNase P amplify the internal control target sequence. A TaqMan probe labeled with fluorophore Cy5 and specific to RNase P bind to the amplified RNase P product. The dye-labeled TaqMan probes allow for the detection of the target and internal control in the corresponding channels of the Roche LightCycler 480 II (LC480) instrument. Detection of the target N gene region indicates the presence of measles virus RNA in the specimen. The clinical validity of RT-PCR for the detection of the N gene of measles virus RNA in urine and throat swabs is well documented in peer-reviewed literature.(Unpublished Mayo method) | 1 to 3 days | 1 week | This test was developed and its performance characteristics determined by Mayo Clinic in a manner consistent with CLIA requirements. It has not been cleared or approved by the US Food and Drug Administration. | 87798 | Measles Virus PCR, Throat | 91077-8 | 617821 | Measles Virus PCR, Throat | 91077-8
MEASU | Measles Virus, Molecular Detection, PCR, Urine | Identifying measles infection using random urine specimens | Real-Time Polymerase Chain Reaction (PCR) | Yes | Measles Virus PCR, Urine | Urine | Supplies:Urine Tubes, 10 mL (T068) Container/Tube:Plastic, 10-mL urine tube Specimen Volume:1 mL Collection Instructions: 1. Collect a random urine specimen. 2. No preservative | 0.3 mL | Measles virus is a single-stranded, negative-sense RNAparamyxovirusbelonging to the genusMorbillivirusthat causes acute respiratory illness. Symptoms of infection include fever, malaise, cough, coryza, and conjunctivitis. Following the onset of symptoms, individuals typically develop a pathognomonic enanthema (Koplik spots) followed by a maculopapular rash. Measles virus is transmitted via inhalation of aerosols or respiratory droplets and is highly contagious. Measles virus can also be transmitted by direct contact with infected secretions or contaminated fomites. Laboratory confirmation of measles cases can be through serologic detection of measles-specific IgM antibodies or molecular detection of measles virus RNA. The use of reverse-transcription polymerase chain reaction can provide increased sensitivity and specificity compared to serologic testing if specimens are collected early after rash onset. Collection of both respiratory and urine samples for analysis is recommended to increase the likelihood of detecting the virus. | Negative | A positive result indicates the presence of measles virus RNA in the specimen. | A negative test does not rule out infection with measles virus. Therefore, the results should be used in conjunction with clinical findings and serologic test results to make an accurate diagnosis. The potential for false-negative results exists due to improper sample collection or viral variants. | 1. Centers for Disease Control and Prevention (CDC) Measles (Rubeola): For Healthcare Providers. CDC. Updated November 5, 2020. Accessed September 7, 2022. Available at: www.cdc.gov/measles/hcp 2. Moss WJ. Measles. Lancet. 2017;390(10111):2490-2502. 3. Porter A, Goldfarb J. Measles: A dangerous vaccine-preventable disease returns. Cleve Clin J Med. 2019;86(6):393-398. | The measles virus laboratory-developed reverse-transcription polymerase chain reaction (RT-PCR) assay is designed for the qualitative detection of measles virus RNA from urine and throat swabs of patients with suspected infection. Measles virus RNA in clinical specimens is first extracted using the NucliSENS easyMag/EMAG bioMerieux instruments according to manufacturer instructions. As a component of extraction, a lysis buffer is first added to clinical specimens in a class II biosafety cabinet (BSC). At this step, any measles virus that may be present in the sample is inactivated, rendering it non-infectious. Following the addition of lysis buffer, specimens are safe to remove from the BSC and placed onto an instrument for automated extraction. A sample input of 200 mcL will be extracted with an elution volume of 50 mcL. This assay employs a reverse transcription reaction to convert RNA to complementary DNA. Oligonucleotide forward and reverse primers specific to the nucleoprotein (N) gene region of the measles virus amplify the target sequence. A TaqMan probe labeled with the fluorophore FAM and specific to the target region of measles virus RNA binds to amplified measles RNA virus product. Ribonuclease P (RNase P) is used as an internal control. Oligonucleotide forward and reverse primers specific to the p30 subunit of RNase P amplify the internal control target sequence. A TaqMan probe labeled with fluorophore Cy5 and specific to RNase P bind to the amplified RNase P product. The dye-labeled TaqMan probes allow for the detection of the target and internal control in the corresponding channels of the Roche LightCycler 480 II (LC480) instrument. Detection of the target N gene region indicates the presence of measles virus RNA in the specimen. The clinical validity of RT-PCR for the detection of the N gene of measles virus RNA in urine and throat swabs is well documented in peer-reviewed literature.(Unpublished Mayo method) | 1 to 3 days | 1 week | This test was developed and its performance characteristics determined by Mayo Clinic in a manner consistent with CLIA requirements. It has not been cleared or approved by the US Food and Drug Administration. | 87798 | Measles Virus PCR, Urine | 86577-4 | 617822 | Measles Virus PCR, Urine | 86577-4
MMRV | Measles, Mumps, Rubella, and Varicella (MMRV) Immune Status Profile, Serum | Determining immune status of individuals to measles, mumps, rubella, and varicella-zoster viruses (VZV) Documentation of previous infection with measles, mumps, rubella, or VZV in an individual without a previous record of immunization to these viruses | Multiplex Flow Immunoassay (MFI) | Yes | MMRV Immune Status Profile, S | Serum | Collection Container/Tube: Preferred:Serum gel Acceptable:Red top Submission Instructions:Plastic vial Specimen Volume:1 mL Collection Instructions:Centrifuge and aliquot serum into a plastic vial. | 0.4 mL | The measles virus is a member of the Paramyxoviridae family of viruses, which includes parainfluenza virus serotypes 1-4, mumps, respiratory syncytial virus (RSV), and metapneumovirus. The measles virus is among the most highly contagious infectious diseases among unvaccinated individuals and is transmitted through direct contact with aerosolized droplets or other respiratory secretions from infected individuals. Measles has an incubation period of approximately 8 to 12 days, which is followed by a prodromal phase of high fever, cough, coryza, conjunctivitis, and malaise. Koplik spots may also be apparent on the buccal mucosa and can last for 12 to 72 hours.(1) Following this phase, a maculopapular, erythematous rash develops beginning behind the ears and on the forehead, spreading centrifugally to involve the trunk and extremities. Immunocompromised individuals, pregnant women, and those with nutritional deficiencies are particularly at risk for serious complications following measles infection, which include pneumonia and central nervous system (CNS) involvement.(1) Following implementation of the national measles vaccination program in 1963, the incidence of measles infection has fallen to fewer than 0.5 cases per 1,000,000 individuals, and the virus is no longer considered endemic in the United States. Measles outbreaks continue to occur in the United States due to exposure of nonimmune individuals or those with waning immunity to infected travelers. The measles outbreak in 2011 throughout Western Europe emphasizes the persistence of the virus in the worldwide population and the continued need for national vaccination programs.(2) The diagnosis of measles infection is often based on clinical presentation alone. Screening for IgG-class antibodies to measles virus will aid in identifying nonimmune individuals. Mumps: The mumps virus is a member of the Paramyxoviridae family of viruses, which includes parainfluenza virus serotypes 1-4, measles, RSV, and metapneumovirus. Mumps is highly infectious among unvaccinated individuals and is typically transmitted through inhalation of infected respiratory droplets or secretions. Following an approximately 2-week incubation period, symptom onset is typically acute with a prodrome of low-grade fever, headache, and malaise.(3,4) Painful enlargement of the salivary glands, the hallmark of mumps, occurs in approximately 60% to 70% of infections and in 95% of patients with symptoms. Testicular pain (orchitis) occurs in approximately 15% to 30% of postpubertal men and abdominal pain (oophoritis) is found in 5% of postpubertal women.(3) Other complications include mumps-associated pancreatitis (<5% of cases) and CNS disease (meningitis <10% and encephalitis <1%). Widespread routine immunization of infants with attenuated mumps virus has dramatically decreased the number of reported mumps cases in the United States. However, outbreaks continue to occur, indicating persistence of the virus in the general population. Laboratory diagnosis of mumps is typically accomplished by detection of IgM- and IgG-class antibodies to the mumps virus. However, due to the widespread mumps vaccination program, in clinically suspected cases of acute mumps infection, serologic testing should be supplemented with virus isolation in culture or detection of viral nucleic acid by polymerase chain reaction in throat, saliva, or urine specimens. Rubella: Rubella (German or 3-day measles) is a member of the Togavirus family, and humans remain the only natural host for this virus. Transmission is typically through inhalation of infectious aerosolized respiratory droplets and the incubation period following exposure can range from 12 to 23 days.(5) Infection is generally mild and self-limited, and is characterized by a maculopapular rash beginning on the face and spreading to the trunk and extremities, fever, malaise, and lymphadenopathy.(6) Primary in utero rubella infections can lead to severe sequelae for the fetus, particularly if infection occurs within the first 4 months of gestation. Congenital rubella syndrome is often associated with hearing loss and cardiovascular and ocular defects.(7) The United States 2-dose measles, mumps, and rubella (MMR) vaccination program, which calls for vaccination of all children, leads to seroconversion in 95% of children following the first dose.(5) A total of 4 cases of rubella were reported to the Centers of Disease Control and Prevention in 2011 without any cases of congenital rubella syndrome.(8) Due to the success of the national vaccination program, rubella is no longer considered endemic in the United States.(9) Immunity may, however, wane with age as approximately 80% to 90% of adults will show serologic evidence of immunity to rubella. Varicella-Zoster Virus: Varicella-Zoster virus (VZV), a herpes virus, causes 2 distinct exanthematous (rash-associated) diseases: chickenpox (varicella) and shingles (herpes zoster). Chickenpox is a highly contagious, though typically benign, disease, usually contracted during childhood. Chickenpox is characterized by a dermal vesiculopustular rash that develops in successive crops approximately 10 to 21 days following exposure.(10) Although primary infection with VZV results in immunity and protection from subsequent infection, VZV remains latent within sensory dorsal root ganglia and upon reactivation, manifests as herpes zoster or shingles. During reactivation, the virus migrates along neural pathways to the skin, producing a unilateral rash, usually limited to a single dermatome. Shingles is an extremely painful condition typically occurring in older, nonimmune adults, those with waning immunity to VZV, and in patients with impaired cellular immunity. Individuals at risk for severe complications following primary VZV infection include pregnant women, in whom the virus may spread through the placenta to the fetus, causing congenital disease in the infant. Additionally, immunosuppressed patients are at risk for developing severe VZV-related complications, which include cutaneous disseminated disease and visceral organ involvement. Serologic screening for IgG-class antibodies to VZV aids in identifying nonimmune individuals. | MEASLES, MUMPS and VARICELLA: Vaccinated: Positive (> or =1.1 AI) Unvaccinated: Negative (< or =0.8 AI) Reference values apply to all ages RUBELLA: Vaccinated: Positive (> or =1.0 AI) Unvaccinated: Negative (< or =0.7 AI) Reference values apply to all ages | The reported AI value is for reference only. This is a qualitative test, and the numeric value of the AI is not indicative of the amount of antibody present. AI values above the manufacturer recommended cutoff for this assay indicate that specific antibodies were detected, suggesting prior exposure or vaccination. Positive measles, mumps, varicella-zoster viruses (VZV): Antibody Index (AI) value > or =1.1 Positive rubella: AI Value > or =1.0 -The presence of detectable IgG-class antibodies to these viruses indicates prior exposure through infection or immunization. Individuals testing positive for IgG-class antibodies to measles, mumps, rubella, or VZV are considered immune. Equivocal measles, mumps, VZV: AI value 0.9-1.0 Equivocal rubella: AI value 0.8-0.9 -Submit an additional sample for testing in 10 to 14 days to demonstrate IgG seroconversion if recently vaccinated or if otherwise clinically indicated. Negative measles, mumps, VZV: AI value < or =0.8 Negative rubella: AI value < or =0.7 -The absence of detectable IgG-class antibodies to measles, mumps, rubella, or VZV suggests no prior exposure to these viruses or the lack of a specific immune response to immunization. | IgG-class antibodies to measles, mumps, rubella, or varicella-zoster virus may be present in serum specimens from individuals who have received blood products within the past several months but have not been immunized or experienced past infection with this virus. Specimens collected early during the acute phase of infection or shortly (1-2 weeks) following vaccination may be negative for IgG-class antibodies. | 1. Perry RT, Halsey NA: The clinical significance of measles-a review. J Infect Diseases. 2004;189(Supp 1):S4-S16. doi: 10.1086/377712 2. Centers for Disease Control and Prevention (CDC): Increased transmission and outbreaks of measles-European Region, 2011. MMWR Morb Mortal Wkly Rep. 2011;60(47):1605-1610 3. Hviid A, Rubin S, Muhlemann K: Mumps. Lancet. 2008 Mar;371(9616):932-944 4. Hodinka RL, Moshal KL: Childhood infections. In: Storch GA, ed. Essentials of Diagnostic Virology. Churchill Livingstone; 2000; 168-178 5. American Academy of Pediatrics. Rubella. In: Pickering LK, ed. Red Book. Report of the Committee on Infectious Diseases. 2012 6. Best JM: Rubella. Semin Fetal Neonatal Med. 2007;12(3):182. doi: 10.1016/j.siny.2007.01.017 7. Duszak RS: Congenital rubella syndrome-major review. Optometry. 2009;80(1):36. doi: 10.1016/j.optm.2008.03.006 8. Notifiable diseases and mortality tables. MMWR Morb Mortal Wkly Rep. 2012;61(34):466-479 9. National Center for Immunization and Respiratory Diseases (NCIRD), Division of Viral Diseases: Rubella (German measles, three-day measles). CDC; Updated December 31, 2020. Accessed December 27, 2022. Available at www.cdc.gov/rubella/ 10. Yankowitz J, Grose C: Congenital infections. In: Storch GA, ed. Essentials of Diagnostic Virology. Churchill Livingstone; 2000; 187-201 11. Theel ES, Sorenson M, Rahman C, Granger D, Vaughn A, Breeher L: Performance characteristics of a multiplex flow immunoassay for detection of IgG-Class antibodies to measles, mumps, rubella, and Varicella-Zoster viruses in presumptively immune health care workers. J Clin Microbiol. 2020 Mar 25;58(4):e00136-20.doi: 10.1128/JCM.00136-20 | The BioPlex 2200 MMRV IgG kit uses multiplex flow immunoassay technology, which allows for the detection and identification of many different antibodies in a single tube. Four different populations of dyed beads are coated with antigens to identify the presence of IgG-class antibodies associated with measles, mumps, rubella, and varicella-zoster. The patient sample, sample diluent, and bead set reagent are mixed together in a reaction vessel and then incubated at 37 degrees C. After a wash cycle, anti-human IgG antibody conjugated to phycoerythrin (PE) is added to the dyed beads, and this mixture is incubated at 37 degrees C. Excess conjugate is removed during a wash cycle, and the beads are resuspended in wash buffer. The bead mixture next passes through the detector, and the identity of the beads is determined by the fluorescence of the dyes. The amount of antibody captured by the antigen on the bead is determined by the fluorescence of the attached PE. Raw data is calculated in relative fluorescence intensity. Three additional dyed beads, an internal standard bead, a serum verification bead, and a reagent blank bead are present in each reaction mixture to verify detector response, the addition of serum to the reaction vessel, and the absence of significant non-specific binding in serum.(Package insert: BioPlex 2200 System MMRV IgG. Bio-Rad Laboratories; 02/2019) | Same day/1 day | 14 days | This test has been cleared, approved, or is exempt by the US Food and Drug Administration and is used per manufacturer's instructions. Performance characteristics were verified by Mayo Clinic in a manner consistent with CLIA requirements. | 86735867628676586787 | MMRV Immune Status Profile, S | 104688-7 | DEXG3 | Measles IgG Antibody Index | 5244-9
FFMTH | Meconium Methadone Screen with Reflex Confirmation |  | Immunoassay (IA); Chromatography/with Mass Spectrometry | Yes | Meconium Methadone Scr/Confirm | If screen is positive, then the Meconium Methadone Confirmation (FMTHM) will be performed at no additional charge. | Container/Tube:Sterile collection container Specimen Volume:3 g Collection Instructions:Collect specimen into the same sterile collection container until 3 g of meconium have been collected or until the first milk stool appears. When at least 3 g of meconium has been collected, tightly screw on the cap of the collection vial and send specimen ambient. Note: Specimens from different voids may be pooled if necessary. | 1 g |  | Initial presumptive testing byimmunoassay at the following testing threshold: Methadone:50 ng/gm Presumptive positive confirmed by definitive chromatography mass spectrometry (GC/MC or LC/MS-MS) |  |  |  |  | 1 to 6 days |  |  | 80307 | Meconium Methadone Scr/Confirm | 43595-8 | Z5603 | Methadone | 43595-8
MCP2Z | MECP2 Gene, Full Gene Analysis, Varies | Establishing a molecular diagnosis in individuals with features of Rett syndrome andMECP2-related disorders Identifying pathogenic variants within theMECP2gene known to be associated with Rett syndrome andMECP2-related disorders, allowing for predictive testing of at-risk family members | Sequence Capture and Targeted Next-Generation Sequencing followed by Polymerase Chain Reaction (PCR) and Sanger Sequencing | Yes | MECP2 Gene, Full Gene Analysis | For skin biopsy or cultured fibroblast specimens, fibroblast culture testing will be performed at an additional charge. If viable cells are not obtained, the client will be notified. | Patient Preparation:A previous bone marrow transplant from an allogenic donor will interfere with testing. Call 800-533-1710 for instructions for testing patients who have received a bone marrow transplant. Submit only 1 of the following specimens: Specimen Type:Whole blood Container/Tube: Preferred:Lavender top (EDTA) or yellow top (ACD) Acceptable:Any anticoagulant Specimen Volume:3 mL Collection Instructions: 1. Invert several times to mix blood. 2. Send whole blood specimen in original tube.Do not aliquot. Specimen Stability Information:Ambient (preferred)/Refrigerated Specimen Type: Skin biopsy Supplies: Fibroblast Biopsy Transport Media (T115) Container/Tube: Sterile container with any standard cell culture media (eg, minimal essential media, RPMI 1640). The solution should be supplemented with 1% penicillin and streptomycin. Specimen Volume: 4-mm punch Specimen Stability Information: Refrigerated (preferred)/Ambient Additional Information:A separate culture charge will be assessed under CULFB / Fibroblast Culture for Biochemical or Molecular Testing. An additional 3 to 4 weeks is required to culture fibroblasts before genetic testing can occur. SpecimenType: Cultured fibroblast Container/Tube: T-25 flask SpecimenVolume: 2 flasks CollectionInstructions: Submit confluent cultured fibroblast cells from a skin biopsy from another laboratory. Cultured cells from a prenatal specimen will not be accepted. Specimen Stability Information: Ambient (preferred)/Refrigerated (<24 hours) Additional Information:A separate culture charge will be assessed under CULFB / Fibroblast Culture for Biochemical or Molecular Testing. An additional 3 to 4 weeks is required to culture fibroblasts before genetic testing can occur. Specimen Type: Blood spot Supplies: Card-Blood Spot Collection (Filtration Paper) (T493) Container/Tube: Preferred: Collection card (Whatman Protein Saver 903 Paper) Acceptable: PerkinElmer 226 (formerly Ahlstrom 226) filter paper or blood spot collection card Specimen Volume: 5 Blood spots Collection Instructions: 1.An alternative blood collection option for a patient older than 1 year is a fingerstick. For detailed instructions, seeHow to Collect Dried Blood Spot Samples. 2. Let blood dry on the filter paper at ambient temperature in a horizontal position for a minimum of 3 hours. 3. Do not expose specimen to heat or direct sunlight. 4. Do not stack wet specimens. 5. Keep specimen dry. Specimen Stability Information:Ambient (preferred)/Refrigerated Additional Information: 1. Due to lower concentration of DNA yielded from blood spot, it is possible that additional specimen may be required to complete testing. 2. For collection instructions, seeBlood Spot Collection Instructions 3. For collection instructions in Spanish, seeBlood Spot Collection Card-Spanish Instructions(T777) 4. For collection instructions in Chinese, seeBlood Spot Collection Card-Chinese Instructions(T800) Specimen Type:Saliva Patient Preparation:Patient should not eat, drink, smoke, or chew gum 30 minutes prior to collection. Supplies:Saliva Swab Collection Kit (T786) Specimen Volume:1 Swab Collection Instructions:Collect and send specimen per kit instructions. Specimen Stability Information:Ambient 30 days Additional Information:Due to lower concentration of DNA yielded from saliva, it is possible that additional specimen may be required to complete testing. | Blood: 1 mL; Skin biopsy, cultured fibroblasts, dried blood spots, or saliva: See Specimen Required | Methyl-CpG-binding protein 2 (MeCP2) is encoded by theMECP2gene located on the X chromosome and plays an important role in gene regulation. MeCP2 binds methylated DNA and is involved in both transcription activation and repression of other gene targets. AsMECP2-related disorders are X-linked, female and male patients with disease-causing variants in theMECP2gene present with unique variable phenotypes. In female patients, disease-causing variants inMECP2can be associated with classic Rett syndrome, variant or atypical Rett syndrome, or mild learning disabilities. Distinct phenotypes in male patients with disease-causingMECP2variants includeMECP2-duplication syndrome;MECP2-related severe neonatal encephalopathy; pyramidal signs, parkinsonism, and macroorchidism syndrome (PPM-X); and syndromic/non-syndromic intellectual disability.MECP2analysis is useful in identifying germline variants in individuals with these clinical presentations. Rett Syndrome: Classic Rett syndrome and other variantMECP2-related disorders result from loss of MeCP2 expression. Rett syndrome is an X-linked, panethnic condition associated with neurologic regression after a 6- to 18-month period of initial normal development. Main clinical findings include stereotypic hand movements such as hand wringing and loss of purposeful hand movements, loss of acquired language, and gait abnormalities. Bruxism, irregular breathing, seizures, acquired microcephaly, and impaired sleep patterns are also common. Greater than 99% of individuals with Rett syndrome are simplex cases due to ade novovariant or inheritance from a parent with germline mosaicism. Asymptomatic or very mildly affected carrier mothers of classically affected daughters have been reported due to nonrandom X chromosome inactivation. MECP2Duplication Syndrome: MECP2duplication syndrome involves variably sized duplications of theMECP2gene (ranging in size from 0.3 to 4 Mb) that result in MeCP2 protein overexpression. It is characterized by severe intellectual disability, hypotonia, feeding difficulties, and progressive spasticity. Seizures and recurrent respiratory infections are commonly reported as well. In contrast to Rett syndrome, most male patients withMECP2duplication syndrome inherit the duplication from their asymptomatic mothers, although rarede novovariants may occur. Additionally, female patients with anMECP2duplication that do not demonstrate skewed X-inactivation may present with variable features ofMECP2-duplication syndrome. | An interpretive report will be provided. | All detected variants are evaluated according to American College of Medical Genetics and Genomics recommendations.(1) Variants are classified based on known, predicted, or possible pathogenicity and reported with interpretive comments detailing their potential or known significance. | Clinical Correlations: Test results should be interpreted in the context of clinical findings, family history, and other laboratory data. Misinterpretation of results may occur if the information provided is inaccurate or incomplete. If testing was performed because of a clinically significant family history, it is often useful to first test an affected family member. Detection of a reportable variant in an affected family member would allow for more informative testing of at-risk individuals. To discuss the availability of additional testing options or for assistance in the interpretation of these results, contact Mayo Clinic Laboratories' genetic counselors at 800-533-1710. Technical Limitations: Next-generation sequencing may not detect all types of genomic variants. In rare cases, false-negative or false-positive results may occur. The depth of coverage may be variable for some target regions; assay performance below the minimum acceptable criteria or for failed regions will be noted. Given these limitations, negative results do not rule out the diagnosis of a genetic disorder. If a specific clinical disorder is suspected, evaluation by alternative methods can be considered. There may be regions of genes that cannot be effectively evaluated by sequencing or deletion and duplication analysis as a result of technical limitations of the assay, including regions of homology, high guanine-cytosine content, and repetitive sequences. Confirmation of select reportable variants will be performed by alternate methodologies based on internal laboratory criteria. This test is validated to detect 95% of deletions up to 75 base pairs (bp) and insertions up to 47 bp. Deletions-insertions (delins) of 40 or more bp, including mobile element insertions, may be less reliably detected than smaller delins. Deletion/Duplication Analysis: This analysis targets single and multi-exon deletions/duplications; however, in some instances single exon resolution cannot be achieved due to isolated reduction in sequence coverage or inherent genomic complexity. Balanced structural rearrangements (such as translocations and inversions) may not be detected. This test is not designed to detect low levels of mosaicism or to differentiate between somatic and germline variants. If there is a possibility that any detected variant is somatic, additional testing may be necessary to clarify the significance of results. For detailed information regarding gene specific performance and technical limitations, see Method Description or contact a laboratory genetic counselor. If the patient has had an allogeneic hematopoietic stem cell transplant or a recent heterologous blood transfusion, results may be inaccurate due to the presence of donor DNA. Call Mayo Clinic Laboratories for instructions for testing patients who have received a bone marrow transplant. Reclassification of Variants: At this time, it is not standard practice for the laboratory to systematically review previously classified variants on a regular basis. The laboratory encourages health care providers to contact the laboratory at any time to learn how the classification of a particular variant may have changed over time. Due to broadening genetic knowledge, it is possible that the laboratory may discover new information of relevance to the patient. Should that occur, the laboratory may issue an amended report. Variant Evaluation: Evaluation and categorization of variants is performed using published American College of Medical Genetics and Genomics and the Association for Molecular Pathology recommendations as a guideline.(1) Other gene-specific guidelines may also be considered. Variants are classified based on known, predicted, or possible pathogenicity and reported with interpretive comments detailing their potential or known significance. Variants classified as benign or likely benign are not reported. Multiple in silico evaluation tools may be used to assist in the interpretation of these results. The accuracy of predictions made by in silico evaluation tools is highly dependent upon the data available for a given gene, and periodic updates to these tools may cause predictions to change over time. Results from in silico evaluation tools should be interpreted with caution and professional clinical judgement. | 1. Richards S, Aziz N, Bale S, et al: Standards and guidelines for the interpretation of sequence variants: a joint consensus recommendation of the American College of Medical Genetics and Genomics and the Association for Molecular Pathology. Genet Med. 2015 May;17(5):405-424 2. Sandweiss AJ, Brandt VL, Zoghbi HY: Advances in understanding of Rett syndrome and MECP2 duplication syndrome: prospects for future therapies. Lancet Neurol. 2020 Aug;19(8):689-698 3. Neul JL, Kaufmann WE, Glaze DG, et al: Rett syndrome: revised diagnostic criteria and nomenclature. Ann Neurol. 2010 Dec; 68(6):944-950 | Next generation sequencing (NGS) and/or Sanger sequencing is performed to test for the presence of variants in coding regions and intron/exon boundaries of theMECP2gene, as well as some other regions that have known disease-causing variants. The human genome reference GRCh37/hg19 build was used for sequence read alignment. At least 99% of the bases are covered at a read depth over 30X. Sensitivity is estimated at above 99% for single nucleotide variants, above 94% for deletion/insertions (delins) less than 40 base pairs (bp), above 95% for deletions up to 75 bp and insertions up to 47 bp. NGS and/or a polymerase chain reaction-based quantitative method is performed to test for the presence of deletions and duplications in theMECP2gene.(Unpublished Mayo method) The reference transcripts for theMECP2gene are NM_004992.3 and NM_001110792.2. Reference transcript numbers may be updated due to transcript re-versioning. Always refer to the final patient report for gene transcript information referenced at the time of testing. Confirmation of select reportable variants may be performed by alternate methodologies based on internal laboratory criteria. | 28 to 42 days | Whole blood: 2 weeks (if available); Extracted DNA: 3 months; Blood spots, saliva, cultured fibroblasts, skin biopsy, cord blood: 1 month | This test was developed and its performance characteristics determined by Mayo Clinic in a manner consistent with CLIA requirements. It has not been cleared or approved by the US Food and Drug Administration. | 8130288233-Tissue culture, skin, solid tissue biopsy (if appropriate)88240-Cryopreservation (if appropriate) | MECP2 Gene, Full Gene Analysis | 94229-2 | 616588 | Released By | 18771-6
MCADZ | Medium-Chain Acyl-CoA Dehydrogenase (MCAD) Deficiency Full Gene Analysis, Varies | Confirmation of diagnosis of medium-chain acyl-CoA dehydrogenase (MCAD) deficiency (as a follow-up to biochemical analyses) Screening of at-risk carriers of MCAD deficiency when an affected relative has not had molecular testing Diagnosis of MCAD deficiency in autopsy specimens | Polymerase Chain Reaction (PCR) Amplification/DNA Sequencing | Yes | MCAD Deficiency, Full Gene Analysis | For skin biopsy or cultured fibroblast specimens, fibroblast culture testing will be performed at an additional charge. If viable cells are not obtained, the client will be notified. | Patient Preparation: A previous bone marrow transplant from an allogenic donor will interfere with testing. For instructions for testing patients who have received a bone marrow transplant, call 800-533-1710. Submit only 1 of the following specimens: Preferred: Specimen Type:Whole blood Container/Tube: Preferred:Lavender top (EDTA) or yellow top (ACD) Acceptable:Any anticoagulant Specimen Volume:3 mL Collection Instructions: 1. Invert several times to mix blood. 2. Send whole blood specimen in original tube.Do not aliquot. Specimen Stability Information:Ambient (preferred)/Refrigerated Specimen Type:Cultured fibroblasts Container/Tube:T-75 or T-25 flask Specimen Volume:1 Full T-75 or 2 full T-25 flasks Specimen Stability Information:Ambient (preferred)/Refrigerated (<24 hours) Additional Information:A separate culture charge will be assessed under CULFB / Fibroblast Culture for Biochemical or Molecular Testing. An additional 3 to 4 weeks is required to culture fibroblasts before genetic testing can occur. Specimen Type:Skin biopsy Container/Tube:Sterile container with any standard cell culture media (eg, minimal essential media, RPMI 1640). The solution should be supplemented with 1% penicillin and streptomycin. Tubes can be supplied upon request (Eagle's minimum essential medium with 1% penicillin and streptomycin [T115]). Specimen Volume:4-mm punch Specimen Stability Information:Refrigerated (preferred)/Ambient Additional Information:A separate culture charge will be assessed under CULFB / Fibroblast Culture for Biochemical or Molecular Testing. An additional 3 to 4 weeks is required to culture fibroblasts before genetic testing can occur. Specimen Type:Blood spot Supplies:Card - Blood Spot Collection (Filter Paper) (T493) Container/Tube: Preferred:Collection card (Whatman Protein Saver 903 Paper) Acceptable:Ahlstrom 226 filter paper or blood spot collection card Specimen Volume:2 to 5 Blood spots Collection Instructions: 1.An alternative blood collection option for a patient older than 1 year is a fingerstick. For detailed instructions, seeHow to Collect Dried Blood Spot Samples. 2. Let blood dry on the filter paper at ambient temperature in a horizontal position for a minimum of 3 hours. 3. Do not expose specimen to heat or direct sunlight. 4. Do not stack wet specimens. 5. Keep specimen dry Specimen Stability Information:Ambient (preferred)/Refrigerated Additional Information: 1. Due to lower concentration of DNA yielded from blood spot, it is possible that additional specimen may be required to complete testing. 2. For collection instructions, seeBlood Spot Collection Instructions 3. For collection instructions in Spanish, seeBlood Spot Collection Card-Spanish Instructions(T777) 4. For collection instructions in Chinese, seeBlood Spot Collection Card-Chinese Instructions(T800) | Blood: 1 mL Blood Spots: 5 punches, 3-mm diameter All other specimen types: See Specimen Required | Medium-chain acyl-CoA dehydrogenase (MCAD) deficiency is an autosomal recessive inherited defect in the mitochondrial oxidation of fatty acids. The mitochondrial beta-oxidation pathway plays a major role in energy production, especially during periods of fasting and physical exertion. MCAD deficiency is prevalent among individuals of northern European origin, affecting 1 in 4900 to 1 in 17,000 individuals, with a carrier frequency estimated as high as 1 in 40 for some populations. Phenotypic expression of MCAD deficiency is episodic in nature (ie, asymptomatic between attacks). Symptoms are typically precipitated by any stress (eg, fever, infection, vaccination) and mostly occur during the first 2 years of life, although some cases have been diagnosed in adulthood. Characteristic features of MCAD deficiency include: Reye-like syndrome (an acquired encephalopathy characterized by recurrent vomiting, agitation, and lethargy), fasting intolerance with vomiting, recurrent episodes of hypoglycemic coma, hypoketotic dicarboxylic aciduria, low plasma and tissue levels of carnitine, hepatic failure with fat infiltration (fatty liver), encephalopathy, and rapidly progressive deterioration leading to death. MCAD deficiency has also been associated with sudden infant death or sudden unexpected death syndrome. Review of clinical features and biochemical analysis via plasma acylcarnitines (ACRN / Acylcarnitines, Quantitative, Plasma), fatty acid profile (FAO / Fatty Acid Oxidation Probe Assay, Fibroblast Culture), urine organic acids (OAU / Organic Acids Screen, Random, Urine), and urine acylglycines (ACYLG / Acylglycines, Quantitative, Urine) are always recommended as the initial evaluation for MCAD. If previously performed, the results of these biochemical assays should be included with the specimen as they are necessary for accurate interpretation of the MCAD sequence analysis. The MCAD gene (ACADM) maps to 1p31 and has 12 exons, spanning 44 kb of DNA. Most variants are family-specific with the exception of the recurrent A->G transition at nucleotide 985 (985A->G). Among MCAD-deficient patients, approximately 52% are homozygous for the 985A->G pathogenic variant. The majority of the remaining patients are compound heterozygous for the 985A->G pathogenic variant and a different pathogenic variant. | An interpretive report will be provided. | All detected alterations are evaluated according to American College of Medical Genetics recommendations.(1) Variants are classified based on known, predicted, or possible pathogenicity and reported with interpretive comments detailing their potential or known significance. | A small percentage of individuals who are carriers or have a diagnosis of medium-chain acyl-CoA dehydrogenase (MCAD) deficiency may have a variant that is not identified by this method (eg, large genomic deletions, promoter variants). The absence of a variant, therefore, does not eliminate the possibility of positive carrier status or the diagnosis of MCAD. For carrier testing, it is important to first document the presence of anACADMgene variant in an affected family member. In some cases, DNA variants of undetermined significance may be identified. Rare polymorphisms exist that could lead to false-negative or false-positive results. If results obtained do not match the clinical findings, additional testing should be considered. Test results should be interpreted in the context of clinical findings, family history, and other laboratory data. Errors in our interpretation of results may occur if information given is inaccurate or incomplete. | 1. Richards S, Aziz N, Bale S, et al. Standards and guidelines for the interpretation of sequence variants: a joint consensus recommendation of the American College of Medical Genetics and Genomics and the Association for Molecular Pathology. Genet Med. 2015;17(5):405-424 2. Grosse SD, Khoury MJ, Greene CL, et al. The epidemiology of medium chain acyl-CoA dehydrogenase deficiency: An update. Genet Med. 2006:8(4):205-212 2. Ziadeh R, Hoffman EP, Finegold DM, et al. Medium chain acyl-CoA dehydrogenase deficiency in Pennsylvania: neonatal screening shows high incidence and unexpected mutation frequency. Pediatr Res. 1995;37(5):675-678 3. Roe CR, Coates PM: Mitochondrial fatty acid oxidation. In Scriver CR, Beaude AL, Sly WS, eds. The Metabolic and Molecular Bases of Inherited Disease. Vol 1. 7th ed. McGraw-Hill Book Company, 1995:1501-1533 | Bidirectional sequence analysis is performed to test for the presence of a sequence variant in all coding regions and intron/exon boundaries of the medium-chain acyl-CoA dehydrogenase (MCAD) gene (ACADM).(Highsmith WE: Unpublished Mayo information) | 14 to 20 days | Whole blood: 2 weeks (if available); Extracted DNA: 3 months | This test was developed and its performance characteristics determined by Mayo Clinic in a manner consistent with CLIA requirements. It has not been cleared or approved by the US Food and Drug Administration. | 81479-Unlisted molecular pathology procedure88233-Tissue culture, skin or solid tissue biopsy (if appropriate)88240-Cryopreservation (if appropriate) | MCAD Deficiency, Full Gene Analysis | 95773-8 | 53977 | Released By | 18771-6
MEGR | Megrim, IgE, Serum | Establishing the diagnosis of an allergy to megrim Defining the allergen responsible for eliciting signs and symptoms Identifying allergens: -Responsible for allergic response and/or anaphylactic episode -To confirm sensitization prior to beginning immunotherapy -To investigate the specificity of allergic reactions to insect venom allergens, drugs, or chemical allergens Testing for IgE antibodies isnot usefulin patients previously treated with immunotherapy to determine if residual clinical sensitivity exists, or in patients in whom the medical management does not depend upon identification of allergen specificity. | Fluorescence Enzyme Immunoassay (FEIA) | Yes | Megrim, IgE | Serum | Collection Container/Tube: Preferred:Serum gel Acceptable:Red top Submission Container/Tube:Plastic vial Specimen Volume:0.5 mL for every 5 allergens requested Collection Instructions:Centrifuge and aliquot serum into a plastic vial. | For 1 allergen: 0.3 mL More than 1 allergen: (0.05 mL x number of allergens) + 0.25 mL dead space | Clinical manifestations of immediate hypersensitivity (allergic) diseases are caused by the release of proinflammatory mediators (histamine, leukotrienes, and prostaglandins) from IgE-sensitized effector cells (mast cells and basophils) when cell-bound IgE antibodies interact with an allergen. In vitro serum testing for IgE antibodies provides an indication of the immune response to allergens that may be associated with allergic disease. The allergens chosen for testing often depend upon the age of the patient, history of allergen exposure, season of the year, and clinical manifestations. In individuals predisposed to develop allergic disease, the sequence of sensitization and clinical manifestations proceed as follows: eczema and respiratory disease (rhinitis and bronchospasm) in infants and children less than 5 years due to food sensitivity (milk, egg, soy, and wheat proteins) followed by respiratory disease (rhinitis and asthma) in older children and adults due to sensitivity to inhalant allergens (dust mite, mold, and pollen inhalants). | Class,IgE kU/L,Interpretation, 0,<0.10,Negative, 0/1,0.10-0.34,Borderline/equivocal, 1,0.35-0.69,Equivocal, 2,0.70-3.49,Positive, 3,3.50-17.4,Positive, 4,17.5-49.9,Strongly positive, 5,50.0-99.9,Strongly positive, 6,> or =100,Strongly positive, | Detection of IgE antibodies in serum (class 1 or greater) indicates an increased likelihood of allergic disease as opposed to other etiologies and defines the allergens that may be responsible for eliciting signs and symptoms. The level of IgE antibodies in serum varies directly with the concentration of IgE antibodies expressed as a class score or kU/L. | Testing for IgE antibodies is not useful in patients previously treated with immunotherapy to determine if residual clinical sensitivity exists or in patients in whom the medical management does not depend upon identification of allergen specificity. Some individuals with clinically insignificant sensitivity to allergens may have measurable levels of IgE antibodies in serum, and test results must be interpreted in the clinical context. False-positive results for IgE antibodies may occur in patients with markedly elevated serum IgE (>2500 kU/L) due to nonspecific binding to allergen solid phases. | Homburger HA, Hamilton RG: Allergic diseases. In: McPherson RA, Pincus MR, eds. Henry's Clinical Diagnosis and Management by Laboratory Methods. 23rd ed. Elsevier; 2017:1057-1070 | Specific IgE from the patient's serum reacts with the allergen of interest, which is covalently coupled to an ImmunoCAP. After washing away nonspecific IgE, enzyme-labeled anti-IgE antibody is added to form a complex. After incubation, unbound anti-IgE is washed away, and the bound complex incubated with a developing agent. After stopping the reaction, the fluorescence of the eluate is measured. Fluorescence is proportional to the amount of specific IgE present in the patient's sample (ie, the higher the fluorescence value, the more IgE antibody is present).(Package insert: ImmunoCAP System Specific IgE FEIA. Phadia; Rev 06/2020) | Same day/1 to 3 days | 14 days | This test was developed and its performance characteristics determined by Mayo Clinic in a manner consistent with CLIA requirements. It has not been cleared or approved by the US Food and Drug Administration. | 86003 | Megrim, IgE | 10939-7 | MEGR | Megrim, IgE | 10939-7
MELAI | Melaleuca leucadendron, IgE, Serum | Establishing a diagnosis of an allergy to Melaleuca leucadendrony Defining the allergen responsible for eliciting signs and symptoms Identifying allergens: -Responsible for allergic response and/or anaphylactic episode -To confirm sensitization prior to beginning immunotherapy -To investigate the specificity of allergic reactions to insect venom allergens, drugs, or chemical allergens | Fluorescence Enzyme Immunoassay (FEIA) | Yes | Melaleuca Leucadendron, IgE | Serum | Collection Container/Tube: Preferred:Serum gel Acceptable:Red top Submission Container/Tube:Plastic vial Specimen Volume:0.5 mL for every 5 allergens requested Collection Instructions:Centrifuge and aliquot serum into a plastic vial. | For 1 allergen: 0.3 mL For more than 1 allergen: (0.05 mL x number of allergens) + 0.25 mL deadspace | Clinical manifestations of immediate hypersensitivity (allergic) diseases are caused by the release of proinflammatory mediators (histamine, leukotrienes, and prostaglandins) from IgE-sensitized effector cells (mast cells and basophils) when cell-bound IgE antibodies interact with an allergen. In vitro serum testing for IgE antibodies provides an indication of the immune response to allergens that may be associated with allergic disease. The allergens chosen for testing often depend upon the age of the patient, history of allergen exposure, season of the year, and clinical manifestations. In individuals predisposed to develop allergic disease, the sequence of sensitization and clinical manifestations proceed as follows: eczema and respiratory disease (rhinitis and bronchospasm) in infants and children less than 5 years due to food sensitivity (milk, egg, soy, and wheat proteins) followed by respiratory disease (rhinitis and asthma) in older children and adults due to sensitivity to inhalant allergens (dust mite, mold, and pollen inhalants). | Class,IgE kU/L,Interpretation, 0,<0.10,Negative, 0/1,0.10-0.34,Borderline/equivocal, 1,0.35-0.69,Equivocal, 2,0.70-3.49,Positive, 3,3.50-17.4,Positive, 4,17.5-49.9,Strongly positive, 5,50.0-99.9,Strongly positive, 6,> or =100,Strongly positive, | Detection of IgE antibodies in serum (class 1 or greater) indicates an increased likelihood of allergic disease as opposed to other etiologies and defines the allergens that may be responsible for eliciting signs and symptoms. The level of IgE antibodies in serum varies directly with the concentration of IgE antibodies expressed as a class score or kU/L. | Testing for IgE antibodies is not useful in patients previously treated with immunotherapy to determine if residual clinical sensitivity exists or in patients in whom the medical management does not depend upon identification of allergen specificity. Some individuals with clinically insignificant sensitivity to allergens may have measurable levels of IgE antibodies in serum, and test results must be interpreted in the clinical context. False-positive results for IgE antibodies may occur in patients with markedly elevated serum IgE (>2500 kU/L) due to nonspecific binding to allergen solid phases. | Homburger HA, Hamilton RG: Allergic diseases. In: McPherson RA, Pincus MR, eds. Henry's Clinical Diagnosis and Management by Laboratory Methods. 23rd ed. Elsevier; 2017:1057-1070 | Specific IgE from the patient's serum reacts with the allergen of interest, which is covalently coupled to an ImmunoCAP. After washing away nonspecific IgE, enzyme-labeled anti-IgE antibody is added to form a complex. After incubation, unbound anti-IgE is washed away, and the bound complex incubated with a developing agent. After stopping the reaction, the fluorescence of the eluate is measured. Fluorescence is proportional to the amount of specific IgE present in the patient's sample (ie, the higher the fluorescence value, the more IgE antibody is present).(Package insert: ImmunoCAP System Specific IgE FEIA. Phadia; Rev 06/2020) | Same day/1 to 3 days | 14 days | This test has been cleared, approved, or is exempt by the US Food and Drug Administration and is used per manufacturer's instructions. Performance characteristics were verified by Mayo Clinic in a manner consistent with CLIA requirements. | 86003 | Melaleuca Leucadendron, IgE | 6171-3 | MELAI | Melaleuca Leucadendron, IgE | 6171-3
MELAN | Melan A (MART-1) Immunostain, Technical Component Only | Aids in the identification of melanoma | Immunohistochemistry (IHC) | Yes | Melan A (MART-1) IHC, Tech Only | For the initial technical component only immunohistochemical (IHC) stain performed, the appropriate bill-only test ID will be reflexed and charged (IHTOI). For each additional technical component only IHC stain performed, an additional bill-only test ID will be reflexed and charged (IHTOA). | Supplies:Immunostain Technical Only Envelope (T693) Specimen Type:Tissue Container/Tube:Immunostains Technical Only Envelope Preferred:2 Unstained positively charged glass slide (25- x 75- x 1-mm) per test ordered; sections 4-microns thick. Acceptable:Formalin-fixed, paraffin-embedded tissue block |  | Melanoma antigen recognized by T cells or Melan-A (MART-1), is a protein with unknown function that is associated with endoplasmic reticulum and melanosomes. Melan A is a sensitive and specific marker for the diagnosis of melanoma. Melan A is also found in other tumors of melanocytic origin such as clear cell sarcoma, melanotic neurofibroma, melanotic schwannoma, as well as in perivascular epithelioid cell tumor. The monoclonal antibody A103 for Melan A cross-reacts with steroid hormone producing cells and tumors. Consequently, adrenocortical adenomas/carcinomas and sex cord-stromal tumors of the ovary and testis may exhibit staining. |  | This test does not include pathologist interpretation, only technical performance of the stain. If interpretation is required, order PATHC / Pathology Consultation for a full diagnostic evaluation or second opinion of the case. The positive and negative controls are verified as showing appropriate immunoreactivity. If a control tissue is not included on the slide, a scanned image of the relevant quality control tissue is available upon request; call 855-516-8404. Interpretation of this test should be performed in the context of the patient's clinical history and other diagnostic tests by a qualified pathologist. | Age of a cut paraffin section can affect immunoreactivity. Stability thresholds vary widely among published literature and are antigen dependent. Best practice is for paraffin sections to be cut within 6 weeks. | 1. Blessing K, Sanders DSA, Grant JJH. Comparison of immunohistochemical staining of the novel antibody melan-A with S-100 protein and HMB-45 in malignant melanoma and melanoma variants. Histopathol. 1998;32:139-1462 2. Clarkson KS, Sturdgess IC, Molyneux AJ. The usefulness of tyrosinase in the immunohistochemical assessment of melanocytic lesions: a comparison of the novel T311 antibody (anti-tyrosinase) with S-100, HMB45 and A103 (anti-melan-A). J Clin Pathol. 2001;54:196-2003 3. Kaufmann O, Koch S, Gurghardt J, et al. Tyrosinase, melan-A, and KBA62 as markers for the immunohistochemical identification of metastatic amelanotic melanomas on paraffin sections. Mod Pathol. 1998;11(8):740-7464 4. Torres-Mora J, Dry S, Li X, et al. Malignant Melanotic Schwannian Tumor: a clinicopathologic, immunohistochemical, and gene expression profiling study of 40 cases, with a proposal for the reclassification of "melanotic schwannoma". Am J Surg Pathol. 2014;38(1):94-1055 5. Xu X, Chu AY, Pasha T, et al. Immunoprofile of MITF, tyrosinase, melan-A, and MAGE-1 in HMB-45 negative melanomas. Am J Surg Pathol. 2002; 26(1):82-87 6. Magaki S, Hojat SA, Wei B, So A, Yong WH. An Introduction to the Performance of Immunohistochemistry. Methods Mol Biol. 2019;1897:289-298. doi:10.1007/978-1-4939-8935-5_25 | Immunohistochemistry on sections of paraffin-embedded tissue.(Unpublished Mayo method) | 1 to 3 days | Until staining is complete. | This test has been cleared, approved, or is exempt by the US Food and Drug Administration and is used per manufacturer's instructions. Performance characteristics were verified by Mayo Clinic in a manner consistent with CLIA requirements. | 88342-TC, primary88341-TC, if additional IHC | Melan A (MART-1) IHC, Tech Only | Order only;no result | 70816 | Melan A (MART-1) IHC, Tech Only | Bill only; no result
FMARP | Melanoma Associated Retinopathy MAR Panel by Immunoblot and IHC |  | Immunoblot and IHC | Yes | Melanoma Assoc. Retinopathy (MARP) | Varies | Submit only one of the following specimens: Serum: Draw blood in a plain, red-top tube(s), serum gel tube(s) is acceptable. Spin down and send 5 mL serum refrigerated in a plastic vial. Plasma: Draw blood in a lavender-top (EDTA) tube(s). Spin down and send 5 mL EDTA plasma refrigerated in a plastic vial. Complete and submit with specimen: -NOTE: Without this information, testing cannot be completed. | 3 mL |  | A final report will be provided. |  |  |  |  | 16 to 35 days |  |  | 84182 x 6 | Melanoma Assoc. Retinopathy (MARP) | Not Provided | FMARP | Melanoma Assoc. Retinopathy (MARP) | Not Provided
FMELA | Melatonin, Plasma |  | High Performance Liquid Chromatography/Tandem Mass Spectrometry (LC-MS/MS) | Yes | Melatonin, Plasma | Plasma EDTA | ***Must submit one specimen per order. Specimens cannot be shared between multiple orders.*** Specimen Type:Plasma Collection Container/Tube: Preferred:Lavender top (EDTA) Acceptable:Pink top (EDTA) Submission Container/Tube:Plastic vial Specimen volume:3 mL Collection instructions: 1.Draw blood in EDTA (lavender top) tube(s). 2. Centrifuge and send 1 mL of plasma refrigerated in a plastic vial. | 0.5 mL |  | Reporting limit determined each analysis. Units: ng/mL | Endogenous concentrations of melatonin are of the order of less than 0.02-0.2 ng/mL and vary based on time of day and the patient’s age.Single oral doses of 10, 20, 40, and 80 mg given to 20 healthy men resulted in mean peak serum concentrations of approximately 4, 9, 17, and 32 ng/mL, respectively, at 1.3 hours post-dose. Up to 240 mg has been safely administered to adults with side effects that include only drowsiness and sleepiness. |  |  |  | 6 to 12 days |  | This test was developed and its performance characteristics determined by NMS Labs. It has not been cleared or approved by the U.S. Food and Drug Administration. | 80299 | Melatonin, Plasma | 11055-1 | Z3521 | Melatonin | 11055-1
FMELG | Melons IgG |  | Enzyme Immunoassay (FEIA) | No | Melons IgG | Serum | Draw blood in a plain, red-top tube(s), serum gel tube(s) is acceptable. Spin down and send 0.5 mL of serum refrigerated in a plastic vial. | 0.5 mL |  | Reference ranges have not been established for food-specific IgG tests. The clinical utility of food-specific IgG tests has not been established. These tests can be used in special clinical situations to select foods for evaluation by diet elimination and challenge in patients who have food-related complaints. It should be recognized that the presence of food-specific IgG alone cannot be taken as evidence of food allergy and only indicates immunologic sensitization by the food allergen in question. This test should only be ordered by physicians who recognize the limitations of the test. |  |  |  |  | 3 to 7 days |  | This test was developed and its performance characteristics determined by Viracor Eurofins. It has not been cleared or approved by the U.S. Food and Drug Administration. | 86001 | Melons IgG | 63095-4 | FMELG | Melons IgG | 63095-4
MELN | Melons, IgE, Serum | Establishing a diagnosis of an allergy to melons Defining the allergen responsible for eliciting signs and symptoms Identifying allergens: -Responsible for allergic response and/or anaphylactic episode -To confirm sensitization prior to beginning immunotherapy -To investigate the specificity of allergic reactions to insect venom allergens, drugs, or chemical allergens | Fluorescence Enzyme Immunoassay (FEIA) | Yes | Melons, IgE | Serum | Collection Container/Tube: Preferred:Serum gel Acceptable:Red top Submission Container/Tube:Plastic vial Specimen Volume:0.5 mL for every 5 allergens requested Collection Instructions:Centrifuge and aliquot serum into a plastic vial. | For 1 allergen: 0.3 mL For more than 1 allergen: (0.05 mL x number of allergens) + 0.25 mL deadspace | Clinical manifestations of immediate hypersensitivity (allergic) diseases are caused by the release of proinflammatory mediators (histamine, leukotrienes, and prostaglandins) from IgE-sensitized effector cells (mast cells and basophils) when cell-bound IgE antibodies interact with an allergen. In vitro serum testing for IgE antibodies provides an indication of the immune response to allergens that may be associated with allergic disease. The allergens chosen for testing often depend upon the age of the patient, history of allergen exposure, season of the year, and clinical manifestations. In individuals predisposed to develop allergic disease, the sequence of sensitization and clinical manifestations proceed as follows: eczema and respiratory disease (rhinitis and bronchospasm) in infants and children less than 5 years due to food sensitivity (milk, egg, soy, and wheat proteins) followed by respiratory disease (rhinitis and asthma) in older children and adults due to sensitivity to inhalant allergens (dust mite, mold, and pollen inhalants). | Class,IgE kU/L,Interpretation, 0,<0.10,Negative, 0/1,0.10-0.34,Borderline/equivocal, 1,0.35-0.69,Equivocal, 2,0.70-3.49,Positive, 3,3.50-17.4,Positive, 4,17.5-49.9,Strongly positive, 5,50.0-99.9,Strongly positive, 6,> or =100,Strongly positive, | Detection of IgE antibodies in serum (class 1 or greater) indicates an increased likelihood of allergic disease as opposed to other etiologies and defines the allergens that may be responsible for eliciting signs and symptoms. The level of IgE antibodies in serum varies directly with the concentration of IgE antibodies expressed as a class score or kU/L. | Testing for IgE antibodies is not useful in patients previously treated with immunotherapy to determine if residual clinical sensitivity exists or in patients in whom the medical management does not depend upon identification of allergen specificity. Some individuals with clinically insignificant sensitivity to allergens may have measurable levels of IgE antibodies in serum, and test results must be interpreted in the clinical context. False-positive results for IgE antibodies may occur in patients with markedly elevated serum IgE (>2500 kU/L) due to nonspecific binding to allergen solid phases. | Homburger HA, Hamilton RG: Allergic diseases. In: McPherson RA, Pincus MR, eds. Henry's Clinical Diagnosis and Management by Laboratory Methods. 23rd ed. Elsevier; 2017:1057-1070 | Specific IgE from the patient's serum reacts with the allergen of interest, which is covalently coupled to an ImmunoCAP. After washing away nonspecific IgE, enzyme-labeled anti-IgE antibody is added to form a complex. After incubation, unbound anti-IgE is washed away, and the bound complex incubated with a developing agent. After stopping the reaction, the fluorescence of the eluate is measured. Fluorescence is proportional to the amount of specific IgE present in the patient's sample (ie, the higher the fluorescence value, the more IgE antibody is present).(Package insert: ImmunoCAP System Specific IgE FEIA. Phadia; Rev 06/2020) | Same day/1 to 3 days | 14 days | This test has been cleared, approved, or is exempt by the US Food and Drug Administration and is used per manufacturer's instructions. Performance characteristics were verified by Mayo Clinic in a manner consistent with CLIA requirements. | 86003 | Melons, IgE | 57884-9 | MELN | Melons, IgE | 57884-9
CSFME | Meningitis/Encephalitis Pathogen Panel, PCR, Spinal Fluid | Rapid detection of meningitis and encephalitis caused by: -Escherichia coliK1 (K1 serotype only) -Haemophilus influenzae -Listeria monocytogenes -Neisseria meningitidis(encapsulated strains only) -Streptococcus agalactiae(Group B Strep) -Streptococcus pneumoniae -Cytomegalovirus (CMV) -Enterovirus -Herpes simplex virus 1 (HSV-1) -Herpes simplex virus 2 (HSV-2) -Herpes simplex virus 6 (HHV-6) -Human parechovirus -Varicella zoster virus (VZV) -Cryptococcus neoformans/gattii This test isnot intended for usewith cerebrospinal fluid (CSF) collected from indwelling medical devices (eg, CSF shunts). This test isnot recommendedas a test of cure. | Multiplex Polymerase Chain Reaction (PCR) | Yes | Meningitis Encephalitis Panel, PCR | For more information seeMeningitis/Encephalitis Panel Algorithm | Specimen Type:Spinal fluid Container/Tube:Sterile vial Specimen Volume:1 mL Collection Instructions: Frozen specimens arenotacceptable. | 0.5 mL | Bacteria: Escherichia coliK1 strains account for nearly 80% ofE coliisolated from cerebrospinal fluid (CSF). While mostE coliare harmless enteric organisms residing in the intestines of humans and animals, some cause gastrointestinal illness and extraintestinal infections (eg, urinary tract infections, bacteremia, and meningitis).E coliassociated with meningitis contain virulence factors that contribute to their pathogenesis by allowing them to spread through the blood, hijack normal host cell functions, infiltrate endothelial cells, and gain access to the tissues of the central nervous system (CNS). The K1 antigen is a capsule that protects the bacteria from the immune system. These infections are of particular concern for preterm babies and neonates, and they are responsible for nearly 45% and 30% of meningitis cases in these age groups with a mortality rate of 13% and 25%, respectively. Infections in adults are less common and generally opportunistic in nature, following exposure of sterile organs to contents of the gastrointestinal tract following trauma or surgical procedures; the mortality rate for adults is reported to be 28% to 36%. Haemophilus influenzaeis a gram-negative coccobacillus that is isolated exclusively from humans. Strains ofH influenzaeare divided into 2 groups based on the presence or absence of a polysaccharide capsule. Encapsulated strains are further divided into 6 serotypes (a through f). Prior to widespread use of theH influenzaetype b (Hib) conjugate vaccines, Hib caused more than 80% of invasiveH influenzaeinfections, predominantly in children under the age of 5, with a mortality rate of 3% to 6% and a further 20% to 30% developing permanent sequelae ranging from mild hearing loss to intellectual disability. In areas with routine vaccination, the majority of invasiveH influenzaeinfections are caused by nontypeable strains and remain an important cause of meningitis, particularly for persons with predisposing conditions such as otitis or sinusitis, diabetes, immune deficiency, or head trauma with CSF leakage. Meningitis due toH influenzaeoccurs at an estimated rate of 0.08 cases per 100,000 in the United States, and it has been reported as the etiologic agent of bacterial meningitis in 20% to 50% of cases worldwide over the last several decades. Listeria monocytogenes, the causative agent of listeriosis, is a gram-positive bacillus that is ubiquitous in soil and water and can be found in the gastrointestinal tract of up to 5% of healthy human adults. Listeriosis is considered one of the most severe bacterial foodborne infections due to its high mortality rate, even with early antibiotic treatment (11%-60%). Invasive listeriosis can result in abortion, sepsis, meningitis, and meningoencephalitis. Populations at risk for developing invasive listeriosis include individuals who are immunosuppressed, pregnant women, neonates, fetuses, and older adults. Meningitis due toL monocytogenesis reported to be approximately 0.05 cases per 100,000 persons in the United States per year, and causes from 0.5% to 2.0% of bacterial meningitis cases in non-United States countries.(1) Neisseria meningitidis(encapsulated) is a fastidious, aerobic, gram-negative diplococcus that is transmitted by contact with mucus or respiratory droplets, often from asymptomatic carriers. There are at least 12 different serogroups ofN meningitidis, 6 of which are associated with epidemics (groups A, B, C, W135, X, and Y). The serogroup refers to types of capsular antigens, generally only encapsulatedN meningitidisare considered pathogenic. Meningococcal disease (meningitis and meningococcemia) is rare in developed countries, but it can occur in outbreaks and is a public health issue in developing countries. It is most common in infants, children, and young adults, and appears in places with crowded living conditions (eg, college dormitories and military barracks). Seasonal incidence peaks in late winter and early spring with an annual incidence of about 0.2 cases per 100,000 in the United States. The disease can progress extremely quickly (<24 hours), with hypotension, multiorgan dysfunction, shock, peripheral ischemia, and limb loss, and has a mortality rate of approximately 5% to 10%. There are licensed meningococcal vaccines available in United States that may be used in persons of all ages, depending on the vaccine. Despite extensive vaccination efforts worldwide, several serogroups ofN meningitidisstill cause seasonal outbreaks, particularly in sub-Saharan Africa. Extreme reductions in serogroup C meningococcal meningitis have been observed in countries where vaccines providing protection for this serogroup have been introduced. Streptococcus agalactiae(group BStreptococcusor GBS) is an important cause of meningitis in neonates, particularly those that are preterm, and is often coincident with neonatal sepsis. The most important risk factor for neonatal disease is maternal colonization with GBS. Since 1996, the Centers for Disease Control and Prevention guidelines (updated in 2010) have called for prophylactic antibiotic treatment several hours before delivery in at-risk deliveries, resulting in declining rates of neonatal GBS. In adult patients, GBS is associated with advanced age or severe underlying health conditions. Overall incidence in the United States is estimated to be 0.25 infections per 100,000 and neonatal GBS disease has ranged from 0.2 to 2.4 per 1000 births in Europe over the last few decades. Mortality rates range from 10% for neonates to 25% to 30% in adults. Streptococcus pneumoniaecolonizes the upper respiratory tract and is the most frequently isolated respiratory pathogen in community-acquired pneumonia. It is also a major cause of meningitis, particularly in pediatric and older adult patients, and especially in those with underlying medical conditions, with an incidence rate of approximately 0.8 infections per 100,000 in the United States and causes 20% to 31% of bacterial meningitis cases in non-United States countries. The mortality rate is also high: 8% to 15% for children and 20% to 37% for adults. Mortality approaches 50% in resource-poor countries, especially where HIV coinfection is a factor. Neurological sequelae (cognitive impairment, deafness, epilepsy) are reported in up to 40% of survivors. Vaccines have helped reduce the risk of both invasive disease and pneumococcal pneumonia by 50% to 80%. Viruses: Human cytomegalovirus (CMV) is a double-stranded DNA virus of the Herpesviridae family. Seroprevalence data show that infection is nearly ubiquitous in the population worldwide, with rates approaching 100% in developing countries and 36% to 90% in the United States depending on age and race/ethnicity. While severe illness in immunocompetent patients is rare, CMV is an opportunistic pathogen in individuals who are immunocompromised or immunosuppressed, either as an initial infection or activation of a latent infection. In some patients (eg, transplant recipients), CMV may infect the central nervous system and cause meningoencephalitis. Enteroviruses (EV) are small RNA viruses that are members of the Picornaviridae family and associated with human illnesses ranging from asymptomatic or mild infections to serious CNS illnesses requiring hospitalization. Infection rates are highest in children, with the majority of infections occurring during summer months. The most common EV serotypes are coxsackie viruses A9 and B1, and echoviruses 6, 9, and 18, which account for over 50% of serotyped detections. Infections are spread via fecal-oral and respiratory routes and can spread quickly in community settings, particularly in areas with poor sanitation. EV is one of the commonly identified causes of infectious encephalitis/meningitis, with prevalence rates reported between 5.5% and 30% depending on location and patient demographics. Herpes simplex viruses 1 and 2 (HSV-1 and HSV-2) are DNA viruses of the Herpesviridae family named for the spreading skin ulcerations caused by infection with these viruses. HSV-1 infections usually occur early in childhood and manifest primarily as oral lesions. However HSV-2 is primarily associated with genital lesions, and infections are acquired later in life and are associated with sexual activity. HSV establishes residency in nerve cells following initial infection, which is asymptomatic in most cases. Viral activation resulting in lesions or other severe disease outcomes (such as CNS infection) may occur throughout life and are associated with fever, injury, exposure to ultraviolet irradiation (sunlight), emotional stress, hormone irregularities, and changes in immune status. In the United States, overall seroprevalence for HSV-1 is around 60%. The overall seroprevalence for HSV-2 is around 16% but varies with age, sex, and ethnicity. Worldwide, approximately 90% of people are infected with HSV-1; HSV-2 is less common with 15% to 80% of people infected. HSV is one of the most common causes of viral encephalitis and is a significant cause of meningitis. In a large study of over 1600 CSF specimens in the United Kingdom, HSV-1 was found in 25 (1.5%) patients (almost all of whom had encephalitis), and HSV-2 was found in 33 (1.9%) patients (almost all of whom had meningitis). This overall prevalence of approximately 3% in CSF is similar to that seen in a recent study of CSF patients in New York state. This study also saw a similar distribution of HSV-1 and HSV-2 in encephalitis versus meningitis. Human herpesvirus 6 (HHV-6) was discovered in the mid-1980s, when the rise of patients who are immunocompromised led to an increase in the population susceptible to severe disease outcome. There are 2 species: HHV-6A and HHV-6B. Studies have shown that over 95% of persons over the age of 2 are positive for 1 or both variants, and the infection establishes latency due to viral integration into host cells. While primary infection with HHV-6B causes roseola in infants, the clinical manifestations of primary infection with HHV-6A remain somewhat undefined; however, some studies have suggested that HHV-6A infection may be linked to inflammatory or neurological disease, and HHV-6A may have an increased neurotropism compared to HHV-6B. This hypothesis is supported by the finding that HHV-6 inhabits CNS tissues, including the brain, where it may cause tissue damage leading to encephalitis or meningitis. Furthermore, HHV-6 was identified in CSF of 1.8% of patients with encephalitis or meningitis in a recent study. CNS disease associated with HHV-6 is found in both children and adults, suggesting CNS invasion during primary infection is possible. While immunocompetent patients may experience CNS infection, it is much more common in individuals who are severely immunosuppressed. However, HHV-6 is known to reactivate in asymptomatic patients and can be detected by polymerase chain reaction (PCR) analysis in otherwise healthy individuals without signs of active HHV-6 infection. Studies of HHV-6 in normal brain tissue have identified HHV-6 DNA via PCR in up to 85% of patients without signs of active infection, and HHV-6 DNA may persist in the CSF after acute infection. In a study of 56 allogeneic stem cell transplant patients, HHV-6 DNA was detected in the CSF of 14 (27%) patients without CNS symptoms. Given the prevalence of latent infection and potential for asymptomatic reactivation, positive HHV-6 results should be carefully interpreted in association with clinical symptoms and supplemental laboratory testing. Human parechoviruses (HPeV) comprise another genus of the Picornaviridae family. HPeV were originally classified as enterovirus upon their discovery in the 1950s, and at least a dozen serotypes have been identified. Seroprevalence for HPeV-1 approaches 100% in adult populations, with most infections occurring during early childhood. As with EV, infections are spread via fecal-oral and respiratory routes, with the most common symptoms being mild respiratory or gastrointestinal illness. CNS disease from HPeV-1 is rare, but HPeV-3 is associated with severe disease outcomes, such as sepsis, encephalitis, meningitis, and hepatitis in children younger than 3 months of age. Recent studies of CSF from infants with suspected CNS illness or sepsis have demonstrated HPeV at a prevalence of 3% to 17%, nearly all of which were HPeV-3. Magnetic resonance imaging studies of infants who survive HPeV CNS disease show damage to the white matter of the brain and developmental disabilities later in life. Varicella zoster virus (VZV) is a double-stranded DNA virus of the Herpesviridae family that usually causes infections in childhood (chicken pox) and establishes latent presence in cells that can reactivate later in life (zoster or shingles). VZV is primarily spread through respiratory secretions or direct contact with lesions of an infected individual, and infection of new hosts begins within the epithelial cells of the respiratory tract. Following primary infection (fever and malaise accompanied with a maculopapular rash), VZV establishes itself in the sensory ganglia of the nervous system where it remains latent. In the United States, nearly 90% of the population had been infected with VZV before the advent of vaccines. Similar rates have been reported in European countries. Of those infected, between 10% and 30% develop zoster (a painful rash along the dorsal ganglia), primarily later in life. It is estimated that the median global incidence of zoster is 4.0 to 4.5 per 1000 person-years, which highlights the frequency of VZV reactivation worldwide. Studies have shown that VZV is transiently detectable by PCR in the blood of older, asymptomatic individuals (both immunocompetent and immunocompromised), suggesting reactivation occurs throughout life but is usually managed by the immune system. Encephalitis and meningitis are complications of both varicella and zoster infections. In 1 study, VZV was the third most detected virus among patients with signs and symptoms of encephalitis or meningitis, with a reported prevalence of 1.9% in the study population. There are live, attenuated VZV vaccines licensed for use in the United States for the vaccination of children against varicella and adults against zoster. Yeast: Cryptococcus neoformansandCryptococcus gattiiare pathogenic fungi that are acquired by inhalation and can spread to other organ systems (particularly the brain and meninges).C neoformansis considered an opportunistic pathogen of individuals who are immunocompromised. It is the AIDS-defining illness in up to 50% of patients with AIDS.C gattiiinfections are relatively rare but appear to be increasing. While typically associated with tropical and subtropical climates, since the 1990s,C gattiiinfections have been reported in British Columbia, Canada, the United States Pacific Northwest region, the Northeastern United States, and in Europe. In addition to those with reduced immune function,C gattiican also cause disease in the immunocompetent, particularly in persons with underlying health conditions. Mortality from cryptococcal meningitis is high, ranging from 10% to nearly 50% in immunocompromised patients.(1) | Negative (for all targets) | A positive result for 1 or more of the organisms suggests that nucleic acid from the organism was present in the sample. A negative result suggests that the nucleic acid of 14 common pathogens of the central nervous system was not present in the sample. A negative result should not rule-out central nervous system (CNS) infection in patients with a high pretest probability for meningitis or encephalitis. The assay does not test for all potential infectious agents of CNS disease. Negative results should be considered in the context of a patient's clinical course and treatment history, if applicable. False-negative results may occur when the concentration of nucleic acid in the specimen is below the limit of detection for the test. Detection of multiple viruses or bacteria or viruses and bacteria may be observed with this test. In these situations, the clinical history and presentation should be reviewed thoroughly to determine the clinical significance of multiple pathogens in the same specimen. Results are intended to aid in the diagnosis of illness and are meant to be used in conjunction with other clinical and epidemiological findings. | The detection of microbial DNA or RNA is dependent upon proper specimen collection, handling, transportation, storage, and preparation. There is a risk of false-negative results due to the presence of strains with sequence variability or genetic rearrangements in the target regions of the assays. False-negative results for herpes simplex virus (HSV) may occur; therefore, consider HSV testing by another nucleic acid amplification test (eg, HSVC / Herpes Simplex Virus (HSV), Molecular Detection, PCR, Spinal Fluid) if the meningitis encephalitis panel result is negative and clinical suspicion is high. The meningitis encephalitis panel may be negative forCryptococcus neoformans/gattiiin patients with cryptococcal meningitis, especially those who are receiving treatment; therefore, cryptococcal antigen testing oncerebrospinal fluid (CSF) (CLFAT /CryptococcusAntigen Titer, Lateral Flow Assay, Spinal Fluid) should be considered if results of the meningitis encephalitis panel are negative, and clinical suspicion is high. Serum (SLFA /CryptococcusAntigen Screen with Titer,Serum) may also be indicated in such a situation. The meningitis encephalitis panel should not be used to monitor response to treatment for cryptococcal meningitis. Repeat testing should not be performed on specimens collected less than 7 days apart. The following information is provided by the test manufacturer: -The presence of excessively elevated protein (albumin) levels in the sample may interfere with testing. -The performance of this test has not been specifically evaluated for CSF specimens from individuals who are immunocompromised. -The effect of antibiotic treatment on test performance has not been evaluated. Test results may be affected by concurrent antimicrobial therapy or levels of organism in the sample that are below the limit of detection. Escherichia coliK1:Strains possessing the K1 capsular antigen will be detected. All otherE colistrains and serotypes will not be detected. Haemophilus influenzae: Assay may cross react withHaemophilus haemolyticus.H haemolyticusis found in the respiratory tract but are rarely isolated from CSF.H influenzaecan be shed from the respiratory tract of healthy individuals. Caution should be exercised during specimen collection and testing to prevent contamination leading to false-positive results. Neisseria meningitidis: Only encapsulated strains ofN meningitidiswill be detected. UnencapsulatedN meningitidiswill not be detected. Streptococcus pneumoniae:S pneumoniaecan be shed from the respiratory tract of healthy individuals. Caution should be exercised during specimen collection and testing to prevent contamination leading to false-positive results (which have been reported). Enterovirus: Assay may detect many serotypes of closely related human rhinoviruses. Rhinoviruses are found in the respiratory tract but are rarely isolated from CSF. Caution should be exercised during specimen collection and testing to prevent contamination leading to false-positive results. Human herpesvirus 6 (HHV-6) or cytomegalovirus (CMV): Can exist in a latent form that is reactivated during infection due to other pathogens, including agents not detected by the FilmArray ME panel that may cause meningitis or encephalitis (eg,Mycobacterium tuberculosisor HIV). Chromosomally integrated HHV-6 may result in a positive result. When detected by the FilmArray ME, HHV-6 or CMV should be considered as the likely cause of meningitis or encephalitis only in appropriate clinical settings and following expert consultation. Herpes simplex virus 1 (HSV-1): HSV-1 may be shed from individuals with active or recurrent cold sores. Caution should be exercised during specimen collection and testing to prevent contamination leading to false-positive results. Varicella zoster virus (VZV): Viral shedding into the CSF often occurs in cases of zoster (shingles). VZV may not be the cause of central nervous system disease in these cases. Cryptococcus neoformans/gattii: Assay may cross-react withCryptococcus amylolentus,a near-neighbor ofC neoformansthat does not infect humans.(1) | 1.FilmArray Meningitis/Encephalitis [ME] Panel CE IVD Instruction Booklet. BioFire Diagnostics, LLC; RFIT-PRT-0276-03, 06/2017 2. Liesman R, Strasburg A, Heitman A, Theel ES, Patel R, Binnicker MJ. Evaluation of a commercial multiplex molecular panel for the diagnosis of infectious meningitis and encephalitis. J Clin Microbiol.2018;56(4):e012927-17. doi: 10.1128/JCM.01927-17 3. Ramanan P, Bryson A, Binnicker MJ, Pritt BS, Patel R. Syndromic panel-based testing in clinical microbiology.Clin Microbiol Rev.2017;31(1):e00024-17. doi:10.1128/CMR.00024-17 4. Rhein J, Bahr NC, Hemmert AC, et al. Diagnostic performance of a multiplex PCR assay for meningitis in an HIV-infected population in Uganda.2016;84(3):268-273. doi: 10.1016/j.diagmicrobio.2015.11.017 5. Wootton SH, Aguilera E, Salazar L, et al. Enhancing pathogen identification in patients with meningitis and a negative Gram stain using the BioFire FilmArray(R) Meningitis/Encephalitis panel. Ann Clin Microbiol Antimicrob 2016;15:26. doi: 10.1186/s12941-016-0137-1 | The FilmArray Meningitis/Encephalitis panel is aclosed system that performs the chemistry required to isolate, amplify, and qualitatively detect nucleic acid from multiple bacterial, viral, and yeast pathogens from a spinal fluid specimen of patients suspected to have meningitis or encephalitis. A panel contains reagents in freeze-dried form and is divided into discrete segments where the required chemical processes are carried out. Patient sample and hydration fluid are drawn by vacuum into the panel and then placed into the FilmArray instrument. The detection process operations are automated (nucleic acid purification, first-stagepolymerase chain reaction [PCR], second-stage PCR, and melt analysis) and complete in about an hour in this closed system: -Nucleic Acid Purification: The sample is lysed by a combination of chemical and mechanical mechanisms and the liberated nucleic acid is captured, washed, and eluted using magnetic bead technology. -First-Stage PCR: A reverse transcription step is performed to convert viral RNA into complementary DNA prior to amplification. The purified nucleic acid solution is combined with a preheated master mix to initiate the reverse transcription step and subsequent thermocycling for multiplex PCR. -Second-Stage PCR:Products of first-stage PCR are diluted and mixed with fresh PCR reagents containing an intercalating fluorescent DNA dye (LCGreen Plus, BioFire Diagnostics), which is distributed over the second-stage PCR array. The individual wells of the array contain primers for different assays (in triplicate) that target specific nucleic acid sequences from each of the pathogens detected, as well as control template material. -DNA Melting Analysis: The temperature is slowly increased and fluorescence in each well of the array is monitored and analyzed to generate a melt curve. -Analysis of Melt Curves: The software evaluates the DNA melt curve for each well to determine if a PCR product was present in that well. If the melt profile indicates the presence of a PCR product, then the analysis software calculates the melting temperature of the curve, which is then compared against the expected range for the assay. When the software determines that the melt curve is positive and in range, it is called positive. When it determines that the melt curve is negative or is not in the appropriate range, it is called negative. -Analysis of Replicates: Melt curves of each of the 3 replicates for each assay are evaluated to determine the assay result. For an assay to be called positive, at least 2 of the 3 associated melt curves must be called positive, and the temperature for at least 2 of the 3 positive melt curves must be similar (within 1 degree C). Assays that do not meet these criteria are called negative. (Instruction manual: FilmArray Meningitis/Encephalitis/Panel Instruction Booklet. BioFire Diagnostics, LLC; RFIT-PRT-0276-03. 06/2017) | 1 to 2 days | 14 days | This test has been cleared, approved, or is exempt by the US Food and Drug Administration and is used per manufacturer's instructions. Performance characteristics were verified by Mayo Clinic in a manner consistent with CLIA requirements. | 87483 | Meningitis Encephalitis Panel, PCR | 82180-1 | 605190 | Interpretation | 59464-8
FMEP | Meperidine (Demerol) and Normeperidine, serum |  | Liquid Chromatography/Tandem Mass Spectrometry (LC/MS/MS) | Yes | Meperidine (Demerol) | Varies | Submit only 1 of the following specimens: Plasma Draw blood in a green-top (sodium heparin) tube(s). Plasma gel tube is not acceptable. Spin down and send 3 mL of sodium heparin plasma refrigerated in a plastic vial. Serum Draw blood in a plain red-top tube(s). Serum gel tube is not acceptable. Spin down and send 3 mL of serum refrigerated in a plastic vial. | 0.6 mL | Category:Narcotic Analgesic | Meperidine: Reference Range: 400 - 700 ng/ml Normeperidine: No reference range provided |  |  |  |  | 5 to 9 days | 2 weeks |  | 80362 | Meperidine (Demerol) | 68314-4 | Z1159 | Normeperidine | 73933-4
FMMM | Mephedrone, MDPV and Methylone, Urine |  | Liquid Chromatography/Tandem Mass Spectrometry (LC/MS/MS) - Screen and Confirmation; if applicable | Yes | Mephedrone, MDPV, Methylone | If the Mephedrone, MDPV, Methylone is positive, then the Mephedrone and MDPV Confirm (FMMCF) and Methylone Confirm (FMEYL) will be performed at an additional charge. | Container:Preservative-free plastic urine container Specimen volume: 10 mL Collection instructions | 1 mL |  | DrugUnitsReference Range ------------------------------------------------------------------------------------- MephedroneNegative MDPVNegative MethyloneNegative Qualitative analysis for Mephedrone, Methylenedioxypyrovalerone (MDPV) and Methylone Screening threshold: 1.0 ng/mL |  |  |  |  | 5 to 9 days |  | This test was developed and its performance characteristics determined by LabCorp. It has not been cleared or approved by the Food and Drug Administration. | 80307-single drug80371-(if appropriate) | Mephedrone, MDPV, Methylone | Not Provided | Z3419 | Methylone | 73686-8
MEPHS | Mephobarbital and Phenobarbital, Serum | Monitoring of mephobarbital and phenobarbital therapy | Gas Chromatography Mass Spectrometry (GC-MS) | Yes | Mephobarbital and Phenobarbital, S | Serum Red | Supplies:Sarstedt Aliquot Tube, 5 mL (T914) Collection Container/Tube:Red top (Serum gel/SST arenotacceptable) Submission Container/Tube: Plastic vial Specimen Volume:2.0 mL Collection Instructions: 1. Collect specimen immediately before next scheduled dose. 2. Centrifuge and aliquot serum into plastic vial within 2 hours of collection. | 0.7 mL | Mephobarbital is an orally administered, methylated barbiturate used for the treatment of epilepsy.(1,2) It is demethylated by hepatic microsomal enzymes to generate its major metabolite, phenobarbital. During long-term use, most of the mephobarbital activity can be attributed to the accumulation of phenobarbital. Consequently, the pharmacological properties, toxicity, and clinical uses of mephobarbital are the same as phenobarbital.(1,2) The use of mephobarbital is uncommon as it offers no significant advantage over phenobarbital alone.(1,2) | MEPHOBARBITAL Therapeutic range: 1.0-7.0 mcg/mL Toxic concentration: > or =15.0 mcg/mL PHENOBARBITAL Therapeutic range Children: 15.0-30.0 mcg/mL Adults: 20.0-40.0 mcg/mL Toxic concentration: > or =60.0 mcg/mL | Mephobarbital concentrations above 15 mcg/mL have been associated with toxicity. Phenobarbital concentrations between 35 and 80 mcg/mL have been associated with slowness, ataxia, and nystagmus, while concentrations above 100 mcg/mL have been associated with coma without reflexes. | Concentration at which toxicity occurs varies and results should be interpreted in light of the clinical situation. Specimens collected in serum gel tubes are not acceptable because the drug can absorb on the gel and lead to falsely decreased concentrations. | 1. Langman LJ, Bechtel LK, Holstege CP. Clinical toxicology. In: Rifai N, Chiu RWK, Young I, Burnham C-AD, Wittwer CT, eds. Tietz Textbook of Laboratory Medicine. 7th ed. Elsevier; 2023:454-454.e484 2. Baselt RC. Disposition of Toxic Drugs and Chemical in Man. 12th ed. Biomedical Publications; 2020 3. Milone MC, Shaw LM. Therapeutic drugs and their management. In: Rifai N, Chiu RWK, Young I, Burnham C-AD, Wittwer CT, eds. Tietz Textbook of Laboratory Medicine. 7th ed. Elsevier; 2023:420-453 4. Mihic SJ, Mayfield J. Hypnotics and sedatives. In: Brunton LL, Knollman BC, eds. Goodman andGilman's: The Pharmacological Basis of Therapeutics. 14th ed. McGraw-Hill Education; 2023 | Barbiturates are extracted from serum using solid-phase extraction techniques. The serum is buffered and eluted with organic solvent. The organic phase is dried, reconstituted, and analysis performed by gas chromatography-mass spectrometry, using selected ion monitoring. The assay utilizes deuterated barbiturates as internal standards.(Unpublished Mayo method) | 3 to 9 days | 2 weeks | This test was developed and its performance characteristics determined by Mayo Clinic in a manner consistent with CLIA requirements. It has not been cleared or approved by the US Food and Drug Administration. | 80184 | Mephobarbital and Phenobarbital, S | 97183-8 | 84582 | Phenobarbital, S | 3948-7
FMERC | Mercaptopurine (6-MP, Purinethol) |  | High Performance Liquid Chromatography with Ultraviolet Detection (HPLC-UV) | Yes | Mercaptopurine (6-MP, Purinethol) | Varies | Submit only 1 of the following specimens: Plasma Draw blood in a green-top (sodium heparin) tube(s),plasma gel tube is not acceptable.Spin down and send 2 mL sodium heparin plasma refrigerated in a plastic vial. Serum Draw blood in a plain, red-top tube(s),serum gel tube is not acceptable.Spin down and send 2 mL of serum refrigerated in a plastic vial. | 0.3 mL |  | Units:ng/mL Mercaptopurine may be administered as an antineoplastic ormay be present as a metabolite of the immunosuppressant drugazathioprine.Therapeutic and toxic ranges have not beenestablished.Usual therapeutic doses of either mercaptopurineor azathioprineproduce 6-mercaptopurine serum concentrations ofless than 1000 ng/mL. |  |  |  |  | 5 to 9 days | 2 weeks |  | 80299 | Mercaptopurine (6-MP, Purinethol) | 11242-5 | Z1190 | 6-Mercaptopurine | 11242-5
HGOU | Mercury Occupational Exposure, Random, Urine | Detecting mercury toxicity due to occupational exposure in random urine specimens | Only orderable as part of a profile. For more information see: -HGUOE/ Mercury Occupational Exposure, Random, Urine -HMUOE / Heavy Metal Occupational Exposure, with Reflex, Random, Urine Triple-Quadrupole Inductively Coupled Plasma Mass Spectrometry (ICP-MS/MS) | Yes | Mercury Occupational Exposure | Urine | Only orderable as part of a profile. For more information see: -HGUOE/ Mercury Occupational Exposure, Random, Urine -HMUOE / Heavy Metal Occupational Exposure, with Reflex, Random, Urine | 1.5 mL | The correlation between the levels of mercury (Hg) excretion in the urine and the clinical symptoms is considered poor. However, urinary Hg is the most reliable way to assess exposure to inorganic Hg. For more information, see HG / Mercury, Blood. | Only orderable as part of a profile. For more information see: -HGUOE/ Mercury Occupational Exposure, Random, Urine -HMUOE / Heavy Metal Occupational Exposure, with Reflex, Random, Urine Biological Exposure Index (BEI): <35 mcg/g creatinine prior to shift |  | To avoid contamination by dust, specimen should be collected away from the site of suspected exposure. | 1. Snoj Tratniid J, Falnoga I, Mazej D, et al. Results of the first national human biomonitoring in Slovenia: Trace elements in men and lactating women, predictors of exposure and reference values. Int J Hyg Environ Health. 2019222(3):563-582 2. Sherman LS, Blum JD, Franzblau A, Basu N. New insights into biomarkers of human mercury exposure using naturally occurring mercury stable isotopes. Envrn Sci Technol. 2013;47(7):3403-3409 3. Lee R, Middleton D, Caldwell K, et al. A review of events that expose children to elemental mercury in the United States. Environ Health Perspect. 2009;117(6):871-878 4. Bjorkman L, Lundekvam BF, Laegreid T, et al. Mercury in human brain, blood, muscle and toenails in relation to exposure: an autopsy study. Environ Health. 2007 11;6:30 5.Strathmann FG, Blum LM: Toxic elements. In: Rifai N, Chiu RWK, Young I, Burnham CD, Wittwer CT, eds. Tietz Textbook of Laboratory Medicine. 7th ed. Elsevier; 2023:chap 44 | The metal of interest is analyzed by triple-quadrupole inductively coupled plasma mass spectrometry.(Unpublished Mayo method) | 2 to 4 days | 14 days | This test was developed and its performance characteristics determined by Mayo Clinic in a manner consistent with CLIA requirements. It has not been cleared or approved by the US Food and Drug Administration. | 83825 | Mercury Occupational Exposure | 13465-0 | 608893 | Mercury Occupational Exposure | 13465-0
HGUOE | Mercury Occupational Exposure, Random, Urine | Detecting mercury toxicity due to occupational exposure | HGOU: Triple-Quadrupole Inductively Coupled Plasma Mass Spectrometry (ICP-MS/MS) CRETR: Enzymatic Colorimetric Assay | Yes | Mercury Occupat Exp, Random, U | Urine | Patient Preparation:High concentrations of gadolinium and iodine are known to potentially interfere with most inductively coupled plasma mass spectrometry-based metal tests. If either gadolinium- or iodine-containing contrast media has been administered,a specimen should not be collected for 96 hours. Supplies:Urine Tubes, 10 mL (T068) Collection Container/Tube:Clean, plastic urine container with no metal cap or glued insert Submission Container/Tube:Plastic, 10-mL urine tube or clean, plastic aliquot container with no metal cap or glued insert Specimen Volume:3 mL Collection Instructions: 1. Collect a random urine specimen. 2. SeeMetals Analysis Specimen Collection and Transportfor complete instructions. | 1.5 mL | The correlation between the levels of mercury (Hg) excretion in the urine and the clinical symptoms is considered poor. Previous thought indicated urine as a more appropriate marker of inorganic mercury because organic mercury represented only a small fraction of urinary mercury.Based on possible demethylation of methylmercury within the body, urine may represent a mixture of dietary methylmercury and inorganic mercury. Seafood consumption can contribute to urinary mercury levels (up to 30%),(1) which is consistent with the suggestion that due to demethylation processes in the human body, a certain proportion of urinary mercury can originate from dietary consumption of fish/seafood.(2) For more information see HG / Mercury, Blood. | MERCURY/CREATININE: Biological Exposure Index (BEI): <35 mcg/g creatinine prior to shift CREATININE: > or =18 years: 16-326 mg/dL Reference values have not been established for patients who are younger than 18 years of age. | Daily urine excretion of mercury greater than 50 mcg/day indicates significant exposure (per World Health Organization standard). | To avoid contamination by dust, specimen should be collected away from the site of suspected exposure. | 1. Snoj Tratniid J, Falnoga I, Mazej D, et al. Results of the first national human biomonitoring in Slovenia: Trace elements in men and lactating women, predictors of exposure and reference values. Int J Hyg Environ Heatlh. 2019;222(3):563-582 2. Sherman LS, Blum JD, Franzblau A, Basu N. New insights into biomarkers of human mercury exposure using naturally occurring mercury stable isotopes. Environ Sci Technol. 2013 2;47(7):3403-3409 3. Lee R, Middleton D, Caldwell K, et al. A review of events that expose children to elemental mercury in the United States. Environ Health Perspect. 2009;117(6):871-878 4. Bjorkman L, Lundekvam BF, Laegreid T, et al. Mercury in human brain, blood, muscle and toenails in relation to exposure: an autopsy study. Environ Health. 2007 11;6:30 5. Strathmann FG, Blum LM: Toxic elements. In: Rifai N, Chiu RWK, Young I, Burnham CD, Wittwer CT, eds. Tietz Textbook of Laboratory Medicine. 7th ed. Elsevier; 2023:chap 44 | Mercury: The metal of interest is analyzed by triple-quadrupole inductively coupled plasma mass spectrometry.(Unpublished Mayo method) Creatinine: The enzymatic method is based on the determination of sarcosine from creatinine with the aid of creatininase, creatinase, and sarcosine oxidase. The liberated hydrogen peroxide is measured via a modified Trinder reaction using a colorimetric indicator. Optimization of the buffer system and the colorimetric indicator enables the creatinine concentration to be quantified both precisely and specifically.(Package insert: Creatinine plus ver 2. Roche Diagnostics; V15.0, 03/2019) | 2 to 4 days | 14 days | This test was developed and its performance characteristics determined by Mayo Clinic in a manner consistent with CLIA requirements. It has not been cleared or approved by the US Food and Drug Administration. | 8382582570 | Mercury Occupat Exp, Random, U | 13465-0 | 608893 | Mercury Occupational Exposure | 13465-0
HGU | Mercury, 24 Hour, Urine | Detecting mercury toxicity in 24-hour urine specimens | Triple-Quadrupole Inductively Coupled Plasma Mass Spectrometry (ICP-MS/MS) | Yes | Mercury, 24 Hr, U | Urine | Patient Preparation:High concentrations of gadolinium and iodine are known to potentially interfere with most inductively coupled plasma mass spectrometry-based metal tests. If either gadolinium- or iodine-containing contrast media has been administered,a specimen should not be collected for 96 hours. Supplies:Urine Tubes, 10 mL (T068) Collection Container/Tube:Clean, plastic urine container with no metal cap or glued insert Submission Container/Tube:Plastic, 10-mL urine tube or a clean, plastic aliquot container with no metal cap or glued insert Specimen Volume:3 mL Collection Instructions: 1. Collect urine for 24 hours. 2. Refrigerate specimen within 4 hours of completion of 24-hour collection. 3. SeeMetals Analysis Specimen Collection and Transportfor complete instructions. Additional Information:SeeUrine Preservatives-Collection and Transportation for 24-Hour Urine Specimensfor multiple collections. | 1.5 mL | The correlation between the levels of mercury (Hg) excretion in the urine and the clinical symptoms is considered poor. Previous thought indicated urine as a more appropriate marker of inorganic mercury because organic mercury represented only a small fraction of urinary mercury.Based on possible demethylation of methylmercury within the body, urine may represent a mixture of dietary methylmercury and inorganic mercury. Seafood consumption can contribute to urinary mercury levels (up to 30%),(1) which is consistent with the suggestion that due to demethylation processes in the human body, a certain proportion of urinary mercury can originate from dietary consumption of fish/seafood.(2) For more information see HG / Mercury, Blood. | 0-17 years: Not established > or =18 years:<2 mcg/24 h Toxic concentration: >50 mcg/24 h The concentration at which toxicity is expressed is widely variable between patients. 50 mcg/24 h is the lowest concentration at which toxicity is usually apparent. | Daily urine excretion of mercury above 50 mcg/day indicates significant exposure (per World Health Organization standard). | To avoid contamination by dust, specimen should be collected away from the site of suspected exposure. | 1. Snoj Tratniid J, Falnoga I, Mazej D, et al. Results of the first national human biomonitoring in Slovenia: Trace elements in men and lactating women, predictors of exposure and reference values. Int J Hyg Environ Heatlh. 2019;222(3):563-582 2. Sherman LS, Blum JD, Franzblau A, Basu N. New insights into biomarkers of human mercury exposure using naturally occurring mercury stable isotopes. Envrn Sci Technol. 2013;47(7):3403-3409 3. Lee R, Middleton D, Caldwell K, et al. A review of events that expose children to elemental mercury in the United States. Environ Health Perspect. 2009;117(6):871-878 4. Bjorkman L, Lundekvam BF, Laegreid T, et al. Mercury in human brain, blood, muscle and toenails in relation to exposure: an autopsy study. Environ Health. 2007;6:30 5. Bernhoft RA. Mercury toxicity and treatment: a review of the literature. J Environ Public Health. 2012;2012:460508. doi:10.1155/2012/460508 6.Strathmann FG, Blum LM: Toxic elements. In: Rifai N, Chiu RWK, Young I, Burnham CD, Wittwer CT, eds. Tietz Textbook of Laboratory Medicine. 7th ed. Elsevier; 2023:chap 44 | The metal of interest is analyzed by triple-quadrupole inductively coupled plasma mass spectrometry.(Unpublished Mayo method) | 1 to 3 days | 14 days | This test was developed and its performance characteristics determined by Mayo Clinic in a manner consistent with CLIA requirements. It has not been cleared or approved by the US Food and Drug Administration. | 83825 | Mercury, 24 Hr, U | 6693-6 | VL3 | Urine Volume | 3167-4
HG | Mercury, Blood | Detecting mercury toxicity | Triple Quadrupole Inductively Coupled Plasma Mass Spectrometry (ICP-MS/MS) | Yes | Mercury, B | Whole blood | Patient Preparation:High concentrations of gadolinium and iodine are known to potentially interfere with most inductively coupled plasma mass spectrometry-based metal tests. If either gadolinium- or iodine-containing contrast media has been administered, a specimen should not be collected for 96 hours. Supplies:Metal Free B-D Tube (EDTA), 6 mL (T183) Container/Tube:Royal blue top (EDTA) plastic trace element blood collection tube Specimen Volume:Full tube Collection Instructions: 1. SeeMetals Analysis Specimen Collection and Transportfor complete instructions. 2. Send whole blood specimen in original tube.Do notaliquot. | 0.3 mL | Mercury (Hg) is relatively non-toxic in its elemental form. If Hg(0) is chemically modified to the ionized, inorganic species, Hg(2+), it becomes toxic. Further bioconversion to an alkyl Hg, such as methyl Hg (CH3Hg[+]), yields a species of mercury that is highly selective for lipid-rich tissue, such as neurons, and is very toxic. The relative order of toxicity is: Least Toxic - Hg(0) < Hg(2+) << CH3Hg(+) -- Very Toxic Mercury can be chemically converted from the elemental state to the ionized state. In industry, this is frequently done by exposing Hg(0) to strong oxidizing agents, such as chlorine. Hg(0) can be bioconverted to both Hg(2+) and alkyl Hg by microorganisms that exist both in the normal human gut and in the bottom sediment of lakes, rivers, and oceans. When Hg(0) enters bottom sediment, it is absorbed by bacteria, fungi, and small microorganisms; they metabolically convert it to Hg(2+), CH3Hg(+), and C2H6Hg. Should these microorganisms be consumed by larger marine animals and fish, the mercury passes up the food chain in rather toxic form. Mercury expresses its toxicity in 3 ways: -Hg(2+) is readily absorbed and reacts with sulfhydryl groups of protein, causing a change in the tertiary structure of the protein-a stereoisomeric change-with subsequent loss of the unique activity associated with that protein. Because Hg(2+) becomes concentrated in the kidney during the regular clearance processes, this target organ experiences the greatest toxicity. -With the tertiary change noted previously, some proteins become immunogenic, eliciting a proliferation of T lymphocytes that generate immunoglobulins to bind the new antigen; collagen tissues are particularly sensitive to this. -Alkyl Hg species, such as CH3Hg(+), are lipophilic and avidly bind to lipid-rich tissues such as neurons. Myelin is particularly susceptible to disruption by this mechanism. Members of the public will occasionally become concerned about exposure to mercury from dental amalgams. Restorative dentistry has used a mercury-silver amalgam for approximately 90 years as a filling material. A small amount of mercury (2-20 mcg/day) is released from a dental amalgam when it was mechanically manipulated, such as by chewing. The habit of gum chewing can cause release of mercury from dental amalgams greatly above normal. The normal bacterial microbiota present in the mouth converts a fraction of this to Hg(2+) and CH3Hg(+), which was shown to be incorporated into body tissues. The World Health Organization safety standard for daily exposure to mercury is 45 mcg/day. Thus, if one had no other source of exposure, the amount of mercury released from dental amalgams is not significant.(1) Many foods contain mercury. For example, commercial fish considered safe for consumption contain less than 0.3 mcg/g of mercury, but some game fish contain more than 2.0 mcg/g and, if consumed on a regular basis, contribute to significant body burdens. Therapy is usually monitored by following urine output; therapy may be terminated after urine excretion is below 50 mcg/day. | <10 ng/mL Reference values apply to all ages. | The quantity of mercury (Hg) found in blood and urine correlates with degree of toxicity. Hair analysis can be used to document the time of peak exposure if the event was in the past. Normal whole blood mercury is usually below 10 ng/mL. Individuals who have mild exposure during work, such as dentists, may routinely have whole blood mercury levels up to 15 ng/mL. Significant exposure is indicated when the whole blood mercury is above 50 ng/mL if exposure is due to alkyl Hg, or above 200 ng/mL if exposure is due to Hg(2+). | No significant cautionary statements | 1. Lee R, Middleton D, Calwell K, et al. A review of events that expose children to elemental mercury in the United States. Environ Health Perspect. 2009;117(6):871-878 2. Bjorkman L, Lundekvam B, Laegreid T, et al. Mercury in human brain, blood, muscle and toenails in relation to exposure: an autopsy study. Environmental Health. 2007;6:30-44 3. deBurbure C, Buchet JP, Leroyer A, et al. Renal and neurologic effects of cadmium, lead, mercury, and arsenic in children: evidence of early effects and multiple interactions at environmental exposure levels. Environ Health Perspect. 2006;114(4):584-590 4. Strathmann FG, Blum LM. Toxic elements. In: Rifai N, Chiu RWK, Young I, Burnham CD, Wittwer CT, eds. Tietz Textbook of Laboratory Medicine. 7thed. Elsevier; 2023:chap 44 | The metal of interest is analyzed by triple quadrupole inductively coupled plasma mass spectrometry.(Unpublished Mayo method) | 1 to 2 days | 14 days | This test was developed and its performance characteristics determined by Mayo Clinic in a manner consistent with CLIA requirements. It has not been cleared or approved by the US Food and Drug Administration. | 83825 | Mercury, B | 5685-3 | 8618 | Mercury, B | 5685-3
HGHAR | Mercury, Hair | Detecting mercury exposure in hair specimens | Inductively Coupled Plasma-Mass Spectrometry (ICP-MS) | No | Mercury, Hair | Hair | Supplies:Hair and Nails Collection Kit (T565) Specimen Volume:0.2 g Collection Instructions:Prepare and transport specimen per the instructions in the kit or seeCollecting Hair and Nails for Metals Testing. Additional Information:If known, indicate source of hair (axillary, head, or pubic). | 0.05 g | Once absorbed and circulating, mercury becomes bound to numerous proteins, including keratin. The concentration of mercury in hair correlates with the severity of clinical symptoms. If the hair can be segregated by length, such an exercise may be useful in identifying the time of exposure. Hair grows at a rate of approximately 0.5 inch/month. Hair keratin synthesized today will protrude through the skin in approximately 1 week. Thus, a hair specimen collected at the skin level represents exposure of 1 week ago, 1 inch distally from the skin represents exposure 2 months ago, etc. | 0-15 years: Not established > or =16 years: <1.0 mcg/g of hair | Normally, hair contains less than 1 mcg/g of mercury; any amount more than this indicates that exposure to more than normal amounts of mercury may have occurred. | Cosmetic and hair dyes can be a potential source of heavy metal contamination. | 1. Marques RC, Dorea JG, Bastos WR, Malm O. Changes in children hair-Hg concentrations during the first 5 years: maternal, environmental and iatrogenic modifying factors. Reg Toxicol Pharmacol 2007;49:17-24 2. Canuel R, de Grosbois SB, Atikesse L, et al. New evidence on variations of human body burden of methylmercury from fish consumption. Environ Health Perspect. 2006;114:302-306 3. Strathmann FG, Blum LM. Toxic elements. In: Nader R, Horwath AR, Wittwer CT, eds. Tietz Textbook of Laboratory Medicine. 7th ed. Elsevier; 2023:chap 44 | The metal of interest is analyzed by inductively coupled plasma mass spectrometry.(Unpublished Mayo method) | 2 to 8 days | 14 days | This test was developed and its performance characteristics determined by Mayo Clinic in a manner consistent with CLIA requirements. It has not been cleared or approved by the US Food and Drug Administration. | 83825 | Mercury, Hair | 5686-1 | HGHSC | Specimen Source | 31208-2
HGNA | Mercury, Nails | Detecting mercury exposure in nail specimens | Inductively Coupled Plasma-Mass Spectrometry (ICP-MS) | No | Mercury, Nails | Nail | Supplies:Hair and Nails Collection Kit (T565) Specimen Volume:0.2 g Collection Instructions: 1.Prepare and transport specimen per the instructions in the kit or seeCollecting Hair and Nails for Metals Testing. 2. Clippings should be taken from all 10 fingernails or toenails. | 0.05 g | Once absorbed and circulating, mercury becomes bound to numerous proteins, including keratin. The concentration of mercury in nails correlates with the severity of clinical symptoms. | 0-15 years: Not established > or =16 years: <1.0 mcg/g of nails | Normally, nails contain less than 1 mcg/g of mercury; any amount more than this indicates that exposure to more than normal amounts of mercury may have occurred. | No significant cautionary statements. | 1. Marques RC, Dorea JG, Bastos WR, Malm O. Changes in children hair-Hg concentrations during the first 5 years: maternal, environmental and iatrogenic modifying factors. Reg Toxicol Pharmacol. 2007;49(1):17-24 2. Canuel R, de Grosbois SB, Atikesse L, et al. New evidence on variations of human body burden of methylmercury from fish consumption. Environ Health Perspect 2006;114(2):302-306 3. Strathmann FG, Blum LM: Toxic elements. In: Nader R, Horwath AR, Wittwer CT, eds. Tietz Textbook of Laboratory Medicine. 7th ed. Elsevier; 2023:chap 44 | The metal of interest is analyzed by inductively coupled plasma mass spectrometry.(Unpublished Mayo method) | 2 to 8 days | 14 days | This test was developed and its performance characteristics determined by Mayo Clinic in a manner consistent with CLIA requirements. It has not been cleared or approved by the US Food and Drug Administration. | 83825 | Mercury, Nails | 8204-0 | HGNSC | Specimen Source | 31208-2
HGCU | Mercury/Creatinine Ratio, Random, Urine | Detecting mercury toxicity using random urine specimens | Only orderable as part of profile. For more information see: -HGUCR / Mercury/Creatinine Ratio, Random, Urine -HMUCR / Heavy Metal/Creatinine Ratio, with Reflex, Random Urine. Triple-Quadrupole Inductively Coupled Plasma Mass Spectrometry (ICP-MS/MS) | Yes | Mercury/Creatinine Ratio, U | Urine | Only orderable as part of profile. For more information see: -HGUCR / Mercury/Creatinine Ratio, Random, Urine -HMUCR / Heavy Metal/Creatinine Ratio, with Reflex, Random Urine. | 1.5 mL | The correlation between the levels of mercury (Hg) excretion in the urine and the clinical symptoms is considered poor. Previous thought indicated urine as a more appropriate marker of inorganic mercury because organic mercury represented only a small fraction of urinary mercury.Based on possible demethylation of methylmercury within the body, urine may represent a mixture of dietary methylmercury and inorganic mercury. Seafood consumption can contribute to urinary mercury levels (up to 30%),(1) which is consistent with the suggestion that due to demethylation processes in the human body, a certain proportion of urinary mercury can originate from dietary consumption of fish/seafood.(2). For more information see HG / Mercury, Blood. | Only orderable as part of profile. For more information see: -HGUCR / Mercury/Creatinine Ratio, Random, Urine -HMUCR / Heavy Metal/Creatinine Ratio, with Reflex, Random Urine. 0-17 years: Not established > or =18 years: <2 mcg/g creatinine | Daily urine excretion of mercury above 50 mcg/day indicates significant exposure (per World Health Organization standard). | To avoid contamination by dust, specimen should be collected away from the site of suspected exposure. | 1.Snoj Tratniid J, Falnoga I, Mazej D, et al. Results of the first national human biomonitoring in Slovenia: Trace elements in men and lactating women, predictors of exposure and reference values. Int J Hyg Environ Health. 2019;222(3):563-582. doi:10.1016/j.ijheh.2019.02.008 2. Sherman LS, Blum JD, Franzblau A, Basu N. New insights into biomarkers of human mercury exposure using naturally occurring mercury stable isotopes. Environ Sci Technol. 2013;47(7):3403-3409. doi:10.1021/es305250z 3. Lee R, Middleton D, Caldwell K, et al. A review of events that expose children to elemental mercury in the United States. Environ Health Perspect. 2009;117(6):871-878. doi:10.1289/ehp.0800337 4. Bjorkman L, Lundekvam BF, Laegreid T, et al. Mercury in human brain, blood, muscle and toenails in relation to exposure: an autopsy study. Environ Health. 2007;6:30. doi: 10.1186/1476-069X-6-30 5. Bernhoft RA. Mercury toxicity and treatment: a review of the literature. J Environ Public Health. 2012;2012:460508. doi:10.1155/2012/460508 6.Strathmann FG, Blum LM: Toxic elements. In: Rifai N, Chiu RWK, Young I, Burnham CD, Wittwer CT, eds. Tietz Textbook of Laboratory Medicine. 7th ed. Elsevier; 2023:chap 44 | The metal of interest is analyzed by triple-quadrupole inductively coupled plasma mass spectrometry.(Unpublished Mayo method). | 2 to 4 days | 14 days | This test was developed and its performance characteristics determined by Mayo Clinic in a manner consistent with CLIA requirements. It has not been cleared or approved by the US Food and Drug Administration. | 83825 | Mercury/Creatinine Ratio, U | 13465-0 | 608903 | Mercury/Creatinine Ratio, U | 13465-0
HGUCR | Mercury/Creatinine Ratio, Random, Urine | Detecting mercury toxicity, a toxic heavy metal, using random urine specimens | HGCU: Triple-Quadrupole Inductively Coupled Plasma Mass Spectrometry (ICP-MS/MS) CRETR: Enzymatic Colorimetric Assay | Yes | Mercury/Creat Ratio, Random,U | Urine | Patient Preparation:High concentrations of gadolinium and iodine are known to potentially interfere with most inductively coupled plasma mass spectrometry-based metal tests. If either gadolinium- or iodine-containing contrast media has been administered,a specimen should not be collected for 96 hours. Supplies:Urine Tubes, 10 mL (T068) Collection Container/Tube:Clean, plastic urine container with no metal cap or glued insert Submission Container/Tube:Plastic, 10-mL urine tube or clean, plastic aliquot container with no metal cap or glued insert Specimen Volume:3 mL Collection Instructions: 1. Collect a random urine specimen. 2.SeeMetals Analysis Specimen Collection and Transportfor complete instructions. | 1.5 mL | The correlation between the levels of mercury (Hg) excretion in the urine and the clinical symptoms is considered poor. Previous thought indicated urine as a more appropriate marker of inorganic mercury because organic mercury represented only a small fraction of urinary mercury.Based on possible demethylation of methylmercury within the body, urine may represent a mixture of dietary methylmercury and inorganic mercury. Seafood consumption can contribute to urinary mercury levels (up to 30%),(1) which is consistent with the suggestion that due to demethylation processes in the human body, a certain proportion of urinary mercury can originate from dietary consumption of fish/seafood.(2) Small amounts of mercury are often present in urine, often stemming from environmental exposure or from dental amalgam.The amount of mercury in urine depends upon the form of mercury, the level and duration of mercury exposure, and the elapsed time between exposure and urine sample collection. For potential mercury vapor exposure: urine mercury levels are unlikely to be useful for assessing potential health effects from short-term, low-level exposures to mercury vapor because such exposures are unlikely to result in mercury urine levels elevated above typical values. High level mercury vapor exposure or long-term, low-level vapor exposures may result in elevated urine mercury levels, which can indicate potential for health effects.Random urine mercury level is adjusted to concentration of creatinine. Urine mercury concentrations in unexposed individuals are typically less than 10 mcg/L (50 nmol/L) or 2 mcg/g creatinine. Twenty-four-hour urine concentrations of 30 mcg/L to 100 mcg/L (150-499 nmol/L) may be associated with subclinical neuropsychiatric symptoms and tremor, while concentrations greater than 100 mcg/L (499 nmol/L) can be associated with overt neuropsychiatric disturbances and tremors.(4) Mercury concentrations of greater than 10 mcg/g creatinine may associate with subtle effects on visual memory, attention, manual coordination, mood, increased levels of fatigue and confusion. Higher level of urine mercury is associated with increasing frequent and severe nervous system changes in personality, cognition, and coordination.(3) Mercury concentrations of 20 mcg/g to 35 mcg/g creatinine may be associated with hand tremors and potential kidney damage.(3) | MERCURY/CREATININE: 0-17 years: Not established > or =18 years: <2 mcg/g creatinine CREATININE: > or =18 years: 16-326 mg/dL Reference values have not been established for patients who are younger than 18 years of age. | Daily urine excretion of mercury above 50 mcg/day indicates significant exposure (per World Health Organization standard). | To avoid contamination by dust, specimen should be collected away from the site of suspected exposure. | 1. Snoj TratniidJ, Falnoga I, Mazej D,et al. Results of the first national human biomonitoring in Slovenia: Trace elements in men and lactating women, predictors of exposure and reference values Int. J. Hyg Environ Health. 2019;222(3):563-582 2.Sherman LS, Blum JD, Franzblau A, Basu N. New insights into biomarkers of human mercury exposure using naturally occurring mercury stable isotopes. Environ Sci and Tech. 2013;47(7):3403-3409 3.McKelvey W, Alex B, Chernov C, et al. Tracking Declines in Mercury Exposure in the New York City Adult Population, 2004-2014. J Urban Health. 2018;95(6):813-825 4. Agency for Toxic Substances and Disease Registry. Atsdr - addendum to the toxicological profile: Mercury. 2022. 5. Lee R, Middleton D, Caldwell K, et al. A review of events that expose children to elemental mercury in the United States. Environ Health Perspect. 2009;117(6):871-878 6. Bjorkman L, Lundekvam BF, Laegreid T, et al. Mercury in human brain, blood, muscle and toenails in relation to exposure: an autopsy study. Environ Health. 2007 11;6:30 7. Bernhoft RA. Mercury toxicity and treatment: a review of the literature. J Environ Public Health. 2012;2012:460508. doi:10.1155/2012/460508 8.Strathmann FG, Blum LM: Toxic elements. In: Rifai N, Chiu RWK, Young I, Burnham CD, Wittwer CT, eds. Tietz Textbook of Laboratory Medicine. 7th ed. Elsevier; 2023:chap 44 | Mercury: The metal of interest is analyzed by triple-quadrupole inductively coupled plasma mass spectrometry.(Unpublished Mayo method) Creatinine: The enzymatic method is based on the determination of sarcosine from creatinine with the aid of creatininase, creatinase, and sarcosine oxidase. The liberated hydrogen peroxide is measured via a modified Trinder reaction using a colorimetric indicator. Optimization of the buffer system and the colorimetric indicator enables the creatinine concentration to be quantified both precisely and specifically.(Package insert: Creatinine plus ver 2. Roche Diagnostics; V15.0, 03/2019) | 2 to 4 days | 14 days | This test was developed and its performance characteristics determined by Mayo Clinic in a manner consistent with CLIA requirements. It has not been cleared or approved by the US Food and Drug Administration. | 8382582570 | Mercury/Creat Ratio, Random,U | 13465-0 | 608903 | Mercury/Creatinine Ratio, U | 13465-0
MERKC | Merkel CC (MCPyV) Immunostain, Technical Component Only | Identification of Merkel cell polyomavirus infected cells | Immunohistochemistry (IHC) | Yes | Merkel CC (MCPyV) IHC, Tech Only | For the initial technical component only immunohistochemical (IHC) stain performed, the appropriate bill-only test ID will be reflexed and charged (IHTOI). For each additional technical component only IHC stain performed, an additional bill-only test ID will be reflexed and charged (IHTOA). | Supplies:Immunostain Technical Only Envelope (T693) Specimen Type:Tissue Container/Tube:Immunostains Technical Only Envelope Preferred:2 Unstained positively charged glass slide (25- x 75- x 1-mm) per test ordered; sections 4-microns thick. Acceptable:Formalin-fixed, paraffin-embedded tissue block |  | Merkel cell polyomavirus (MCPyV) infections are common and typically benign. In rare instances, these infections lead to neoplastic transformations known as Merkel cell carcinoma (MCC) through the expression (nuclear) of MCPyV large T-antigen. MCPyV-positive MCC have been reported to behave less aggressively than MCPyV-negative MCC. |  | This test does not include pathologist interpretation, only technical performance of the stain. If interpretation is required, order PATHC / Pathology Consultation for a full diagnostic evaluation or second opinion of the case. The positive and negative controls are verified as showing appropriate immunoreactivity. If a control tissue is not included on the slide, a scanned image of the relevant quality control tissue is available upon request; call 855-516-8404. Interpretation of this test should be performed in the context of the patient's clinical history and other diagnostic tests by a qualified pathologist. | Age of a cut paraffin section can affect immunoreactivity. Stability thresholds vary widely among published literature and are antigen dependent. Best practice is for paraffin sections to be cut within 6 weeks. | 1. Leroux-Kozal V, Leveque N, Brodard V, et al. Merkel cell carcinoma: histopathologic and prognostic features according to the immunohistochemical expression of Merkel cell polyomavirus large T antigen correlated with viral load. Hum Pathol. 2015;46(3):443-453 2. Samimi M, Molet L, Fleury M, et al. Prognostic value of antibodies to Merkel cell polyomavirus T antigens and VP1 protein in patients with Merkel cell carcinoma. Br J Dermatol. 2016;174(4):813-822 3. Richards KF, Guastafierro A, Shuda M, Toptan T, Moore PS, Change Y. Merkel cell polyomavirus T antigens promote cell proliferation and inflammatory cytokine gene expression. J Gen Virol. 2015;96(12):3532-3544 4. Jung HS, Choi YL, Choi JS, et al. Detection of Merkel cell polyomavirus in Merkel cell carcinomas and small cell carcinomas by PCR and immunohistochemistry. Histol Histopathol. 2011;26(10):1231-1241 5. Magaki S, Hojat SA, Wei B, So A, Yong WH. An introduction to the performance of immunohistochemistry. Methods Mol Biol. 2019;1897:289-298. doi:10.1007/978-1-4939-8935-5_25 | Immunohistochemistry on sections of paraffin-embedded tissue.(Unpublished Mayo method) | 1 to 3 days | Until staining is complete. | This test has been cleared, approved, or is exempt by the US Food and Drug Administration and is used per manufacturer's instructions. Performance characteristics were verified by Mayo Clinic in a manner consistent with CLIA requirements. | 88342-TC, primary88341-TC, if additional IHC | Merkel CC (MCPyV) IHC, Tech Only | Order only;no result | 71542 | Merkel CC (MCPyV) IHC, Tech Only | Bill only; no result
MESOR | Mesoridazine (Serentil) |  |  | Yes | Mesoridazine (Serentil) | Varies | Submit only 1 of the following: Plasma Draw blood in a green-top (sodium heparin) tube(s), plasma gel tube is not acceptable. Spin down and send 1 mL sodium heparin plasma refrigerated in a plastic vial. Serum Draw blood in a plain red-top tube(s), serum gel tube is not acceptable. Spin down and send 1 mL of serum refrigerated in a plastic vial. | 0.25 |  | ReferenceRange: 150 - 1000 ng/mL |  |  |  | Liquid Chromatography/Tandem Mass Spectrometry (LC/MS/MS) | 5 to 11 days | 2 weeks |  | 80342 | Mesoridazine (Serentil) | 3760-6 | Z1124 | Mesoridazine (Serentil) | 3760-6
HBME | Mesothelial Cell (HBME-1) Immunostain, Technical Component Only | Classification of thyroid carcinomas | Immunohistochemistry (IHC) | Yes | HBME-1 IHC, Tech Only | For the initial technical component only immunohistochemical (IHC) stain performed, the appropriate bill-only test ID will be reflexed and charged (IHTOI). For each additional technical component only IHC stain performed, an additional bill-only test ID will be reflexed and charged (IHTOA). | Supplies:Immunostain Technical Only Envelope (T693) Specimen Type:Tissue Container/Tube:Immunostain Technical Only Envelope Preferred:2 Unstained positively charged glass slide (25- x 75- x 1-mm) per test ordered; sections 4-microns thick Acceptable:Formalin-fixed, paraffin-embedded tissue block |  | This mesothelial cell (HBME-1) antibody stains an unknown antigen in the microvillous processes of mesothelial cells with a "thick membrane" staining pattern. The antibody also reacts with a wide variety of normal and neoplastic tissues. This stain is diagnostically useful in distinguishing thyroid carcinoma (papillary and follicular types) from thyroid follicular adenomas, which usually lack staining. |  | This test does not include pathologist interpretation, only technical performance of the stain. If interpretation is required, order PATHC / Pathology Consultation for a full diagnostic evaluation or second opinion of the case. The positive and negative controls are verified as showing appropriate immunoreactivity. If a control tissue is not included on the slide, a scanned image of the relevant quality control tissue is available upon request; call 855-516-8404. Interpretation of this test should be performed in the context of the patient's clinical history and other diagnostic tests by a qualified pathologist. | Age of a cut paraffin section can affect immunoreactivity. Stability thresholds vary widely among published literature and are antigen dependent. Best practice is for paraffin sections to be cut within 6 weeks. | 1. de Matos LL, Del Giglio AB, Matsubayashi CO, de Lima Farah M, Del Giglio A, da Silva Pinhal MA: Expression of CK-19, galectin-3 and HBME-1 in the differentiation of thyroid lesions: systematic review and diagnostic meta-analysis. Diagn Pathol.2012;7:97 2.Rossi ED, Straccia P, Palumbo M, et al. Diagnostic and prognostic role of HBME-1, galectin-3, and beta-catenin in poorly differentiated and anaplastic thyroid carcinomas. Appl Immunohistochem Mol Morphol. 2013;21(3):237-241 3. Liu Z, Li X, Shi L, et al. Cytokeratin 19, thyroperoxidase, HBME-1 and galectin-3 in evaluation of aggressive behavior of papillary thyroid carcinoma. Int J Clin Exp Med.2014 15;7(8):2304-2308 4. Magaki S, Hojat SA, Wei B, So A, Yong WH. An introduction to the performance of immunohistochemistry. Methods Mol Biol. 2019;1897:289-298. doi:10.1007/978-1-4939-8935-5_25 | Immunohistochemistry on sections of paraffin-embedded tissue.(Unpublished Mayo method) | 1 to 3 days | Until staining is complete. | This test has been cleared, approved, or is exempt by the US Food and Drug Administration and is used per manufacturer's instructions. Performance characteristics were verified by Mayo Clinic in a manner consistent with CLIA requirements. | 88342-TC, Primary88341-TC, If additional IHC | HBME-1 IHC, Tech Only | Order only;no result | 70765 | HBME-1 IHC, Tech Only | Bill only; no result
MESOP | Mesothelioma Panel (WT1/KRT5/TTF1/pCEA) Immunostain, Technical Component Only | Differentiation of mesothelioma andnon-small cell lung cancer | Immunohistochemistry (IHC) | Yes | WT1/KRT5/TTF1/pCEA IHC, Tech Only | For the technical component only immunohistochemical (IHC) multiplex stain performed, the appropriate bill-only test ID will be reflexed and charged (IHMTO). | Specimen Type:Tissue Supplies:Immunostain Technical Only Envelope (T693) Container/Tube:Immunostain Technical Only Envelope Preferred:2 unstained positively charged glass slide (25- x 75- x 1-mm) per test ordered; sections 4-microns thick. Acceptable:Formalin-fixed, paraffin-embedded (FFPE) tissue block |  | The Mesothelioma Panel assay consists of 4 antibodies WT-1, KRT5, TTF1 (clone SPT24) and P-CEA. This multiplex immunohistochemistry assay is used in the differential diagnosis of mesothelioma and non-small cell lung cancer (NSCLC). WT-1 (nuclear; detected with green chromogen) and KRT5 (cytoplasmic; detected with purple chromogen) are biomarkers expressed in mesothelioma. TTF1 (nuclear; detected with red chromogen) and P-CEA (membranous/cytoplasmic; detected with teal chromogen) are biomarkers expressed in NSCLC. |  | This test does not include pathologist interpretation only technical performance of the stain. If interpretation is required order PATHC / Pathology Consultation for a full diagnostic evaluation or second opinion of the case. The positive and negative controls are verified as showing appropriate immunoreactivity and documentation is retained at Mayo Clinic Rochester. If a control tissue is not included on the slide, a scanned image of the relevant quality control tissue is available upon request. Contact 855-516-8404. Interpretation of this test should be performed in the context of the patient's clinical history and other diagnostic tests by a qualified pathologist. | Age of a cut paraffin section can affect immunoreactivity. Stability thresholds vary widely among published literature and are antigen-dependent. Best practice is for paraffin sections to be cut within 6 weeks. Avoid prolonged exposure of slides to light as this can cause the chromogens to fade over time. This fading can be mitigated by storing your slides in the dark when not being observed under the microscope. | 1. Roberts EA, Morrison LE, Behman LJ, Draganova-Tacheva R, O’Neill R, Solomides CC. Chromogenic immunohistochemical quadruplex provides accurate diagnostic differentiation of non-small cell lung cancer. Ann Diagn Pathol 2020;45:151454 2. Hofman P, Badoual C, Hernderson F, et al. Multiplexed Immunohistochemistry for Molecular and Immune Profiling in Lung Cancer – Just About Ready for Prime-Time? Cancers(Basel) 2019;11(3): 283 3. Koyi H, Brandén E, Kasim I, Wilander. Co-localisation of Glandular and Squamous Cell Markers in Non-small Cell Lung Cancer. Anticancer Res. 2018;38(6):3341-3346. doi: 10.21873/anticanres.12600 4. Kushitani K, Amatya VJ, Okada Y, et al. Utility and pitfalls of immunohistochemistry in the differential diagnosis between epithelioid mesothelioma and poorly differentiated lung squamous cell carcinoma. Histopathology. 2017;70(3):375-384. doi: 10.1111/his.13073 5. Argon A, Nart D, Veral A. The value of cytokeratin 5/6, p63 and thyroid transcription factor-1 in adenocarcinoma, squamous cell carcinoma and non-small-cell lung cancer of the lung. Turk Patoloji Derg. 2015;31(2):81-8. doi: 10.5146/tjpath.2015.01302 6. Roberts EA, Morrison LE, Behman LJ, et al. Chromogenic immunohistochemical quadruplex provides accurate diagnostic differentiation of non-small cell lung cancer. Ann Diagn Pathol. 2020;45:151454 | Immunohistochemistry on sections of paraffin-embedded tissue.(Unpublished Mayo method) | 1 to 3 days | Until staining is complete. | This test has been cleared, approved, or is exempt by the US Food and Drug Administration and is used per manufacturer's instructions. Performance characteristics were verified by Mayo Clinic in a manner consistent with CLIA requirements. | 88344-TC | WT1/KRT5/TTF1/pCEA IHC, Tech Only | No LOINC Needed | 620228 | WT1/KRT5/TTF1/pCEA IHC, Tech Only | No LOINC Needed
MESOF | Mesothelioma, CDKN2A FISH, Tissue | Supporting the diagnosis of mesothelioma when used in conjunction with an anatomic pathology consultation | Fluorescence In Situ Hybridization (FISH) | Yes | Mesothelioma, FISH, Ts | This test does not include a pathology consultation. If a pathology consultation is requested, PATHC / Pathology Consultation should be ordered, and the appropriate fluorescence in situ hybridization (FISH) test will be ordered and performed at an additional charge. | Submit only 1 of the following specimens: Preferred: Specimen Type:Tissue block Collection Instructions:Submit a formalin-fixed, paraffin-embedded (FFPE) tumor tissue block. Blocks prepared with alternative fixation methods will be attempted but are less favorable for successful results by fluorescence in situ hybridization testing; provide fixation method used. Additional Information: 1. Paraffin-embedded specimens can be from any anatomic location (skin, soft tissue, lymph node, etc). 2. Bone specimens that have been decalcified will be attempted for testing, but the success rate is approximately 50%. Acceptable: Specimen Type:Tissue slides Slides: 1 Hematoxylin and eosin stained and 4 unstained Collection Instructions: Submit 4 consecutive unstained, positively charged, unbaked slides with 5 micron-thick sections of the tumor tissue and 1 slide stained with hematoxylin and eosin. | Slides: 1 Hematoxylin and eosin stained and 2 unstained | The histologic distinction of malignant mesothelioma from benign mesothelial proliferations can be challenging. Loss of both copies ofCDKN2Ahas been described as a recurrent abnormality in 59% to 80% of pleural malignant mesotheliomas depending on histologic features.(1-3) Homozygous deletion ofCDKN2Ais less common in peritoneal mesothelioma, reported to occur in 25% to 35% of cases.(2,4,5) The detection of homozygous deletion ofCDKN2Aby fluorescence in situ hybridization has been suggested as a useful adjunct to histologic examination in the differentiation of malignant mesothelioma from other processes.(6,7) | An interpretive report will be provided. | CDKN2Awill be clinically interpreted as positive or negative. A neoplastic clone is detected when the percent of cells with an abnormality exceeds the normal cutoff for the CDKN2A/D9Z1 probe set. In the proper clinical and histologic context, a positive result may support a diagnosis of mesothelioma. However, homozygous loss ofCDKN2Acan be identified in many neoplasms. Therefore, clinical and pathologic correlation are required. A negative result suggests no deletion of theCDKN2Agene region at 9p21. However, as homozygous deletion is not present in all mesotheliomas, this result does not exclude the diagnosis of malignant mesothelioma. In addition, due to limitations of the technology, fluorescence in situ hybridization cannot detect allCDKN2Adeletions. | This test is not approved by the US Food and Drug Administration and it is best used as an adjunct to existing clinical and pathologic information. Thisfluorescence in situ hybridization (FISH) assay does not rule out other chromosome abnormalities. Fixatives other than formalin (eg, Prefer, Bouin's) may not be successful for FISH assays. Non-formalin fixed specimens will not be rejected. Paraffin-embedded tissues that have been decalcified may not be successful for FISH analysis. The success rate of FISH studies on decalcified tissue is approximately 50%, but FISH will be attempted if sufficient tumor is present for analysis. Fluorescence in situ hybridization studies will be attempted if sufficient tumor is present for analysis. The pathologist reviewing the hematoxylin and eosin-stained slide may find it necessary to cancel testing if insufficient tissue/tumor is available for testing. If no FISH signals are observed post-hybridization, the case will be released indicating a lack of FISH results. | 1. Illel P, Ladanyl M, Rusch V, Zakowski MF. The use of CDKN2A deletion as a diagnostic marker for malignant mesothelioma in body cavity effusions. Cancer. 2003;99:51-56 2. Chiosea C, Krasinkas A, Cagle P, Mitchell KA, Zander DS, Dacic S. Diagnostic importance of 9p21 homozygous deletion in malignant mesotheliomas. Mod Pathol. 2008;21:742-747 3. Hwang H, Pyott S, Rodriguez S, et al. BAP1 immunohistochemistry and p16 FISH in the diagnosis of sarcomatous and desmoplastic mesotheliomas. Am J Surg Pathol. 2016;40:714-718 4. Krasinskas A, Bartlett D, Cieply K, Dacic S. CDKN2A and MTAP deletions in peritoneal mesotheliomas are correlated with loss of p16 protein expression and poor survival. Mod Pathol. 2010;23:531-538 5. Singhi A, Krasinskas A, Choudry H, et al. The prognostic significance of BAP1, NF2, and CDKN2A in malignant peritoneal mesothelioma. Mod Pathol. 2016;29:14-24 6. Monaco S, Shuai Y, Bansal M, Krasinskas AM, Dacic S. The diagnostic utility of p16 FISH and GLUT-1 immunohistochemical analysis in mesothelial proliferations. Am J Clin Pathol. 2011;135:619-627 7. Wu D, Hiroshima K, Yusa T, et al. Usefulness of p16/CDKN2A Fluorescence in situ hybridization and BAP1 immunohistochemistry for the diagnosis of biphasic mesothelioma. Ann Diagn Pathol. 2017;26:31-37 | The test is performed using a commercially availableCDKN2Aenumeration probe set with a CDKN2A probe and a chromosome 9 centromere probe (D9Z1). The selection of tissue and the identification of target areas on the hematoxylin and eosin (H and E)-stained slide are performed by a pathologist. Using the H and E-stained slide as a reference, target areas are etched with a diamond-tipped engraving tool on the back of the unstained slide to be assayed. The probe set is hybridized to the appropriate target areas, and 2 technologists each independently analyze 50 interphase nuclei (100 total) with the results expressed as the percent of abnormal nuclei.(Unpublished Mayo method) | 7 to 10 days | Slides used for analysis are retained by the laboratory in accordance with regulatory requirements. Client provided paraffin blocks and extra unstained slides (if provided) will be returned after testing is complete. | This test was developed and its performance characteristics determined by Mayo Clinic in a manner consistent with CLIA requirements. It has not been cleared or approved by the US Food and Drug Administration. | 88271x2, 88291 - DNA probe, each (first probe set), Interpretation and report88271x2 - DNA probe, each; each additional probe set (if appropriate)88271x1 - DNA probe, each; coverage for sets containing 3 probes (if appropriate)88271x2 - DNA probe, each; coverage for sets containing 4 probes (if appropriate)88271x3 - DNA probe, each; coverage for sets containing 5 probes (if appropriate)88274 w/modifier 52 - Interphase in situ hybridization, <25 cells, each probe set (if appropriate)88274 - Interphase in situ hybridization, 25 to 99 cells, each probe set (if appropriate)88275 - Interphase in situ hybridization, 100 to 300 cells, each probe set (if appropriate) | Mesothelioma, FISH, Ts | 21614-3 | 609724 | Released By | 18771-6
MESQ | Mesquite, IgE, Serum | Establishing a diagnosis of an allergy to mesquite Defining the allergen responsible for eliciting signs and symptoms Identifying allergens: -Responsible for allergic response and/or anaphylactic episode -To confirm sensitization prior to beginning immunotherapy -To investigate the specificity of allergic reactions to insect venom allergens, drugs, or chemical allergens | Fluorescence Enzyme Immunoassay (FEIA) | Yes | Mesquite, IgE | Serum | Collection Container/Tube: Preferred:Serum gel Acceptable:Red top Submission Container/Tube:Plastic vial Specimen Volume:0.5 mL for every 5 allergens requested Collection Instructions:Centrifuge and aliquot serum into a plastic vial. | For 1 allergen: 0.3 mL For more than 1 allergen: (0.05 mL x number of allergens) + 0.25 mL deadspace | Clinical manifestations of immediate hypersensitivity (allergic) diseases are caused by the release of proinflammatory mediators (histamine, leukotrienes, and prostaglandins) from IgE-sensitized effector cells (mast cells and basophils) when cell-bound IgE antibodies interact with an allergen. In vitro serum testing for IgE antibodies provides an indication of the immune response to allergens that may be associated with allergic disease. The allergens chosen for testing often depend upon the age of the patient, history of allergen exposure, season of the year, and clinical manifestations. In individuals predisposed to develop allergic disease, the sequence of sensitization and clinical manifestations proceed as follows: eczema and respiratory disease (rhinitis and bronchospasm) in infants and children less than 5 years due to food sensitivity (milk, egg, soy, and wheat proteins) followed by respiratory disease (rhinitis and asthma) in older children and adults due to sensitivity to inhalant allergens (dust mite, mold, and pollen inhalants). | Class,IgE kU/L,Interpretation, 0,<0.10,Negative, 0/1,0.10-0.34,Borderline/equivocal, 1,0.35-0.69,Equivocal, 2,0.70-3.49,Positive, 3,3.50-17.4,Positive, 4,17.5-49.9,Strongly positive, 5,50.0-99.9,Strongly positive, 6,> or =100,Strongly positive, | Detection of IgE antibodies in serum (class 1 or greater) indicates an increased likelihood of allergic disease as opposed to other etiologies and defines the allergens that may be responsible for eliciting signs and symptoms. The level of IgE antibodies in serum varies directly with the concentration of IgE antibodies expressed as a class score or kU/L. | Testing for IgE antibodies is not useful in patients previously treated with immunotherapy to determine if residual clinical sensitivity exists or in patients in whom the medical management does not depend upon identification of allergen specificity. Some individuals with clinically insignificant sensitivity to allergens may have measurable levels of IgE antibodies in serum, and test results must be interpreted in the clinical context. False-positive results for IgE antibodies may occur in patients with markedly elevated serum IgE (>2500 kU/L) due to nonspecific binding to allergen solid phases. | Homburger HA, Hamilton RG: Allergic diseases. In: McPherson RA, Pincus MR, eds. Henry's Clinical Diagnosis and Management by Laboratory Methods. 23rd ed. Elsevier; 2017:1057-1070 | Specific IgE from the patient's serum reacts with the allergen of interest, which is covalently coupled to an ImmunoCAP. After washing away nonspecific IgE, enzyme-labeled anti-IgE antibody is added to form a complex. After incubation, unbound anti-IgE is washed away, and the bound complex incubated with a developing agent. After stopping the reaction, the fluorescence of the eluate is measured. Fluorescence is proportional to the amount of specific IgE present in the patient's sample (ie, the higher the fluorescence value, the more IgE antibody is present).(Package insert: ImmunoCAP System Specific IgE FEIA. Phadia; Rev 06/2020) | Same day/1 to 3 days | 14 days | This test has been cleared, approved, or is exempt by the US Food and Drug Administration and is used per manufacturer's instructions. Performance characteristics were verified by Mayo Clinic in a manner consistent with CLIA requirements. | 86003 | Mesquite, IgE | 6173-9 | MESQ | Mesquite, IgE | 6173-9
METF | MET (7q31), FISH, Tissue | Providing prognostic information and guiding treatment primarily for patients with lung, gastric, and colorectal tumors as well as other tumor types | Fluorescence In Situ Hybridization (FISH) | Yes | MET (7q31), FISH, Ts | This test includes a charge for the probe application, analysis, and professional interpretation of results for one probe set (2 individual fluorescence in situ hybridization probes). No analysis charges will be incurred if an insufficient number of representative cells are available for analysis. | Submit only 1 of the following specimens: Preferred Specimen Type:Tissue block Collection Instructions:Submit a formalin-fixed, paraffin-embedded tumor tissue block. Blocks prepared with alternative fixation methodswill be attempted but are less favorable for successful results by FISH testing; provide fixation method used. Additional Information: 1. Paraffin-embedded specimens can be from any anatomic location (skin, soft tissue, lymph node, etc). 2. Bone specimens that have been decalcified will be attempted for testing, but the success rate is approximately 50%. Acceptable? Specimen Type:Tissue slides Slides: 1 Hematoxylin and eosin stained and 4 unstained Collection Instructions: Submit 4 consecutive unstained, positively charged, unbaked slides with 5 micron-thick sections of the tumor tissue and 1 slide stained with hematoxylin and eosin. | Slides: 1 Hematoxylin and eosin stained and 2 unstained | METis a proto-oncogene and its overexpression is associated with disease progression. Recent studies have shownMETamplification to be a major mechanism of acquired resistance to epidermal growth factor receptor tyrosine kinase domain inhibitor (EGFR-TKI).METamplification has been reported in approximately 5% of patients not treated with EGFR-TKI and up to 20% of patients with acquired resistance to gefitinib or erlotinib.METamplification has also been identified in several other cancers including colorectal adenocarcinoma, gastric adenocarcinoma, and gastroesophageal adenocarcinoma. | An interpretive report will be provided. | METwill be clinically interpreted as positive, negative or equivocal. Establishment of a clear definition ofMETamplification has been challenging with the evolution of criteria, as the need to differentiate between true MET amplification and chromosome 7 polysomy has become clear. For this assay,METwill be reported as amplified (positive) when there is aMET:D7Z1 ratio greater than 2.0 and an average of greater or equal to 5 MET signals/nucleus based on current scientific literature. Because various other definitions have been proposed, results indicating a greater or equal to 5 MET signals/nucleus with a MET:D7Z1 ratio less than 2.0 will be reported as an equivocal result as this finding likely reflects chromosome 7 polysomy but may represent an unusual mechanism ofMETamplification. Similarly, results indicating a MET:D7Z1 ratio greater than 2.0 and less than 5 MET signals/nucleus will be reported as equivocal. Chromosomal microarray studies (TEST: CMAPT) may be considered in these instances to clarify the FISH results. A result with aMET:D7Z1ratio less than or equal to 2.0 and an average of less than 5 MET signals/nucleus will be considered negative foramplification ofMET. Patients with 5 or more copies ofMEThave a poor prognosis. A negative result does not exclude the presence of a neoplastic disorder. | This test is not approved by the U.S. Food and Drug Administration and is best used as an adjunct to existing clinical and pathologic information. Fixatives other than formalin (eg, Prefer, Bouin's) may not be successful for fluorescence in situ hybridization (FISH) assays. Non-formalin fixed specimens will not be rejected. Paraffin-embedded tissues that have been decalcified may not be successful for FISH analysis. The success rate of FISH studies on decalcified tissue is approximately 50%. FISH studies will be attempted if sufficient tumor is present for analysis. The pathologist reviewing the hematoxylin and eosin-stained slide may find it necessary to cancel testing if insufficient tissue/tumor is available for testing. If no FISH signals are observed post-hybridization, the case will be released indicating a lack of FISH results. | 1. Cappuzzo F, Marchetti A, Skokan M, et al. IncreasedMETgene copy number negatively affects survival of surgically resected non-small-cell lung cancer patients. J Clin Oncol. 2009;27(10):1667-1674 2. Karamouzis MV, Konstantinopoulos PA, Papavassiliou AG. Targeting MET as a strategy to overcome crosstalk-related resistance to EGFR inhibitors. Lancet Oncol. 2009;10(7):709-717 3. Engelman JA, Zejnullahu K, Mistudomi T, et al. MET amplification leads to gefitinib resistance in lung cancer by activating ERBB3 signaling. Science. 2007;316(5827):1039-1043 4.Zhang M, Li G, Sun X, Ni S, et al. MET amplification, expression, and exon 14 mutations in colorectal adenocarcinoma. Hum Pathol. 2018;77:108-15 5. An X, Wang F, Shao Q, Wang FH, et al. MET amplification is not rare and predicts unfavorable clinical outcomes in patients with recurrent/metastatic gastric cancer after chemotherapy. Cancer. 2014;120(5):675-82 6. Lai GGY, Lim TH, Lim J, et al.Clonal MET amplification as a determinant of tyrosine kinase Inhibitor resistance in epidermal growth factor receptor–mutant non–small-cell lung cancer. J Clin Oncol. 2019;37(11):876-884 7. Recondo G, Che J, Janne PA, Awad MM. Targeting MET dysregulation in cancer. Cancer Discov 2020;10(7):922-934 | This test is performed using a commercially availableMETprobe set with an MET probe and a chromosome 7 centromere probe (D7Z1).The selection of tissue and the identification of target areas on the hematoxylin and eosin (H and E)-stained slide are performed by a pathologist. Using the H and E-stained slide as a reference, target areas are etched with a diamond-tipped engraving tool on the back of the unstained slide to be assayed. The probe set is hybridized to the appropriate target areas, and 2 technologists each independently analyze 30 interphase nuclei (60 total) with the results expressed as a ratio of MET:D7Z1 signals.(Unpublished Mayo method) | 7 to 10 days | Slides and H&E used for analysis are retained by the laboratory in accordance with regulatory requirements. Client provided paraffin blocks and extra unstained slides (if provided) will be returned after testing is complete. | This test was developed and its performance characteristics determined by Mayo Clinic in a manner consistent with CLIA requirements. It has not been cleared or approved by the US Food and Drug Administration. | 88271x2, 88291-DNA probe, each (first probe set), Interpretation and report88271x2-DNA probe, each; each additional probe set (if appropriate)88271x1-DNA probe, each; coverage for sets containing 3 probes (if appropriate)88271x2-DNA probe, each; coverage for sets containing 4 probes (if appropriate)88271x3-DNA probe, each; coverage for sets containing 5 probes (if appropriate)88274 w/modifier 52-Interphase in situ hybridization, <25 cells, each probe set (if appropriate)88274-Interphase in situ hybridization, 25 to 99 cells, each probe set (if appropriate) | MET (7q31), FISH, Ts | 90926-7 | 55224 | Released By | 18771-6
MT | Metallothionein Immunostain, Technical Component Only | Supporting the diagnosis of Wilson disease | Immunohistochemistry (IHC) | Yes | Metallothionein IHC, Tech Only | For the initial technical component only immunohistochemical (IHC) stain performed, the appropriate bill-only test ID will be reflexed and charged (IHTOI). For each additional technical component only IHC stain performed, an additional bill-only test ID will be reflexed and charged (IHTOA). | Supplies:Immunostain Technical Only Envelope (T693) Specimen Type:Tissue Container/Tube:Immunostain Technical Only Envelope Preferred:2 unstained positively charged glass slide (25- x 75- x 1-mm) per test ordered; sections 4-microns thick. Acceptable:Formalin-fixed, paraffin-embedded (FFPE) tissue block | See Specimen Required | This test is intended to identify the presence of metallothionein (MT). MT is useful tosupport a diagnosis of Wilson disease (WD).MT plays a role in binding the accumulated copper in WD disorder. MT can detect even early-stage cases of WD before the development of cirrhosis. The MT assay has been shown to have higher sensitivity and specificity compared to the use of the Leipzig criteria and rhodanine.MT expression by IHC is a more cost effective and practical approach compared to quantitative liver copper assays. |  | This test does not include pathologist interpretation only technical performance of the stain. If interpretation is required order PATHC / Pathology Consultation for a full diagnostic evaluation or second opinion of the case. The positive and negative controls are verified as showing appropriate immunoreactivity and documentation is retained at Mayo Clinic Rochester. If a control tissue is not included on the slide, a scanned image of the relevant quality control tissue is available upon request. Contact 855-516-8404. Interpretation of this test should be performed in the context of the patient's clinical history and other diagnostic tests by a qualified pathologist. | Age of a cut paraffin section can affect immunoreactivity. Stability thresholds vary widely among published literature and are antigen dependent. Best practice is for paraffin sections to be cut within 6 weeks. | 1. Rowan D, Mangalaparthi KK, Singh S, et al. Metallothionein immunohistochemistry has high sensitivity and specificity for detection of Wilson disease. Mod Pathol. 2022;35(7):946-955 2. Poujois A, Woimant F. Wilson's disease: A 2017 update. Clin Res Hepatol Gastroenterol. 2018;42(6):512-520 3. Mulder TP, Janssens AR, Verspaget HW, et al. Metallothionein concentration in the liver of patients with wilson's disease, primary biliary cirrhosis, and liver metastasis of colorectal cancer. J Hepatol. 1992;16(3):346-350 4. Petering DH, Fowler BA. Roles of metallothionein and related proteins in metal metabolism and toxicity: problems and perspectives. Environ Health Perspect. 1986;65:217-224 | Immunohistochemistry on sections of paraffin-embedded tissue.(Unpublished Mayo method) | 1 to 3 days | Until staining is complete | This test has been cleared, approved, or is exempt by the US Food and Drug Administration and is used per manufacturer's instructions. Performance characteristics were verified by Mayo Clinic in a manner consistent with CLIA requirements. | 88342-TC, primary88341-TC, if additional IHC | Metallothionein IHC, Tech Only | No LOINC Needed | 619973 | Metallothionein IHC, Tech Only | No LOINC Needed
MHBRP | Metamycoplasma hominis, Molecular Detection, PCR, Blood | Rapid, sensitive, and specific identification ofMetamycoplasma hominisfrom whole blood This test isnot intended formedicolegal use. | Real-Time Polymerase Chain Reaction (PCR) using LightCycler and Fluorescent Resonance Energy Transfer (FRET) | Yes | Mycoplasma hominis PCR, B | Whole Blood EDTA | The high sensitivity of amplification bypolymerase chain reactionrequires the specimen to be processed in an environment in which contamination of the specimen byMetamycoplasma hominisDNA is unlikely. Container/Tube: Preferred:Lavender top (EDTA) Acceptable:Royal blue top (EDTA), pink top (EDTA), or sterile vial containing EDTA-derived aliquot Specimen Volume:1 mL Collection Instructions:Send whole blood specimen in original tube (preferred).Do not aliquot. | 0.5 mL | Metamycoplasma hominis, previously Mycoplasma hominis,has been associated with a number of clinically significant infections, although it is also part of the normal urogenital microbiota. M hominismay be found in the respiratory specimens and spinal fluid of neonates. Although the clinical significance of such findings is often unclear, as spontaneous clinical recovery may occur without specific treatment. In premature infants, clinical manifestations of meningoencephalitis have been reported. M hominismay play a role in some cases of pelvic inflammatory disease, usually in combination with other organisms.M hominismay be isolated from amniotic fluid of women with preterm labor, premature rupture of membranes, spontaneous term labor, or chorioamnionitis; there is evidence that it may be involved in postpartum fever or fever following abortion, usually as a complication of endometritis. Mhominishas rarely been associated with septic arthritis (including prosthetic joint infection), pyelonephritis, intraabdominal infection, wound infection, endocarditis, central nervous system infection (including meningoencephalitis, brain abscess, central nervous system shunt infection and subdural empyema), pneumonia, and infected pleural and pericardial effusions. Extragenital infection typically occurs in those with hypogammaglobulinemia or depressed cell-mediated immunity; in lung transplant recipients in particular,M hominishas been associated with pleuritis and mediastinitis. Recent evidence implicates donor transmission in some cases ofM hominisinfection in lung transplant recipients. Polymerase chain reaction (PCR) detection ofMhominisis sensitive, specific, and provides same-day results. Although this organism can occasionally be detected in routine plate cultures, this is neither a rapid nor a sensitive approach to detection. Specialized cultures are more time consuming than the described PCR assay. The described PCR assay has replaced conventional culture forMhominisat Mayo Clinic Laboratories due to its speed and equivalent performance to culture. | Not applicable | A positivepolymerase chain reaction (PCR) result for the presence of a specific sequence found within theMetamycoplasma hoministufgene indicates the presence ofMhominisDNA in the specimen. A negative PCR result indicates the absence of detectableMhominisDNA in the specimen, but it does not rule-out infection as falsely negative results may occur due to inhibition of PCR, sequence variability underlying the primers and probes, or the presence ofMhominisin quantities less than the limit of detection of the assay. | Interfering substances may affect the accuracy of this assay; results should always be interpreted in conjunction with clinical and epidemiological findings. SinceMetamycoplasma hominismay be part of the normal microbiota, results should be interpreted accordingly. This test does not detect other species ofMetamycoplasmaorUreaplasma(includingMetamycoplasma pneumoniae,a common cause of community acquired pneumonia). | 1. Sampath R, Patel R, Cunningham SA, et al: Cardiothoracic transplant recipient Mycoplasma hominis: An uncommon infection with probable donor transmission, EBioMedicine. 2017 May;19:84-90. doi: 10.1016/j.ebiom.2017.04.026 2. Waites KB, Taylor-Robinson D:MycoplasmaandUreaplasma.In: Jorgensen JH, ed.Manual of Clinical Microbiology. 11th ed. ASM Press; 2015:1088-1105 | Thispolymerase chain reaction (PCR) method employs a target-specific detection system including primers, as well as fluorescent resonance energy transfer (FRET) hybridization probes designed for thetufgene ofMetamycoplasma hominis. The LightCycler instrument amplifies and monitors target nucleic acid sequences by fluorescence during PCR cycling. This is an automated PCR system that can rapidly detect amplified product development. The detection of amplified products is based on the FRET principle. For FRET product detection, a hybridization probe with a donor fluorophore, fluorescein, on the 3' end is excited by an external light source, which emits light that is absorbed by a second hybridization probe with an acceptor fluorophore, LC-Red 640, on the 5' end. The acceptor fluorophore then emits light of a different wavelength that is measured with a signal that is proportional to the amount of specific PCR product. The process is completed in a closed-tube system.(Cunningham SA, Mandrekar JN, Rosenblatt JE, Patel R: Rapid PCR detection ofMycoplasma hominis,Ureaplasma urealyticum,andUreaplasma parvum. Int J Bacteriol. 2013;2013:168742. doi: 10.1155/2013/168742) | 3 to 4 days | 7 days | This test was developed and its performance characteristics determined by Mayo Clinic in a manner consistent with CLIA requirements. It has not been cleared or approved by the US Food and Drug Administration. | 87798 | Mycoplasma hominis PCR, B | 42621-3 | MBSRC | Specimen Source | 31208-2
MHPRP | Metamycoplasma hominis, Molecular Detection, PCR, Plasma | Rapid, sensitive, and specific identification ofMetamycoplasma hominisfrom plasma This test isnot intended formedicolegal use. | Real-Time Polymerase Chain Reaction (PCR) using LightCycler and Fluorescent Resonance Energy Transfer (FRET) | Yes | Mycoplasma hominis PCR, P | Plasma EDTA | The high sensitivity of amplification by polymerase chain reaction requires the specimen to be processed in an environment in which contamination of the specimen byMetamycoplasma hominisDNA is unlikely. Collection Container/Tube: Preferred:Lavender top (EDTA) Acceptable:Royal blue top (EDTA), pink top (EDTA) Submission Container/Tube:Screw-capped, sterile container Specimen Volume:1 mL Collection Instructions:Centrifuge and aliquot plasma into a sterile vial within 24 hours of collection. | 0.5 mL | Metamycoplasma hominis, previously Mycoplasma hominis,has been associated with a number of clinically significant infections, although it is also part of the normal urogenital microbiota. M hominismay be found in the respiratory specimens and spinal fluid of neonates. Although the clinical significance of such findings is often unclear, as spontaneous clinical recovery may occur without specific treatment. In premature infants, clinical manifestations of meningoencephalitis have been reported. M hominismay play a role in some cases of pelvic inflammatory disease, usually in combination with other organisms.M hominismay be isolated from amniotic fluid of women with preterm labor, premature rupture of membranes, spontaneous term labor, or chorioamnionitis; there is evidence that it may be involved in postpartum fever or fever following abortion, usually as a complication of endometritis. Mhominishas rarely been associated with septic arthritis (including prosthetic joint infection), pyelonephritis, intraabdominal infection, wound infection, endocarditis, central nervous system infection (including meningoencephalitis, brain abscess, central nervous system shunt infection and subdural empyema), pneumonia, and infected pleural and pericardial effusions. Extragenital infection typically occurs in those with hypogammaglobulinemia or depressed cell-mediated immunity. In lung transplant recipients in particular,M hominishas been associated with pleuritis and mediastinitis. Recent evidence implicates donor transmission in some cases ofM hominisinfection in lung transplant recipients. Polymerase chain reaction (PCR) detection ofMhominisis sensitive, specific, and provides same-day results. Although this organism can occasionally be detected in routine plate cultures, this is neither a rapid nor a sensitive approach to detection. Specialized cultures are more time consuming than the described PCR assay. The described PCR assay has replaced conventional culture forMhominisat Mayo Clinic Laboratories due to its speed and equivalent performance to culture. | Not applicable | A positive polymerase chain reaction (PCR) result for the presence of a specific sequence found within theMetamycoplasma hoministufgene indicates the presence ofMhominisDNA in the specimen. A negative PCR result indicates the absence of detectableMhominisDNA in the specimen, but it does not rule-out infection as false-negative results may occur due to inhibition of PCR, sequence variability underlying the primers and probes, or the presence ofMhominisin quantities less than the limit of detection of the assay. | Interfering substances may affect the accuracy of this assay; results should always be interpreted in conjunction with clinical and epidemiological findings SinceMetaycoplasma hominismay be part of the normal microbiota, results should be interpreted accordingly. This test does not detect other species ofMetamycoplasmaorUreaplasma(includingMycoplasma pneumoniae,a common cause of community acquired pneumonia) | 1. Sampath R, Patel R, Cunningham SA, et al: Cardiothoracic transplant recipient Mycoplasma hominis: An uncommon infection with probable donor transmission, EBioMedicine 2017 May;19:84-90 2. Waites KB, Taylor-Robinson D:MycoplasmaandUreaplasma.In: Jorgensen JH, ed. Manual of Clinical Microbiology. 11th ed. ASM Press; 2015:1088-1105 | This polymerase chain reaction (PCR) method employs a target-specific detection system, including primers and fluorescent resonance energy transfer (FRET) hybridization probes designed for thetufgene ofMetamycoplasma hominis. The LightCycler instrument amplifies and monitors target nucleic acid sequences by fluorescence during PCR cycling. This is an automated PCR system that can rapidly detect amplified product development. The detection of amplified products is based on the FRET principle. For FRET product detection, a hybridization probe with a donor fluorophore, fluorescein, on the 3' end is excited by an external light source, which emits light that is absorbed by a second hybridization probe with an acceptor fluorophore, LC-Red 640, on the 5' end. The acceptor fluorophore then emits light of a different wavelength that is measured with a signal that is proportional to the amount of specific PCR product. The process is completed in a closed-tube system.(Cunningham SA, Mandrekar JN, Rosenblatt JE, Patel R: Rapid PCR detection of Mycoplasma hominis, Ureaplasma urealyticum, and Ureaplasma parvum. Int J Bacteriol. 2013;2013:168742. doi: 10.1155/2013/168742) | 3 to 4 days | 7 days | This test was developed and its performance characteristics determined by Mayo Clinic in a manner consistent with CLIA requirements. It has not been cleared or approved by the US Food and Drug Administration. | 87798 | Mycoplasma hominis PCR, P | 68546-1 | MPSRC | Specimen Source | 31208-2
MHRP | Metamycoplasma hominis, Molecular Detection, PCR, Varies | Rapid, sensitive, and specific identification ofMetamycoplasma hominisfrom synovial fluid, genitourinary, reproductive, lower respiratory sources, pleural/chest fluid, pericardial fluid, and wound specimens This test isnot intended formedicolegal use. | Real-Time Polymerase Chain Reaction (PCR) using LightCycler and Fluorescent Resonance Energy Transfer (FRET) | Yes | Mycoplasma hominis PCR | For more information seeInfective Endocarditis: Diagnostic Testing for Identification of Microbiological Etiology | The high sensitivity of amplification by polymerase chain reaction (PCR) requires the specimen to be processed in an environment in which contamination of the specimen byMycoplasma hominisDNA is not likely. Submit only 1 of the following specimens: Specimen Type:Swab Supplies: -Culturette (BBL Culture Swab) (T092) -BD E-Swab (T853) -M4-RT (T605) Sources:Vaginal, cervix, urethra, urogenital, chest/mediastinal; bronchus or lung (donor swab); or upper respiratory sources (only infants <3 months: nasopharynx, nose, throat) Container/Tube: Preferred:Culture swab transport system (Dacron or rayon swab with aluminum or plastic shaftwith eitherStuart or Amies liquid medium) Acceptable:Swab in transport media: M4, M4-RT, M5, M6, universal transport media, or ESwab Specimen Volume:1 swab Collection Instructions: Vaginal: 1. Collect specimen by swabbing back and forth over mucosa surface to maximize recovery of cells. 2. Place swab back into swab cylinder. Urethra or cervical: 1. Collect specimen by inserting swab 1 to 3 cm and rotating 360 degrees. 2. Place swab back into swab cylinder. Wound: 1. Collect specimen by swabbing back and forth over wound surface to maximize recovery of cells. 2. Place swab back into swab cylinder. Specimen Type:Fluid Sources:Pelvic, peritoneal, amniotic, prostatic secretions, semen, reproductive drainage or fluid, pleural/chest, chest tube, pericardial Container/Tube:Sterile container Specimen Volume:1 to 2 mL Specimen Type:Respiratory Sources:sputum, tracheal secretions, bronchial washings, bronchoalveolar lavage, lung; or nasal washings (Note: Nasal washings may only be submitted for infants <3 months of age.) Container/Tube:Sterile container Specimen Volume:1 to 2 mL Specimen Type:Synovialfluid Container/Tube: Preferred:Lavender top (EDTA) Acceptable:Pink top (EDTA), royal blue top (EDTA), sterile vial containing EDTA-derived aliquot, red clot tube (no anticoagulant), or sterile container Specimen Volume:0.5 mL Collection Instructions:Send specimen in original tube. Specimen Type:Urine (first void), kidney/bladder stone, or ureter Container/Tube:Sterile container Specimen Volume:10 mL or entire specimen Collection instructions:Urine first void: Specimen can be collected at any time during the day. The patient should not have urinated for at least 1 hour prior to specimen collection. The first voided portion is the initial 20 to 30 mL of the urine stream obtainedwithoutcleaning the external urethra. Specimen Type:Tissue Sources:Placenta, products of conception, urogenital, respiratory, bronchus, chest/mediastinal, bone, spine, or joint Container/Tube:Sterile container Specimen Volume:5 mm(3) Collection Instructions: 1. Collect fresh tissue specimen. 2. Submit fresh tissue only, do not add fluid to tissue 3. Refrigerate or freeze specimen. | Fluid: 1 mL Urine, first void: 2 mL Swab: 1 swab Tissue: 5 mm(3) | Metamycoplasma hominis,formerlyMycoplasma hominis,has been associated with a number of clinically significant infections, although it is also part of the normal genital microbiota. M hominismay be found in the respiratory specimens and spinal fluid of neonates. Although the clinical significance of such findings is often unclear as spontaneous clinical recovery may occur without specific treatment, clinical manifestations of meningoencephalitis in premature infants have been reported. M hominismay play a role in some cases of pelvic inflammatory disease, usually in combination with other organisms.M hominismay be isolated from amniotic fluid of women with preterm labor, premature rupture of membranes, spontaneous term labor, or chorioamnionitis; there is evidence that it may be involved in postpartum fever or fever following abortion, usually as a complication of endometritis. Mhominishas rarely been associated with septic arthritis (including prosthetic joint infection), pyelonephritis, intraabdominal infection, wound infection, endocarditis, central nervous system infection (including meningoencephalitis, brain abscess, central nervous system shunt infection, and subdural empyema), pneumonia, and infected pleural and pericardial effusions. Extragenital infection typically occurs in those with hypogammaglobulinemia or depressed cell-mediated immunity; in lung transplant recipients in particular,M hominishas been associated with pleuritis and mediastinitis. Recent evidence implicates donor transmission in some cases ofM hominisinfection in lung transplant recipients. Polymerase chain reaction (PCR) detection ofMhominisis sensitive, specific, and provides same-day results. Although this organism can occasionally be detected in routine plate cultures, this is neither a rapid nor a sensitive approach to detection. Specialized cultures are more time consuming than the described PCR assay. The described PCR assay has replaced conventional culture forMhominisat Mayo Clinic Laboratories due to its speed and equivalent performance to culture. | Not applicable | A positive polymerase chain reaction (PCR) result for the presence of a specific sequence found within theMetamycoplasmahoministufgene indicates the presence ofMhominisDNA in the specimen. A negative PCR result indicates the absence of detectableMhominisDNA in the specimen but does not rule out infection, as falsely negative results may occur due to inhibition of PCR, sequence variability underlying the primers and probes, or the presence ofMhominisin quantities less than the limit of detection of the assay. | Interfering substances may affect the accuracy of this assay; results should always be interpreted in conjunction with clinical and epidemiological findings. SinceMetamycoplasma hominismay be part of the normal flora, results should be interpreted accordingly. This test does not detect otherMetamycoplasmaorUreaplasmaspecies (includingMetamycoplasma pneumoniae,a common cause of community acquired pneumonia). | 1. Sampath R, Patel R, Cunningham SA, et al. Cardiothoracic transplant recipientMycoplasma hominis: An uncommon infection with probable donor transmission. EBioMedicine. 2017;19:84-90 2. Waites KB, Bebear C.MycoplasmaandUreaplasma. In: Carroll KC, Pfaller MA, eds. Manual of Clinical Microbiology. 12th ed. ASM Press; 2019:1117-1136 | Thispolymerase chain reaction (PCR) method employs a target-specific detection system including primers, as well as fluorescent resonance energy transfer (FRET) hybridization probes designed for thetufgene ofMetamycoplasma hominis. The LightCycler instrument amplifies and monitors target nucleic acid sequences by fluorescence during PCR cycling. This is an automated PCR system that can rapidly detect amplified product development. The detection of amplified products is based on the FRET principle. For FRET product detection, a hybridization probe with a donor fluorophore, fluorescein, on the 3' end is excited by an external light source, which emits light that is absorbed by a second hybridization probe with an acceptor fluorophore, LC-Red 640, on the 5' end. The acceptor fluorophore then emits light of a different wavelength that is measured with a signal that is proportional to the amount of specific PCR product. The process is completed in a closed-tube system.(Cunningham SA, Mandrekar JN, Rosenblatt JE, Patel R. Rapid PCR detection ofMycoplasma hominis, Ureaplasma urealyticum,andUreaplasma parvum.Int J Bacteriol. 2013;2013:168742. doi:10.1155/2013/168742) | 3 to 4 days | 7 days | This test was developed and its performance characteristics determined by Mayo Clinic in a manner consistent with CLIA requirements. It has not been cleared or approved by the US Food and Drug Administration. | 87798 | Mycoplasma hominis PCR | 68546-1 | 32536 | Mycoplasma hominis PCR | 68546-1
META3 | Metanephrines with 3-Methoxytyramine, 24 Hour, Urine | A first- and second-tier screening test for the presumptive diagnosis of catecholamine-secreting pheochromocytomas and paragangliomas | Liquid Chromatography-Tandem Mass Spectrometry (LC-MS/MS) | Yes | Metanephrines with 3-MT, 24h, U | Urine | Patient Preparation:Tricyclic antidepressants, labetalol, and sotalol medications may elevate levels of metanephrines producing results that cannot be interpreted. If clinically feasible, it is optimal to discontinue these medications at least 1 week before collection. For advice on assessing the risk of removing patients from these medications and alternatives, consider consultation with a specialist in endocrinology or hypertension. Supplies:Urine Tubes, 10 mL (T068) Submission Container/Tube:Plastic urine tube Specimen Volume:10 mL Collection Instructions: 1.Complete 24-hour urine collections are preferred, especially for patients with episodic hypertension; ideally the collection should begin at the onset of a "spell." 2.Add 10 g (pediatric: 3 g) of boric acidor25 mL (pediatric: 15 mL) of 50% acetic acid as preservativeat start of collection. 3.Collect urine for 24 hours. | 4 mL | Pheochromocytomas and paragangliomas (Pheo/PGL) are rare, usually benign, tumors of chromaffin cells in the adrenal medulla or paragangliomas (estimated population prevalence rates of 1 in 200,000 with a yearly incidence rate of 1-2/1000), that are potentially lethal, because they secrete excessive, uncontrolled amounts of catecholamines (dopamine, epinephrine, and norepinephrine) resulting in often severe hypertension and many cardiac abnormalities. A subgroup of these patients will also suffer tumor recurrence and sometimes malignant behavior. Untreated, these tumors have substantial morbidity and mortality. Key symptoms are episodes of hypertension with palpitations, severe headaches, and sweating (spells). However, some patients might be asymptomatic, have mild symptoms that might be missed, or have sustained hypertension, which is frequently observed in these patients. Finally, due to the high frequency of medical imaging for unrelated ailments, increasing numbers of occult small adrenal tumors are often incidentally discovered, some of which might be Pheo/PGLs. 3-Methoxytyramine (3MT), metanephrine, and normetanephrine are the metabolites of dopamine, epinephrine, and norepinephrine, respectively. These metabolites are further metabolized to vanillylmandelic acid. Pheochromocytoma cells also have the ability to oxymethylate catecholamines into metanephrines, which are secreted into circulation and urine. 3MT is only elevated in a small proportion of patients with Pheo/PGL. Because of its low levels testing is performed using only 24-hour urine specimens at this time, while epinephrine, and norepinephrine can be measured in plasma or 24-hour urine specimens. An early childhood malignancy that arises from immature neuroendocrines in the adrenals, called neuroblastoma, shares many features of Pheo/PGL but has the added threat of a high malignancy rate; however, there are also frequent spontaneous remissions, particular in very young infants. Biochemical testing for neuroblastoma differs from Pheo/PGL because of many specific issues in testing infants and young children, using urine tests rather than blood tests. For all Pheo/PGL, the preferred initial testing is by plasma metanephrine testing, as it has the highest clinical sensitivity thus facilitating ruling out Pheo/PGL, if the test results are within the healthy population reference range. However, in potentially familial cases, or monitoring of treated patients some additional and repeated testing may be required. Testing for 24-hour urine metanephrine plus urinary catecholamine levels may be used as a confirmatory study in patients with less than a 2-fold elevation in plasma free fractionated catecholamines. This is highly desirable, as the very low population incidence rate of Pheo/PGL (<1:200,000 population per year) will otherwise result in large numbers of unnecessary, costly, and sometimes risky imaging procedures. Finally, familial Pheo/PGL probably accounts for a higher proportion of cases than previously thought; at least 30% are now believed to be familial. The corollary of this is that about 20 to 30 seemingly sporadic cases are likely familial. Given these statistics, genetic testing for index cases and family members should be considered. Treatment consists of surgical tumor removal after pharmaceutical alpha-adrenergic blockade, which may be supplemented with beta blockade once the alpha blockade has been established. This preparation is aimed to prevent massive catecholamine surges during surgery. | 3-Methoxytyramine: Males: < or =306 mcg/24 h Females: < or =242 mcg/24 h METANEPHRINE Males Normotensives 3-8 years: 29-92 mcg/24 h 9-12 years: 59-188 mcg/24 h 13-17 years: 69-221 mcg/24 h > or =18 years: 44-261 mcg/24 h Reference values have not been established for patients that are younger than 36 months. Hypertensives: <400 mcg/24 h Females Normotensives 3-8 years: 18-144 mcg/24 h 9-12 years: 43-122 mcg/24 h 13-17 years: 33-185 mcg/24 h > or =18 years: 30-180 mcg/24 h Reference values have not been established for patients that are younger than 36 months. Hypertensives: <400 mcg/24 h NORMETANEPHRINE Males Normotensives 3-8 years: 34-169 mcg/24 h 9-12 years: 84-422 mcg/24 h 13-17 years: 91-456 mcg/24 h 18-29 years: 103-390 mcg/24 h 30-39 years: 111-419 mcg/24 h 40-49 years: 119-451 mcg/24 h 50-59 years: 128-484 mcg/24 h 60-69 years: 138-521 mcg/24 h > or =70 years: 148-560 mcg/24 h Reference values have not been established for patients that are younger than 36 months. Hypertensives: <900 mcg/24 h Females Normotensives 3-8 years: 29-145 mcg/24 h 9-12 years: 55-277 mcg/24 h 13-17 years: 57-286 mcg/24 h 18-29 years: 103-390 mcg/24 h 30-39 years: 111-419 mcg/24 h 40-49 years: 119-451 mcg/24 h 50-59 years: 128-484 mcg/24 h 60-69 years: 138-521 mcg/24 h > or =70 years: 148-560 mcg/24 h Reference values have not been established for patients that are younger than 36 months. Hypertensives: <900 mcg/24 h TOTAL METANEPHRINE Males Normotensives 3-8 years: 47-223 mcg/24 h 9-12 years: 201-528 mcg/24 h 13-17 years: 120-603 mcg/24 h 18-29 years: 190-583 mcg/24 h 30-39 years: 200-614 mcg/24 h 40-49 years: 211-646 mcg/24 h 50-59 years: 222-680 mcg/24 h 60-69 years: 233-716 mcg/24 h > or =70 years: 246-753 mcg/24 h Reference values have not been established for patients that are younger than 36 months. Hypertensives: <1300 mcg/24 h Females Normotensives 3-8 years: 57-210 mcg/24 h 9-12 years: 107-394 mcg/24 h 13-17 years: 113-414 mcg/24 h 18-29 years: 142-510 mcg/24 h 30-39 years: 149-535 mcg/24 h 40-49 years: 156-561 mcg/24 h 50-59 years: 164-555 mcg/24 h 60-69 years: 171-616 mcg/24 h > or =70 years: 180-646 mcg/24 h Reference values have not been established for patients that are younger than 36 months. Hypertensives: <1300 mcg/24 h For International System of Units (SI) conversion for Reference Values, seewww.mayocliniclabs.com/order-tests/si-unit-conversion.html | Further clinical investigation (eg, radiographic studies) and genetic studies might be warranted in patients whose 3-methoxytyramine (3MT), metanephrine, or normetanephrine are elevated or when there is a very high clinical index of suspicion. Increased 3MT levels are found in patients with pheochromocytoma and dopamine-secreting tumors. 3MT levels of 306 mcg/24 h or less in male patients and 242 mcg/24 h or less in female patients can be detected in non-pheochromocytoma hypertensive patients. | Tricyclic antidepressants, labetalol, and sotalol medications may elevate levels of metanephrines producing results that cannot be interpreted. If clinically feasible, it is optimal to discontinue these medications at least 1 week before collection. This test utilizes a liquid chromatography tandem mass spectrometry method and is not affected by the interfering substances that affected older spectrophotometric (Pisano reaction) methods (ie, diatrizoate, chlorpromazine, hydrazine derivatives, imipramine, monoamine oxidase inhibitors, methyldopa, phenacetin, ephedrine, or epinephrine) or high-performance liquid chromatography methods (acetaminophen). | 1. Muskiet FA, Thomasson CG, Gerding AM, Fremouw-Ottevangers DC, Nagel GT, Wolthers BG. Determination of catecholamines and their 3-O-methylated metabolites in urine by mass fragmentography with use of deuterated internal standards. Clin Chem. 1979;25(3):453-460 2. Taylor RL, Singh RJ. Validation of liquid chromatography-tandem mass spectrometry method for analysis of urinary conjugated metanephrine and normetanephrine for screening of pheochromocytoma. Clin Chem. 2002;48(3):533-539. 3. Roden M, Raffesberg W, Raber W, et al. Quantification of unconjugated metanephrines in human plasma without interference by acetaminophen. Clin Chem. 2001;47(6):1061-1067 4. Sawka AM, Singh RJ, Young WF Jr. False positive biochemical testing for pheochromocytoma caused by surreptitious catecholamine addition to urine. The Endocrinologist. 2001;11(5):421-423 5. van Duinen N, Steenvoorden D, Kema IP, et al. Increased urinary excretion of 3-methoxytyramine in patients with head and neck paragangliomas. J Clin Endocrinol Metab. 2010;95(1):209-214 6. Le Jacques A, Abalain JH, Le Saos F, Carre JL. Interet du dosage urinaire de la 3-methoxytyramine dans le diagnostic des pheochromocytomes et paragangliomes: a propos de 28 cas [Significance of 3-methoxytyramine urine measurement in the diagnosis of pheochromocytomas and paragangliomas: about 28 patients]. Ann Biol Clin (Paris). 2011;69(5):555-559. doi:10.1684/abc.2011.0612 7. Lam L, Woollard GA, Teague L, Davidson JS. Clinical validation of urine 3-methoxytyramine as a biomarker of neuroblastoma and comparison with other catecholamine-related biomarkers. Ann Clin Biochem. 2017;54(2):264-272 8. Hirsch D, Grossman A, Nadler V, Alboim S, Tsvetov G. Pheochromocytoma: Positive predictive values of mildly elevated urinary fractionated metanephrines in a large cohort of community-dwelling patients. J Clin Hypertens (Greenwich). 2019;21(10):1527-1533. doi:10.1111/jch.13657 9. Gupta PK, Marwaha B. Pheochromocytoma. In: StatPearls [Internet]. StatPearls Publishing; 2024. Updated March 5, 2023. Accessed April 22, 2024. Available at www.ncbi.nlm.nih.gov/books/NBK589700 | Urine samples are acidified and hydrolyzed in a heat block, then metanephrine and normetanephrine are extracted from the specimens utilizing extraction cartridges. Analyte concentrations are determined through analysis performed by a liquid chromatography tandem mass spectrometry method.(Unpublished Mayo method) Urinary 3-methoxytyramine is determined by reverse-phase liquid chromatography tandem mass spectrometry with stable isotope dilution analysis.(Unpublished Mayo method) | 3 to 5 days | 2 weeks | This test was developed and its performance characteristics determined by Mayo Clinic in a manner consistent with CLIA requirements. It has not been cleared or approved by the US Food and Drug Administration. | 8254283835 | Metanephrines with 3-MT, 24h, U | 101400-0 | 609422 | 3-Methoxytyramine, U | 32618-1
METAF | Metanephrines, Fractionated, 24 Hour, Urine | A first- and second-order screening test for the presumptive diagnosis ofcatecholamine-secreting pheochromocytomas and paragangliomas Confirming positive plasma metanephrine results | Liquid Chromatography Tandem Mass Spectrometry (LC-MS/MS) | Yes | Metanephrines, Fractionated, 24h, U | Urine | Patient Preparation:Tricyclic antidepressants, labetalol, and sotalol medications may elevate levels of metanephrines producing results that cannot be interpreted. If clinically feasible, it is optimal to discontinue these medications at least 1 week before collection. For advice on assessing the risk of removing patients from these medications and alternatives, consider consultation with a specialist in endocrinology or hypertension. Supplies:Urine Tubes, 10 mL (T068) Container/Tube:Plastic urine tube Specimen Volume:10 mL Collection Instructions: 1.Add 10 g (pediatric: 3 g) of boric acidor25 mL (pediatric: 15 mL) of 50% acetic acid as preservativeat start of collection. 2.Collect urine for 24 hours. Additional Information:SeeUrine Preservatives-Collection and Transportation for 24-Hour Urine Specimensfor multiple collections. | 3 mL | Pheochromocytoma is a rare, though potentially lethal, tumor of chromaffin cells of the adrenal medulla that produces episodes of hypertension with palpitations, severe headaches, and sweating (spells). Patients with pheochromocytoma may also be asymptomatic and present with sustained hypertension or an incidentally discovered adrenal mass. Pheochromocytomas and other tumors derived from neural crest cells (eg, paragangliomas and neuroblastomas) secrete catecholamines (epinephrine, norepinephrine, and dopamine). Metanephrine and normetanephrine are the 3-methoxy metabolites of epinephrine and norepinephrine, respectively. Metanephrine and normetanephrine are both further metabolized to vanillylmandelic acid. Pheochromocytoma cells also have the ability to oxymethylate catecholamines into metanephrines,which are secreted into circulation. In patients that are highly suspect for pheochromocytoma, it may be best to screen by measuring plasma free fractionated metanephrines (a more sensitive assay). The 24-hour urinary fractionated metanephrines (a more specific assay) may be used as the first test for low suspicion cases or as a confirmatory study in patients with a less than 2-fold elevation in plasma free fractionated metanephrines. This is highly desirable, as the very low population incidence rate of pheochromocytoma (<1:100,000 population per year) will otherwise result in large numbers of unnecessary, costly, and sometimes risky imaging procedures. Complete 24-hour urine collections are preferred, especially for patients with episodic hypertension; ideally, the collection should begin at the onset of a spell. | METANEPHRINE Males Normotensives 3-8 years: 29-92 mcg/24 h 9-12 years: 59-188 mcg/24 h 13-17 years: 69-221 mcg/24 h > or =18 years: 44-261 mcg/24 h Reference values have not been established for patients that are younger than 36 months. Hypertensives: <400 mcg/24 h Females Normotensives 3-8 years: 18-144 mcg/24 h 9-12 years: 43-122 mcg/24 h 13-17 years: 33-185 mcg/24 h > or =18 years: 30-180 mcg/24 h Reference values have not been established for patients that are younger than 36 months. Hypertensives: <400 mcg/24 h NORMETANEPHRINE Males Normotensives 3-8 years: 34-169 mcg/24 h 9-12 years: 84-422 mcg/24 h 13-17 years: 91-456 mcg/24 h 18-29 years: 103-390 mcg/24 h 30-39 years: 111-419 mcg/24 h 40-49 years: 119-451 mcg/24 h 50-59 years: 128-484 mcg/24 h 60-69 years: 138-521 mcg/24 h > or =70 years: 148-560 mcg/24 h Reference values have not been established for patients that are younger than 36 months. Hypertensives: <900 mcg/24 h Females Normotensives 3-8 years: 29-145 mcg/24 h 9-12 years: 55-277 mcg/24 h 13-17 years: 57-286 mcg/24 h 18-29 years: 103-390 mcg/24 h 30-39 years: 111-419 mcg/24 h 40-49 years: 119-451 mcg/24 h 50-59 years: 128-484 mcg/24 h 60-69 years: 138-521 mcg/24 h > or =70 years: 148-560 mcg/24 h Reference values have not been established for patients that are younger than 36 months. Hypertensives: <900 mcg/24 h TOTAL METANEPHRINE Males Normotensives 3-8 years: 47-223 mcg/24 h 9-12 years: 201-528 mcg/24 h 13-17 years: 120-603 mcg/24 h 18-29 years: 190-583 mcg/24 h 30-39 years: 200-614 mcg/24 h 40-49 years: 211-646 mcg/24 h 50-59 years: 222-680 mcg/24 h 60-69 years: 233-716 mcg/24 h > or =70 years: 246-753 mcg/24 h Reference values have not been established for patients that are younger than 36 months. Hypertensives: <1,300 mcg/24 h Females Normotensives 3-8 years: 57-210 mcg/24 h 9-12 years: 107-394 mcg/24 h 13-17 years: 113-414 mcg/24 h 18-29 years: 142-510 mcg/24 h 30-39 years: 149-535 mcg/24 h 40-49 years: 156-561 mcg/24 h 50-59 years: 164-555 mcg/24 h 60-69 years: 171-616 mcg/24 h > or =70 years: 180-646 mcg/24 h Reference values have not been established for patients that are younger than 36 months. Hypertensives: <1,300 mcg/24 h For International System of Units (SI) conversion for Reference Values, seewww.mayocliniclabs.com/order-tests/si-unit-conversion.html | Increased metanephrine and normetanephrine levels are found in patients with pheochromocytoma and tumors derived from neural crest cells. Total urine metanephrine levels of 1300 mcg/24 h and lower can be detected in non-pheochromocytoma hypertensive patients. Further clinical investigation (eg, radiographic studies) is warranted in patients whose total urinary metanephrine levels are above 1300 mcg/24 h (approximately 2 times the upper limit of normal). For patients with total urinary metanephrine levels below 1300 mcg/24 h, further investigations may also be indicated if either the normetanephrine or the metanephrine fraction of the total metanephrines exceed their respective upper limit for hypertensive patients. Finally, repeat testing or further investigations may occasionally be indicated in patients with urinary metanephrine levels below the hypertensive cutoff, or even normal levels, if there is a very high clinical index of suspicion. | This test utilizes a liquid chromatography tandem mass spectrometry method and is not affected by the interfering substances that affected older spectrophotometric (Pisano reaction) methods (ie, diatrizoate, chlorpromazine, hydrazine derivatives, imipramine, monamine oxidase [MAO] inhibitors, methyldopa, phenacetin, ephedrine, or epinephrine). This method is not subject to the known interference of acetaminophen (seen with the plasma metanephrine high-performance liquid chromatography methods). | 1. van Duinen N, Corssmit EPM, de Jong WHA, Brookman D, Kema IP, Romijn JA. Plasma levels of free metanephrines and 3-methoxytyramine indicate a higher number of biochemically active HNPGL than 24-h urinary excretion rates of catecholamines and metabolites. Eur J Endocrinol. 2013;169(3):377-382. doi:10.1530/EJE-13-0529 2. Pacak K, Linehan WM, Eisenhofer G, Walther MM, Goldstein DS. Recent advances in genetics, diagnosis, localization, and treatment of pheochromocytoma. Ann Intern Med. 2001;134(4):315-329 3. Sawka AM, Singh RJ, Young WF Jr. False positive biochemical testing for pheochromocytoma caused by surreptitious catecholamine addition to urine. Endocrinologist. 2001;11:421-423 4. Eisenhofer G, Grebe S, Cheung NKV. Monoamine-producing tumors. In: Rafai N, Horvath AR, Wittwer CT, eds. Tietz Textbook of Clinical Chemistry and Molecular Diagnostics. 6th ed. Elsevier; 2018:1421 5. Shen Y, Cheng L. Biochemical diagnosis of pheochromocytoma and paraganglioma. In: Mariani-Costantini R, ed. Paraganglioma: A Multidisciplinary Approach. Codon Publications; 2019. doi:10.15586/paraganglioma.2019.ch2. Accessed: April 22, 2024. Available at: www.ncbi.nlm.nih.gov/books/NBK543224/ | Urine samples are acidified and hydrolyzed in a heat block, then metanephrine and normetanephrine are extracted from the specimens utilizing extraction cartridges. Analyte concentrations are determined through analysis performed by a liquid chromatography tandem mass spectrometry method.(Unpublished Mayo method) | 3 to 5 days | 2 weeks | This test was developed and its performance characteristics determined by Mayo Clinic in a manner consistent with CLIA requirements. It has not been cleared or approved by the US Food and Drug Administration. | 83835 | Metanephrines, Fractionated, 24h, U | 104632-5 | 2434 | Comment | 48767-8
PMET | Metanephrines, Fractionated, Free, Plasma | Screening test for presumptive diagnosis of catecholamine-secreting pheochromocytomas or paragangliomas | Liquid Chromatography Tandem Mass Spectrometry (LC-MS/MS) | Yes | Metanephrines, Fract., Free, P | Plasma EDTA | Patient Preparation:Use of an Epi-pen within the last 7 days may produce inaccurate results. Collection Container/Tube:Lavender top (EDTA) Submission Container/Tube:Plastic vial Specimen Volume:1 mL Collection Instructions:Centrifuge and aliquot plasma into a plastic vial within 2 hours of collection. | 0.3 mL | Pheochromocytoma is a rare, though potentially lethal, tumor ofchromaffin cells of the adrenal medulla that produces episodesof hypertension with palpitations, severe headaches, andsweating ("spells"). Patients with pheochromocytoma may also beasymptomatic and present with sustained hypertension or anincidentally discovered adrenal mass. Pheochromocytomas and other tumors derived from neural crestcells (eg, paragangliomas and neuroblastomas) secretecatecholamines (epinephrine, norepinephrine, and dopamine).Metanephrine and normetanephrine (collectively referred to asmetanephrines) are the 3-methoxy metabolites of epinephrineand norepinephrine, respectively. The metanephrines are stablemetabolites and are cosecreted directly with catecholamines bypheochromocytomas and other neural crest tumors. This results insustained elevations in plasma free metanephrine levels,making them more sensitive and specific than plasma catecholaminesin the identification of pheochromocytoma patients.(1) Metanephrineand normetanephrine are both further metabolized to conjugatedmetanephrines and vanillylmandelic acid. | METANEPHRINE, FREE <0.50 nmol/L NORMETANEPHRINE, FREE <0.90 nmol/L | In the normal population, plasma metanephrine and normetanephrinelevels are low, but in patients with pheochromocytoma or paragangliomas, the concentrations may be significantly elevated. Thisis due to the relatively long half-life of these compounds, ongoingsecretion by the tumors and, to a lesser degree, peripheral conversion of tumor-secreted catecholamines into metanephrines. Measurement of plasma free metanephrines appears to be the besttest for excluding pheochromocytoma. The test's sensitivity approaches100%, making it extremely unlikely that individuals with normalplasma metanephrine and normetanephrine levels suffer frompheochromocytoma or paraganglioma.(1,2) Due to the low prevalence of pheochromocytomas and related tumors(<1:100,000), it is recommended to confirm elevated plasma freemetanephrines with a second, different testing strategy in order toavoid large numbers of false-positive test results.(3) The recommendedsecond-line test is measurement of fractionated 24-hour urinarymetanephrines (METAF / Metanephrines, Fractionated, 24 Hour, Urine).In most cases this strategy will suffice in confirming or excluding thediagnosis. Occasionally, it will be necessary to extend this approachif there is a very high clinical index of suspicion or if test results arenonconclusive. In these cases, repeat plasma and urinary metanephrinestesting, additional measurement of plasma or urinary catecholamines, orimaging procedures might be indicated. Elevated results are reported with appropriate comments. | While most circulating metanephrines are derived directly from adrenal secretion, peripheral conversion of catecholamines makes a small contribution. Therefore, substances that increase endogenous catecholamine levels can result in borderline elevations of plasma metanephrines. These include: -Monoamine oxidase inhibitors (MAOI-a class of antidepressants with marked effects on catecholamine levels, particularly if the patient consumes tyrosine-rich foods such as nuts, bananas, or cheese) -Catecholamine reuptake inhibitors including cocaine and synthetic cocaine derivatives such as many local anesthetics, some of which also are antiarrhythmic drugs (eg, lidocaine) -Some anesthetic gases, particularly halothane -Withdrawal from sedative drugs, medical or recreational, particularly alcohol, benzodiazepines (eg, Valium), opioids, and some central acting antihypertensive drugs, particularly clonidine, but, generally not cannabis or other hallucinogens such as lysergic acid diethylamide, mescal, or peyote The observed elevations of plasma metanephrines are usually minor. We are currently not aware of any substances that interfere directly with the assay. Artifactually decreased plasma metanephrine levels may be observed when patients are already receiving metyrosine treatment. This drug may be administered in suspected or confirmed cases of pheochromocytoma while awaiting definitive treatment. It inhibits tyrosine hydroxylase, the enzyme that catalyzes the first step in catecholamine synthesis. | 1. Eisenhofer G. Free or total metanephrines for diagnosis of pheochromocytoma: what is the difference? Clin Chem. 2001;47(6):988-989 2. Lenders JW, Pacek K, Walther MM, et al. Biochemical diagnosis of pheochromocytoma: which test is best? JAMA. 2002;287(11):1427-1434 3. Sawka AM, Jaeschke R, Singh RJ, Young WF Jr. A comparison of biochemical tests for pheochromocytoma: measurement of fractionated plasma metanephrines compared to the combination of 24-hour urinary metanephrines and catecholamines. J Clin Endocrinol Metab. 2003;88(2):553-558 4. Algeciras-Schimnich A, Preissner CM, Young WF Jr, et al.Plasma chromogranin A or urine fractionated metanephrines follow-up testing improves the diagnostic accuracy of plasma fractionated metanephrines for pheochromocytoma.J Clin Endocrinol Metab. 2008;93(1):91-95. doi:10.1210/jc.2007-1354 5. Eisenhofer G, Deutschbein T, Constantinescu G, et al. Plasma metanephrines and prospective prediction of tumor location, size and mutation type in patients with pheochromocytoma and paraganglioma. Clin Chem Lab Med. 2020;59(2):353-363. doi:10.1515/cclm-2020-0904 | Free metanephrine and normetanephrine are extracted from plasma using solid phase extraction. The concentrated eluate is analyzed using liquid chromatography tandem mass spectrometry and quantified using stable isotope-labeled internal standards, d3-metanephrine and d3-normetanephrine.(Taylor RL, Singh RJ: Validation of liquid chromatography-tandem mass spectrometry method for analysis of urinary conjugated metanephrine and normetanephrine for screening of pheochromocytoma. Clin Chem. 2002;48[3]:533-539) | 2 to 5 days | 2 weeks | This test was developed and its performance characteristics determined by Mayo Clinic in a manner consistent with CLIA requirements. It has not been cleared or approved by the US Food and Drug Administration. | 83835 | Metanephrines, Fract., Free, P | 57772-6 | 10139 | Metanephrine, Free | 49700-8
METRN | Metanephrines, Fractionated, Random, Urine | A second-order screening test for the presumptive diagnosis of pheochromocytoma in patients with non-episodic hypertension Confirming positive plasma metanephrine results in patients with non-episodic hypertension | METAU: Liquid Chromatography Tandem Mass Spectrometry (LC-MS/MS) CRETR: Enzymatic Colorimetric Assay | Yes | Metanephrines, Fract., Random, U | Urine | Patient Preparation: 1.Forat least 48 hours prior to test, patient should avoid use of cold medicines, nose drops, and nasal sprays. 2. Patients takingtricyclic antidepressants and labetalol and sotalol (beta blockers)may have falsely elevatedlevels of metanephrines. If medically feasible, forat least 1 weekbefore specimen collection, the patient should not take these medications. Supplies:Urine Tubes, 10 mL (T068) Collection Container/Tube:Clean, plastic urine collection container Submission Container/Tube:Plastic, 10 mL urine tube Specimen Volume:10 mL Collection Instructions: 1. Collect a random urine specimen. 2. No preservative. | 3 mL | Pheochromocytoma is a rare, potentially lethal, tumor of chromaffin cells of the adrenal medulla that produces episodes of hypertension with palpitations, severe headaches, and sweating ("spells"). Pheochromocytomas and other tumors derived from neural crest cells (eg, paragangliomas and neuroblastomas) secrete catecholamines (epinephrine and norepinephrine). Metanephrine and normetanephrine are the 3-methoxy metabolites of epinephrine and norepinephrine, respectively. Both are further metabolized to vanillylmandelic acid. Pheochromocytoma cells are also able to oxymethylate catecholamines into metanephrines that are secreted into circulation. | METANEPHRINE/CREATININE Normotensives 0-2 years: 82-418 mcg/g creatinine 3-8 years: 65-332 mcg/g creatinine 9-12 years: 41-209 mcg/g creatinine 13-17 years: 30-154 mcg/g creatinine > or =18 years: 29-158 mcg/g creatinine NORMETANEPHRINE/CREATININE Males Normotensives 0-2 years: 121-946 mcg/g creatinine 3-8 years: 92-718 mcg/g creatinine 9-12 years: 53-413 mcg/g creatinine 13-17 years: 37-286 mcg/g creatinine 18-29 years: 53-190 mcg/g creatinine 30-39 years: 60-216 mcg/g creatinine 40-49 years: 69-247 mcg/g creatinine 50-59 years: 78-282 mcg/g creatinine 60-69 years: 89-322 mcg/g creatinine > or =70 years: 102-367 mcg/g creatinine Females Normotensives 0-2 years: 121-946 mcg/g creatinine 3-8 years: 92-718 mcg/g creatinine 9-12 years: 53-413 mcg/g creatinine 13-17 years: 37-286 mcg/g creatinine 18-29 years: 81-330 mcg/g creatinine 30-39 years: 93-379 mcg/g creatinine 40-49 years: 107-436 mcg/g creatinine 50-59 years: 122-500 mcg/g creatinine 60-69 years: 141-574 mcg/g creatinine > or =70 years: 161-659 mcg/g creatinine TOTAL METANEPHRINE/CREATININE Males Normotensives 0-2 years: 241-1,272 mcg/g creatinine 3-8 years: 186-980 mcg/g creatinine 9-12 years: 110-582 mcg/g creatinine 13-17 years: 78-412 mcg/g creatinine 18-29 years: 96-286 mcg/g creatinine 30-39 years: 106-316 mcg/g creatinine 40-49 years: 117-349 mcg/g creatinine 50-59 years: 130-386 mcg/g creatinine 60-69 years: 143-427 mcg/g creatinine > or =70 years: 159-472 mcg/g creatinine Females Normotensives 0-2 years: 241-1,272 mcg/g creatinine 3-8 years: 186-980 mcg/g creatinine 9-12 years: 110-582 mcg/g creatinine 13-17 years: 78-412 mcg/g creatinine 18-29 years: 131-467 mcg/g creatinine 30-39 years: 147-523 mcg/g creatinine 40-49 years: 164-585 mcg/g creatinine 50-59 years: 184-655 mcg/g creatinine 60-69 years: 206-733 mcg/g creatinine > or =70 years: 230-821 mcg/g creatinine | Increased metanephrine and normetanephrine levels are found in patients with pheochromocytoma and tumors derived from neural crest cells. Increased urine metanephrines can be detected in non-pheochromocytoma hypertensive patients; quantification may help distinguish these patients from those with tumor-induced symptoms. | While screening for pheochromocytoma is best accomplished by measuring free fractionated metanephrines in plasma (a more sensitive assay), follow-up testing with urinary fractionated metanephrines (a more specific assay) may identify false-positive results. Twenty-four-hour urine collections are preferred, especially for patients with episodic hypertension; ideally the collection should begin at the onset of a "spell." This test utilizes a liquid chromatography tandem mass spectrometry method and is not affected by the interfering substances that affected the previously utilized spectrophotometric (Pisano reaction) method (ie, diatrizoate, chlorpromazine, hydrazine derivatives, imipramine, monoamine oxidase inhibitors [MAOI], methyldopa, phenacetin, ephedrine, or epinephrine). This method is also not subject to the known interference of acetaminophen, which is seen with the plasma metanephrine test using high-performance liquid chromatography with electrochemical detection. When N-acetylcysteine is administered at levels sufficient to act as an antidote for the treatment of acetaminophen overdose, it may lead to falsely decreased creatinine results. | 1. van Duinen N, Corssmit EPM, de Jong WHA, Brookman D, Kema P, Romijn JA. Plasma levels of free metanephrines and 3-methoxytyramine indicate a higher number of biochemically active HNPGL than 24-h urinary excretion rates of catecholamines and metabolites. Eur J Endocrinol. 2013;169(3):377-382 doi:10.1530/EJE-13-0529 2. Pacak K, Linehan WM, Eisenhofer G, Walther MM, Goldstein DS. Recent advances in genetics, diagnosis, localization, and treatment of pheochromocytoma. Ann Intern Med. 2001;134(4):315-329 3. Sawka AM, Singh RJ, Young WF Jr. False positive biochemical testing for pheochromocytoma caused by surreptitious catecholamine addition to urine. Endocrinologist. 2001;11:421-423 4. Eisenhofer G, Grebe S, Cheung NKV. Monoamine-producing tumors. In: Rifai N, Horvath AR, Wittwer CT, eds. Tietz Textbook of Clinical Chemistry and Molecular Diagnostics. 6th ed. Elsevier; 2018:1421 5. Shen Y, Cheng L. Biochemical diagnosis of pheochromocytoma and paraganglioma. In: Mariani-Costantini R, ed. Paraganglioma: A Multidisciplinary Approach. Codon Publications; 2019. Accessed May 2, 2024. Available at www.ncbi.nlm.nih.gov/books/NBK543224/ 6. Hernandez FC, Sanchez M, Alvarez A, et al. A five-year report on experience in the detection of pheochromocytoma. Clin Biochem. 2000;33(8):649-55. doi:10.1016/s0009-9120(00)00172-7 7. van Duinen N, Steenvoorden D, Kema IP, et al. Increased urinary excretion of 3-methoxytyramine in patients with head and neck paragangliomas. J Clin Endocrinol Metab. 2010;95(1):209-14. doi:10.1210/jc.2009-1632 8. Le Jacques A, Abalain JH, Le Saos F, Carre JL. Significance of 3-methoxytyramine urine measurement in the diagnosis of pheochromocytomas and paragangliomas: about 28 patients. Ann Biol Clin (Paris). 2011;69(5):555-9. French. doi:10.1684/abc.2011.0612 9. Muskiet FA, Thomasson CG, Gerding AM, Fremouw-Ottevangers DC, Nagel GT, Wolthers BG. Determination of catecholamines and their 3-O-methylated metabolites in urine by mass fragmentography with use of deuterated internal standards. Clin Chem. 1979;25(3):453-60 10. Hirsch D, Grossman A, Nadler V, Alboim S, Tsvetov G. Pheochromocytoma: Positive predictive values of mildly elevated urinary fractionated metanephrines in a large cohort of community-dwelling patients. J Clin Hypertens (Greenwich). 2019;21(10):1527-1533. doi:10.1111/jch.13657 | Urinary metanephrines are determined byliquid chromatography tandem mass spectrometry (LC-MS/MS). Urinary metanephrines occur largely in conjugated form. After urine samples are acidified and hydrolyzed in a heat block, metanephrine and normetanephrine are extracted from the specimens utilizing extraction cartridges. The metanephrine, normetanephrine, and 3-methoxytyramine (3MT) are eluted from the cartridge and analyzed by LC/MS/MS using multiple reaction monitoring in positive mode. Deuterated metanephrine (d3-metanephrine), deuterated normetanephrine (d3-normetanephrine), and deuterated 3MT (d4-3MT) are added prior to the hydrolysis as internal standards. The metanephrine, normetanephrine, and 3-MT concentrations are quantified using ratios of the peak areas to deuterium labeled internal standards by LC-MS/MS.(Unpublished Mayo method) Creatinine: The enzymatic method is based on the determination of sarcosine from creatinine with the aid of creatininase, creatinase, and sarcosine oxidase. The liberated hydrogen peroxide is measured via a modified Trinder reaction using a colorimetric indicator. Optimization of the buffer system and the colorimetric indicator enables the creatinine concentration to be quantified both precisely and specifically.(Package insert: Creatinine plus ver 2. Roche Diagnostics; V15.0, 03/2019) | 3 to 5 days | 2 weeks | This test was developed and its performance characteristics determined by Mayo Clinic in a manner consistent with CLIA requirements. It has not been cleared or approved by the US Food and Drug Administration. | 8383582570 | Metanephrines, Fract., Random, U | 68317-7 | CRETR | Creatinine, Random, U | 2161-8
_ML15 | Metaphases, <15 (Bill Only) |  | This test is for billing purposes only. This is not an orderable test. Chromosome Analysis | Yes | Metaphases, <15 | This test is for billing purposes only. | This test is for billing purposes only. This is not an orderable test. |  |  | This test is for billing purposes only. This is not an orderable test. | [6 empty] | Not Applicable | 88267 w/ modifier 52
_MG14 | Metaphases, >15 (Bill Only) |  | This test is for billing purposes only. This is not an orderable test. Chromosome Analysis | Yes | Metaphases, >15 | This test is for billing purposes only. | This test is for billing purposes only. This is not an orderable test. |  |  | This test is for billing purposes only. This is not an orderable test. | [6 empty] | Not Applicable | 8826788285
_MG19 | Metaphases, >20 (Bill Only) |  | This test is for billing purposes only. This is not an orderable test. Chromosome Analysis | Yes | Metaphases, >20 | This test is for billing purposes only. | This test is for billing purposes only. This is not an orderable test. |  |  | This test is for billing purposes only. This is not an orderable test. | [6 empty] | Not Applicable | 8826288285
_MG25 | Metaphases, >25 (Bill Only) |  | This test is for billing purposes only. This is not an orderable test. Chromosome Analysis | Yes | Metaphases, >25 | This test is for billing purposes only. | This test is for billing purposes only. This is not an orderable test. |  |  | This test is for billing purposes only. This is not an orderable test. | [6 empty] | Not Applicable | 8826488285
_M15A | Metaphases, 1-14 (Bill Only) |  | This test is for billing purposes only. This is not an orderable test. Chromosome Analysis | Yes | Metaphases, 1-14 | This test is for billing purposes only. | This test is for billing purposes only. This is not an orderable test. |  |  | This test is for billing purposes only. This is not an orderable test. | [6 empty] | Not Applicable | 88262 w/ modifier 52
_ML20 | Metaphases, 1-19 (Bill Only) |  | This test is for billing purposes only. This is not an orderable test. Chromosome Analysis | Yes | Metaphases, 1-19 | This test is for billing purposes only. | This test is for billing purposes only. This is not an orderable test. |  |  | This test is for billing purposes only. This is not an orderable test. | [6 empty] | Not Applicable | 88264w/ modifier 52
_M15 | Metaphases, 15 (Bill Only) |  | This test is for billing purposes only. This is not an orderable test. Chromosome Analysis | Yes | Metaphases, 15 | This test is for billing purposes only. | This test is for billing purposes only. This is not an orderable test. |  |  | This test is for billing purposes only. This is not an orderable test. | [6 empty] | Not Applicable | 88267
_M25 | Metaphases, 20-25 (Bill Only) |  | This test is for billing purposes only. This is not an orderable test. Chromosome Analysis | Yes | Metaphases, 20-25 | This test is for billing purposes only. | This test is for billing purposes only. This is not an orderable test. |  |  | This test is for billing purposes only. This is not an orderable test. | [6 empty] | Not Applicable | 88264
FMETN | Metformin, Plasma |  | High Performance Liquid Chromatography/Tandem Mass Spectrometry (LC-MS/MS) | Yes | Metformin, Plasma | Plasma EDTA | ***Must submit one specimen per order. Specimens cannot be shared between multiple orders.*** Specimen Type:Plasma Collection Container/Tube:Lavender top or pink top EDTA Submission Container/Tube:Plastic vial Specimen volume:1 mL Collection instructions:Draw blood in an EDTA (lavender top or pink top) tube(s). (Plasma gel tube is not acceptable.)Spin down and send 1 mL of plasma refrigerated in a preservative-free plastic vial. | 0.5 mL |  | Reporting limit determined each analysis. Units: mcg/mL Therapeutic range: Approximately 1-2 mcg/mL. Metformin associated lactic acidosis generally has been associated with Metformin plasma concentrations exceeding 5 mcg/mL. |  |  |  |  | 6 to 12 days |  | This test was developed and its performance characteristics determined by NMS Labs. It has not been cleared or approved by the U.S. Food and Drug Administration. | 80299 | Metformin, Plasma | 35698-0 | Z3525 | Metformin | 35698-0
FMTMS | Methadone and Metabolite, Serum |  | High Performance Liquid Chromatography/Tandem Mass Spectrometry (LC-MS/MS) | Yes | Methadone and Metabolite, S | Serum Red | ***Must submit one specimen per order. Specimens cannot be shared between multiple orders.*** Specimen Type:Serum Collection Container/Tube:Red top Submission Container/Tube:Plastic, preservative-free vial Specimen Volume:1 mL Collection Instructions: 1. Draw blood in a red top tube(s). Serum gel tube is not acceptable. 2. Centrifuge and send 1 mL of serum refrigerated in a plastic, preservative-free vial. | 0.5 mL |  | Reporting limits(s) determined each analysis. Methadone: None Detected ng/mL EDDP: None Detected ng/mL . | Methadone: Usual narcotic stabilization range: 50-1000 ng/Ml EDDP: Therapeutic range is not established. |  |  |  | 6 to 10 days |  | This test was developed and its performance characteristics determined by NMS Labs. It has not been cleared or approved by the U.S. Food and Drug Administration. | 80358G0480 (if appropriate) | Methadone and Metabolite, S | Not Provided | Z6339 | EDDP | 60071-8
MDNS | Methadone and Metabolites, Serum | Compliance monitoring of methadone Assessment of methadone toxicity | Liquid Chromatography-Tandem Mass Spectrometry (LC-MS/MS) | Yes | Methadone and Metabolite, S | Serum Red | Container/Tube:Red top (Serum gel/SST arenotacceptable) Submission Container/Tube:Plastic vial Specimen Volume:0.5 mL Collection Instructions:Centrifuge and aliquot serum into plastic vial within 2 hours of collection. | 0.2 mL | Methadone,a long-actingsynthetic opioid analgesic, is an agonist at the mu receptor. It has several actions qualitatively similar to those of morphine, primarily involving the central nervous system and organs composed of smooth muscles. Analgesia, sedation, and detoxification or maintenance in opioid addiction can be achieved with therapeutic use of methadone hydrochloride.Methadone acts by binding to the mu-opioid receptor but also has some affinity for the N-methyl-D-aspartate receptor (NMDA) ionotropic glutamate receptor. Methadoneundergoes extensive biotransformation in the liver. Methadone is metabolized by cytochrome P450 (CYP) 3A4, CYP2B6, CYP2C19, and CYP2D6 enzymes. It is also a substrate for the P-glycoprotein efflux protein. The major inactive metabolite is a result of N-demethylation and cyclization, and forms2-ethylidene-1,5-dimethyl-3,3-diphenylpyrrolidene (EDDP). Substantial interindividual and intraindividual variabilities in metabolism and elimination have been noted.The half-life of methadone is highly variable and typically ranges from 7 to 59 hours;however, longer half-lives have been reported. | Not established | There is a significant overlap between the reported therapeutic and toxic concentrations of methadone in blood specimens. | Methadone has a wide therapeutic index and dose-dependent toxicity. As a result, routine drug monitoring is not indicated in all patients. Specimens collected in serum gel tubes are not acceptable because the drug can absorb on the gel and lead to falsely decreased concentrations. | 1.Langman LJ, Bechtel LK, Meier BM, Holstege C: Clinical toxicology. In: Rifai N, Horvath AR, Wittwer CT, eds. Tietz Textbook of Clinical Chemistry and Molecular Diagnostics. 6th ed. Elsevier; 2018:832-887 2. Yaksh TL, Wallace MS: Chapter 18: Opioids, analgesia, and pain management. In: Brunton LL, Chabner BA, Knollmann BC, eds.Goodman and Gilman's The Pharmacological Basis of Therapeutics. 12th ed.McGraw-Hill Book Company; 2011 3. Baselt RC:Disposition of Toxic Drugs and Chemical in Man. 9th ed. Biomedical Publications; 2011:1021-1025 | Liquid/liquid extraction of the serum sample followed by liquid chromatography-tandem mass spectrometry.(Unpublished Mayo method) | 3 to 5 days |  | This test was developed and its performance characteristics determined by Mayo Clinic in a manner consistent with CLIA requirements. It has not been cleared or approved by the US Food and Drug Administration. | 80299 | Methadone and Metabolite, S | 96602-8 | 36310 | EDDP | 60071-8
MTDNX | Methadone Confirmation, Chain of Custody, Random, Urine | Monitoring for compliance of methadone treatment for analgesia or drug rehabilitation Assessing compliance with rehabilitation programs Chain of custody is required whenever the results of testing could be used in a court of law. Its purpose is to protect the rights of the individual contributing the specimen by demonstrating that it was under the control of personnel involved with testing the specimen at all times; this control implies that the opportunity for specimen tampering would be limited. | Immunoassay/Gas Chromatography Mass Spectrometry (GC-MS) | Yes | Methadone Confirmation, CoC, U | Adulterants testing will be performed on all chain of custody urine samples as per regulatory requirements. | Supplies:Chain of Custody Kit (T282) Container/Tube:Chain-of-custody kit containing the specimen containers, seals, and documentation required. Specimen Volume:10 mL Collection Instructions:Collect urine specimen in the container provided, seal, and submit with the associated documentation to satisfy the legal requirements for chain-of-custody testing. Additional Information:Submitting less than 10 mL will compromise our ability to perform all necessary testing. | 2.5 mL | Methadone (Dolophine) is a synthetic opioid, a compound that is structurally unrelated to natural opiates but is capable of binding to opioid receptors. These receptor interactions create many of the same effects seen with natural opiates, including analgesia and sedation. However, methadone does not produce feelings of euphoria and has substantially fewer withdrawal symptoms than opiates such as heroin.(1) Methadone is used clinically to relieve pain, treat opioid abstinence syndrome, and treat heroin addiction in an attempt to wean patients from illicit drug use. Metabolism of methadone to inactive forms is the main form of elimination. Oral delivery of methadone makes it subject to first-pass metabolism by the liver and creates interindividual variability in its bioavailability, which ranges from 80% to 95%. The most important enzymes in methadone metabolism are cytochrome P450 (CYP) 3A4 and CYP2B6.(1-4) CYP2D6 appears to have a minor role, and CYP1A2 may possibly be involved.(1-5) Methadone is metabolized to a variety of metabolites, the primary metabolite is 2-ethylidene-1,5-dimethyl-3,3-diphenylpyrrolidine (EDDP).(1-4) The efficiency of this process is prone to wide inter- and intraindividual variability due to inherent differences in enzymatic activity as well as enzyme induction or inhibition by numerous drugs. Excretion of methadone and its metabolites (including EDDP) occurs primarily through the kidneys.(1,4) Patients who are taking methadone for therapeutic purposes excrete both parent methadone and EDDP in their urine. Clinically, it is important to measure levels of both methadone and EDDP. Methadone levels in urine vary widely depending on factors such as dose, metabolism, and urine pH.(5) EDDP levels, in contrast, are relatively unaffected by the influence of pH and are, therefore, preferable for assessing compliance with therapy.(5) Some patients undergoing treatment with methadone have attempted to pass compliance testing by adding a portion of the supplied methadone to the urine.(6) This is commonly referred to as "spiking.'' In these situations, the specimen will contain large amounts of methadone and no or very small amounts of EDDP.(6) The absence of EDDP in the presence of methadone in urine strongly suggests adulteration of the urine specimen by direct addition of methadone to the specimen. Chain of custody is a record of the disposition of a specimen to document the personnel who collected, handled, and performed the analysis. When a specimen is submitted in this manner, analysis will be performed in such a way that it will withstand regular court scrutiny. | Negative Cutoff concentrations: METHADONE BY GC-MS <100 ng/mL 2-ETHYLIDENE-1,5-DIMETHYL-3,3-DIPHENYLPYRROLIDINE GC-MS <100 ng/mL | The absolute concentration of methadone and its metabolites found in patient urine specimens can be highly variable and does not correlate with dose. However, the medical literature and our experience show that patients who are known to be compliant with their methadone therapy have ratios of 2-ethylidene-1,5-dimethyl-3,3-diphenylpyrrolidine (EDDP):methadone of greater than 0.60.(7) An EDDP:methadone ratio less than | Urine pH has a considerable effect on the ability to detect methadone, thus 2-ethylidene-1,5-dimethyl-3,3-diphenylpyrrolidine is preferable for urine measurements. Urine concentrations of methadone show very poor correlation to serum levels or the amount of drug administered. | 1. Gutstein HB, Akil H. Opioid analgesics. In: Hardman JG, Limbird LE, eds. Goodman and Gilman's: The Pharmacological Basis of Therapeutics. 10th ed. McGraw-Hill; 2001:569-619 2. Eap CB, Buclin T, Baumann P. Interindividual variability of the clinical pharmacokinetics of methadone: implications for the treatment of opioid dependence. Clin Pharmacokinet. 2002;41(14):1153-1193 3. Ferrari A, Coccia CP, Bertolini A, Sternieri E. Methadone-metabolism, pharmacokinetics and interactions. Pharmacol Res. 2004;50(6):551-559 4. Baselt RC. Disposition of Toxic Drugs and Chemicals in Man. 7th ed. Chemical Toxicology Institute; 2005 5. Levine B. Principles of Forensic Toxicology. 2nd ed. AACC Press; 2003:385 6. Galloway FR, Bellet NF. Methadone conversion to EDDP during GC-MS analysis of urine samples. J Anal Toxicol. 1999;23(7):615-619 7. George S, Braithwaite RA. A pilot study to determine the usefulness of the urinary excretion of methadone and its primary metabolite (EDDP) as potential markers of compliance in methadone detoxification programs. J Anal Toxicol. 1999;23:81-85 8. Langman LJ, Bechtel LK, Meier BM, Holstege C. Clinical Toxicology. In: Rifai N, Horvath AR, Wittwer CT, eds. Tietz Textbook of Clinical Chemistry and Molecular Diagnostics. 6th ed. Elsevier; 2018:832-887 | This assay is based on the kinetic interaction of microparticles in a solution as measured by changes in light transmission. In the absence of sample drug, soluble drug conjugates bind to antibody-bound microparticles causing the formation of particle aggregates. As the aggregation reaction proceeds in the absence of sample drug, the absorbance increases. When a urine sample contains the drug in question, this drug competes with the drug derivative conjugate for microparticle-bound antibody. Antibody bound to sample drug is no longer available to promote particle aggregation, and subsequent particle lattice formation is inhibited. The presence of sample drug diminishes the increasing absorbance in proportion to the concentration of drug in the sample. Sample drug content is determined relative to the value obtained for a known cutoff concentration of drug.(Package insert: EDDP Specific Urine Enzyme Immunoassay, Immunalysis Corp; 09/2018) Confirmation with quantification is performed by gas chromatography mass spectrometry (GC-MS).(Unpublished Mayo method) | 3 to 5 days | 14 days | This test was developed and its performance characteristics determined by Mayo Clinic in a manner consistent with CLIA requirements. It has not been cleared or approved by the US Food and Drug Administration. | 80358G0480 (if appropriate) | Methadone Confirmation, CoC, U | 104626-7 | 36211 | Chain of Custody | 77202-0
MTDNU | Methadone Confirmation, Random, Urine | Monitoring for compliance of methadone treatment for analgesia or drug rehabilitation Assessing compliance with rehabilitation programs by urine measurement of 2-ethylidene-1,5-dimethyl-3,3-diphenylpyrrolidine | Gas Chromatography Mass Spectrometry (GC-MS) Confirmation with Quantitation | Yes | Methadone Confirmation, U | Urine | Supplies:Urine Tubes, 10 mL (T068) Container/Tube:Plastic, 10-mL urine tube Specimen Volume:10 mL Collection Instructions: 1. Collect a random urine specimen. 2. No preservative. | 2.5 mL | Methadone (Dolophine) is a synthetic opioid, a compound that is structurally unrelated to natural opiates but is capable of binding to opioid receptors. These receptor interactions create many of the same effects seen with natural opiates including analgesia and sedation. However, methadone does not produce feelings of euphoria and has substantially fewer withdrawal symptoms than opiates such as heroin.(1) Methadone is used clinically to relieve pain, treat opioid abstinence syndrome, and treat heroin addiction in an attempt to wean patients from illicit drug use. Metabolism of methadone to inactive forms is the main form of elimination. Oral delivery of methadone makes it subject to first-pass metabolism by the liver and creates interindividual variability in its bioavailability, which ranges from 80% to 95%. The most important enzymes in methadone metabolism are cytochrome P450 (CYP) 3A4 and CYP2B6.(1-4) CYP2D6 appears to have a minor role, and CYP1A2 may possibly be involved.(1-5) Methadone is metabolized to a variety of metabolites with the primary metabolite being 2-ethylidene-1,5-dimethyl-3,3-diphenylpyrrolidine (EDDP).(1-4) The efficiency of this process is prone to wide inter- and intraindividual variability, due to inherent differences in enzymatic activity as well as enzyme induction or inhibition by numerous drugs. Excretion of methadone and its metabolites (including EDDP) occurs primarily through the kidneys.(1,4) Patients who are taking methadone for therapeutic purposes excrete both parent methadone and EDDP in their urine. Clinically, it is important to measure levels of both methadone and EDDP. Methadone levels in urine vary widely depending on factors such as dose, metabolism, and urine pH.(5) EDDP levels, in contrast, are relatively unaffected by the influence of pH and are, therefore, preferable for assessing compliance with therapy.(5) Some patients undergoing treatment with methadone have attempted to pass compliance testing by adding a portion of the supplied methadone to the urine.(6) This is commonly referred to as "spiking.'' In these situations the specimen will contain large amounts of methadone and no or very small amounts of EDDP.(6) The absence of EDDP in the presence of methadone in urine strongly suggests adulteration of the urine specimen by direct addition of methadone to the specimen. | Negative Cutoff concentrations: METHADONE BY GC-MS <100 ng/mL 2-ETHYLIDENE-1,5-DIMETHYL-3,3-DIPHENYLPYRROLIDINE GC-MS <100 ng/mL | The absolute concentration of methadone and its metabolites found in patient urine specimens can be highly variable and does not correlate with dose. However, the medical literature and our experience show that patients who are known to be compliant with their methadone therapy have ratios of 2-ethylidene-1,5-dimethyl-3,3-diphenylpyrrolidine (EDDP):methadone of greater than 0.60.(7) An EDDP:methadone ratio less than 0.090 strongly suggests manipulation of the urine specimen by direct addition of methadone to the specimen.(6) | Urine pH has a considerable effect on the ability to detect methadone, thus 2-ethylidene-1,5-dimethyl-3,3-diphenylpyrrolidine is preferable for urine measurements. Urine concentrations of methadone show very poor correlation to serum levels or the amount of drug administered. | 1. Gutstein HB, Akil H. Opioid analgesics. In: Hardman JG, Limbird LE, eds. Goodman and Gilman's: The Pharmacological Basis of Therapeutics. 10th ed. McGraw-Hill; 2001:569-619 2. Eap CB, Buclin T, Baumann P. Interindividual variability of the clinical pharmacokinetics of methadone: implications for the treatment of opioid dependence. Clin Pharmacokinet. 2002;41(14):1153-1193 3. Ferrari A, Coccia CP, Bertolini A, Sternieri E. Methadone-metabolism, pharmacokinetics and interactions. Pharmacol Res. 2004;50(6):551-559 4. Baselt RC. Disposition of Toxic Drugs and Chemicals in Man. 10th ed. Biomedical Publications; 2014 5. Levine B. Principles of Forensic Toxicology. 2nd ed. AACC Press; 2003:385 6. Galloway FR, Bellet NF. Methadone conversion to EDDP during GC-MS analysis of urine samples. J Anal Toxicol. 1999;23(7):615-619 7. George S, Braithwaite RA. A pilot study to determine the usefulness of the urinary excretion of methadone and its primary metabolite (EDDP) as potential markers of compliance in methadone detoxification programs. J Anal Toxicol. 1999;23(2):81-85 8. Langman LJ, Bechtel LK, Meier BM, Holstege C. Clinical toxicology. In: Rifai N, Horwath AR, Wittwer CT. Tietz Textbook of Clinical Chemistry and Molecular Diagnostics. 6th ed. Elsevier; 2018 | Confirmation testing is performed by gas chromatography mass spectrometry, solid phase extraction.(Unpublished Mayo method) | 3 to 7 days | 14 days | This test was developed and its performance characteristics determined by Mayo Clinic in a manner consistent with CLIA requirements. It has not been cleared or approved by the US Food and Drug Administration. | 80358G0480 (if appropriate) | Methadone Confirmation, U | 104626-7 | 21110 | Chain of Custody | 77202-0
FMETH | Methaqualone Confirmation, urine |  | Gas Chromatography/Mass Spectrometry (GC/MS) | Yes | Methaqualone, Confirmation | Urine | 20 mL random urine without preservatives. Ship refrigerated in a plastic container. | 10 mL |  | ng/mL Results are reported to the limit of quantitation for the analysis. | Methaqualone, ng/mL Report Limit 50 ng/mL Reference Range 500-80000 ng/mL Critical Value â€“ High 160000 ng/mL |  |  |  | 5 to 14 days |  |  | 80375 | Methaqualone, Confirmation | 16244-6 | Z4116 | Methaqualone, Urine Quant | 16244-6
MET | Methemoglobin and Sulfhemoglobin, Blood | Diagnosing methemoglobinemia and sulfhemoglobinemia Identifying cyanosis due to other causes, such as congenitalheart disease | Spectrophotometry (SP) | Yes | Methemoglobin and Sulfhemoglobin, B | Whole Blood EDTA | Container/Tube:Lavender top (EDTA) Specimen Volume:Full tube Additional Information: Patient's age is required. | 1 mL | Methemoglobin: When iron in hemoglobin is oxidized from the normal divalent state to a trivalent state, the resulting brownish pigment is methemoglobin. Methemoglobin cannot combine reversibly with oxygen and is associated with cyanosis. Methemoglobinemia, with or without sulfhemoglobinemia, is most frequently encountered as a result of administration of medications such as phenacetin, phenazopyridine, sulfonamides, local anesthetics, dapsone, or following ingestion of nitrites or nitrates. Congenital methemoglobinemias are rare. They are due to either: -Deficiency of methemoglobin reductase (also called cytochrome B5 reductase or diaphorase) in erythrocytes, an autosomal recessive disorder -One of several intrinsic structural disorders of hemoglobin, called methemoglobin-M; all autosomal dominant in inheritance Methemoglobinemia responds to treatment with methylene blue or ascorbic acid. Sulfhemoglobin: Sulfhemoglobin cannot combine with oxygen. Sulfhemoglobinemia is associated with cyanosis and often accompanies drug-induced methemoglobinemia. Sulfhemoglobinemia can be due to exposure to trinitrotoluene or zinc ethylene bisdithiocarbamate (a fungicide), or by ingestion of therapeutic doses of flutamide. In contrast to methemoglobinemia, sulfhemoglobinemia persists until the erythrocytes containing it are destroyed. Therefore, the blood level of sulfhemoglobin declines gradually over a period of weeks. Patients with sulfhemoglobinemia often also have methemoglobinemia. There is no specific treatment for sulfhemoglobinemia. Therapy is directed at reversing the methemoglobinemia if present. | METHEMOGLOBIN 0-11 months: Not established > or =1 year: 0.0-1.5% of total hemoglobin SULFHEMOGLOBIN 0-11 months: Not established > or =1 year: 0.0-0.4% of total hemoglobin | In congenital methemoglobinemia, the methemoglobinemia concentration in blood is about 15% to 20% of total hemoglobin. Such patients are mildly cyanotic and asymptomatic. In acquired (toxic) methemoglobinemia, the concentration may be much higher. Symptoms may be severe when methemoglobin is greater than 40% of hemoglobin. Very high concentrations (>70%) may be fatal. | Methemoglobin is unstable and is reduced to hemoglobin at a rate of about 40% per day at 0 degrees C to 4 degrees C. A normal methemoglobin value obtained with stored or shipped specimens does not exclude prior mild methemoglobinemia. However, significant methemoglobinemia will still be demonstrable. Sulfhemoglobin is stable and does not change in stored or shipped specimens. | Prchal JT. Methemoglobinemia and other dyshemoglobinemias. In: In: Kaushansky K, Prchal JT, Burns LJ, Lichtman MA, Levi M, Linch DC, eds. Williams Hematology, 10 ed. McGraw-Hill Education; 2021:chap 51 | Methemoglobin: The normal absorption spectrum of oxyhemoglobin has very little optical density above 600 nm. The absorption spectrum of methemoglobin exhibits a small, characteristic peak at 630 nm. This peak is abolished as methemoglobin is converted to cyanmethemoglobin upon addition of potassium cyanide, and the drop in optical density is proportional to methemoglobin concentration. Sulfhemoglobin: The normal absorption spectrum of oxyhemoglobin has very little optical density above 600 nm. However, if certain poorly defined hemoglobin denaturation products are present in a hemolysate, there is a broad elevation of the absorption curve in the range of 600 nm to 620 nm. This sulfhemoglobin plateau is not affected by treatment with cyanide. Sulfhemoglobin is not available, nor can it be prepared, in a pure form for preparation of a sulfhemoglobin standard. In calculating sulfhemoglobin concentration, the factor for sulfhemoglobin quantitation is based on studies of Carrico, et al.(Evelyn KA, Malloy HT. Microdetermination of oxyhemoglobin, methemoglobin, and sulfhemoglobin in a single sample of blood. J Biol Chem. 1938;126:655-662; Carrico RJ, Peisach J, Alben JO. The preparation and some physical properties of sulfhemoglobin. J Analyt Biochem. 1978;253(10):2386-2391; So JCC, Ma ESK. Hemoglobin and hemoglobinopathies. In: Rifai N, Chiu RWK, Young I, Burnham CAD, Wittwer CT, eds. Tietz Textbook of Laboratory Medicine. Elsevier; 2023:chap 77) | Same day/1 to 3 days | 7 days | This test was developed and its performance characteristics determined by Mayo Clinic in a manner consistent with CLIA requirements. It has not been cleared or approved by the US Food and Drug Administration. | 83050-Methemoglobin83060-Sulfhemoglobin | Methemoglobin and Sulfhemoglobin, B | 98902-0 | 8272 | Sulfhemoglobin, B | 4685-4
MEV0 | Methemoglobin Summary Interpretation | Incorporating and summarizing subsequent results into an overall evaluation if 1 or more molecular tests are reflexed on MEV1 / Methemoglobinemia Evaluation, Blood | Only orderable as a reflex. For more information see MEV1 / Methemoglobinemia Evaluation, Blood. Medical Interpretation | Yes | Methemoglobin Summary Interp | This test is an additional consultative interpretation that summarizes all testing as well as any pertinent clinical information, and will be provided after test completion to incorporate subsequent molecular results into an overall evaluation if 1 or more of the following molecular tests are reflexed on the MEV1 / Methemoglobinemia Evaluation, Blood: |  |  | Hemoglobin variants can be associated with increased measured levels of methemoglobin and sulfhemoglobin. Some hemoglobin disorders can be very complex and involve abnormalities of the alpha, beta, delta, and gamma genes. These abnormalities can be due to, not only to point alterations, but also deletions within 1 or more globin genes. Multiple genetic variants can be seen in the same patient, and molecular testing is necessary to fully evaluate such cases. A summary interpretation that incorporates all of the testing performed is beneficial to the ordering physician. | Only orderable as a reflex. For more information see MEV1 / Methemoglobinemia Evaluation, Blood. An interpretive report will be provided. | An interpretive report will be provided that summarizes all testing as well as any pertinent clinical information. | No significant cautionary statements. | 1. Beutler E: Methemoglobinemia and sulfhemoglobinemia. In: Beutler E, Lichtman MA, Caller BS, Kipps TJ, eds. Hematology. 5th edition. McGraw-Hill Book Company; 1995:654-663 2. Harteveld CL, Higgs DR. Alpha-thalassemia. Orphanet J Rare Dis. 2010;5:13 3. Thein SL. The molecular basis of beta-thalassemia. Cold Spring Harb Persepct Med. 2013;1;3(5):a011700 4.Crowley MA, Mollan TL, Abdulmalik OY, et al: A hemoglobin variant associated with neonatal cyanosis and anemia. N Engl J Med. 2011;364(19):1837-1843 5. Harteveld CL, Voskamp A, Phylipsen M, et al. Nine unknown rearrangements in 16p13.3 and 11p15.4 causing alpha- and beta-thalassaemia characterized by high resolution multiplex ligation-dependent probe amplification. J Med Genet. 2005;42:922-931 6. Hein MS, Oliveira JL, Swanson KC, et al. Large deletions involving the beta globin gene complex: genotype-phenotype correlation of 119 cases. Blood. 2015;126:3374 | A hematopathologist evaluates all of the testing performed and a summary interpretive report is added. | 3 to 25 days |  | Not Applicable |  | Methemoglobin Summary Interp | In Process | 608114 | Reviewed By | 18771-6
MEV1 | Methemoglobinemia Evaluation, Blood | Diagnosis of methemoglobinemia and sulfhemoglobinemia and possible hereditary (congenital) causes Differentiation of methemoglobinemia and sulfhemoglobinemia from other causes of cyanosis (eg, congenital heart disease) | MEVI, MEV0: Medical Interpretation HGBCE: Capillary Electrophoresis HPLC: Cation Exchange/High-Performance Liquid Chromatography (HPLC) METH, SULF: Spectrophotometry (SP) METR1: Kinetic Spectrophotometry IEF: Isoelectric Focusing HPFH: Flow Cytometry UNHB: Isopropanol and Heat Stability MASS: Mass Spectrometry (MS) | Yes | Methemoglobinemia Evaluation | This is a consultative evaluation in which the case will be evaluated at Mayo Clinic Laboratories, the appropriate tests performed at an additional charge, and the results interpreted. This is an evaluation for methemoglobin and sulfhemoglobin levels and possible hereditary causes. Methemoglobin, sulfhemoglobin levels, cytochrome-b5 reductase (methemoglobin reductase) activity, and protein analysis screening for hemoglobin variants (capillary electrophoresis, cation exchange high performance liquid chromatography and capillary electrophoresis) will always be performed. If additional hemoglobin variant confirmatory testing is required, appropriate reflex testing will be performed. This will vary from additional protein analysis methods to molecular testing, as needed. | The following specimens are required for testing: Whole blood ACD-B specimen 2 Whole blood EDTA specimens Container/Tube:Lavender top (EDTA)andyellow top (ACD solution B) Specimen Volume: EDTA:Two 4-mL tubes ACD:One 6-mL tube Collection Instructions:Send whole blood specimen in original tube.Do not aliquot. | EDTA blood: 3 mL ACD blood: 2.7 mL | Methemoglobin: Methemoglobin forms when the hemoglobin (Hb) molecule iron is in the ferric (Fe3[+]) form instead of the functional ferrous (Fe2[+]) form. Methemoglobinemia can be hereditary or acquired and is present by definition when methemoglobin levels are greater than the normal range. Acquired methemoglobinemia results after toxic exposure to nitrates and nitrites/nitrates (fertilizer, nitric oxide), topical anesthetics (“caines"), dapsone, naphthalene (moth balls/toilet deodorant cakes), and industrial use of aromatic compounds (aniline dyes). Congenital methemoglobinemias are rare. They are due either to: -A deficiency of cytochrome b5 reductase (methemoglobin reductase) in erythrocytes, an autosomal recessive disorder resulting from genetic variants in eitherCYB5R3orCYB5A.(1,2) Type IV is thought to be extraordinarily rare. Type III is no longer a category. -One of several intrinsic structural disorders of Hb, called M-Hbs; all of which are inherited in an autosomal dominant manner.(3,4) Classically, M-Hbs result from histidine-to tyrosine substitutions at the proximal or distal histidine important in coordinating the oxygen molecule. These include alpha-, beta- and gamma-chain variants. Rarely, other substitutions outside the proximal and distal histidine location can cause Hb variants that increase methemoglobin or sulfhemoglobin levels. Most M-Hb variants are readily identified by high performance liquid chromatography(HPLC) or mass spectrometry methods with characteristic electrophoresis patterns; however, some require more specialized techniques. Most are associated with increased methemoglobin with or without an increase in sulfhemoglobin. Alpha chain M-Hb variants can be associated with increased sulfhemoglobin without an increase in methemoglobin. Sulfhemoglobin: Sulfhemoglobin cannot combine with oxygen. When acquired, sulfhemoglobinemia can be associated with cyanosis and often accompanies methemoglobinemia. Sulfhemoglobinemia has been associated with exposure to sumatriptan, sulfonamides, metoclopramide, paint or varnish vapors, dimethyl sulfoxide, acetanilide, phenacetin, trinitroluene, zinc ethylene bisdithiocarbamate (a fungicide), and flutamide. It is important to note that some Hb variants are known to interfere with this test (especially M-Hbs) and sulfhemoglobin absorbance can be increased due to the Hb variant. Hb evaluation that includes the HPLC method is recommended to exclude this possibility. In contrast to methemoglobinemia, sulfhemoglobinemia persists until the erythrocytes containing it are destroyed. Therefore, blood level of sulfhemoglobin declines gradually over a period of weeks. | Definitive results and an interpretive report will be provided. | This is a consultative evaluation in which the history and previous laboratory values are reviewed by a hematologist who is an expert on these disorders. Appropriate tests are performed, and an interpretive report is issued. | Sulfhemoglobin is exceedingly stable and does not change in stored or shipped specimens. Methemoglobin is unstable and can degrade at a rate of about 40% per 24 hours. A normal methemoglobin value obtained with stored or shipped specimens does not exclude prior methemoglobinemia of minimal degree. However, significant methemoglobinemia will still be demonstrable. | 1. OMIM: 250800 Methemoglobinemia due to deficiency of methemoglobin reductase. Updated May 20, 2019. Accessed January 23, 2024. Available at www.omim.org/entry/250800?search=250800&highlight=250800 2. OMIM: 250790 Methemoglobinemia and ambiguous genitalia. Updated December 9, 2022. Accessed January 23, 2024. Available at www.omim.org/entry/250790?search=250790&highlight=250790 3. OMIM: 141800 Hemoglobin alpha locus 1; HBA1. Updated September 15, 2023. Accessed January 23, 2024. Available at www.omim.org/entry/141800?search=141800&highlight=141800 4. OMIM: 141900 Hemoglobin beta locus; HBB. Updated September 15, 2023. Accessed January 23, 2024. Available at www.omim.org/entry/141900?search=141900&highlight=141900 5. Haymond S, Cariappa R, Eby CS, Scott MG. Laboratory assessment of oxygenation in methemoglobinemia. Clin Chem. 2005;51(2):434-444 6. Noor M, Beutler E. Acquired sulfhemoglobinemia. An underreported diagnosis? West J Med. 1998;169(6):386-389 7. Thom CS, Dickson CF, Gell DA, Weiss MJ. Hemoglobin variants: biochemical properties and clinical correlates. Cold Spring Harb Perspect Med. 2013;3(3):a011858 8. Percy MJ, McFerran NV, Lappin TR. Disorders of oxidized haemoglobin. Blood Rev. 2005;19(2):61-68 9. Agarwal AM, Prchal JT. Methemoglobinemia and Other Dyshemoglobinemias. In: Kaushansky K, Lichtman MA, Prchal JT, Levi MM, Press OW, Burns LJ, Caligiuri M, eds. Williams Hematology. 9th ed. McGraw-Hill; 2016: 789-800 | The CAPILLARYS System is an automated system that uses capillary electrophoresis to separate charged molecules by their electrophoretic mobility in an alkaline buffer. Separation occurs according to the electrolyte pH and electro-osmotic flow. A sample dilution with hemolyzing solution is injected by aspiration. A high-voltage protein separation occurs and direct detection of the hemoglobin (Hb) protein fractions is at 415 nm, which is specific to Hbs. The resulting electrophoregrams peaks are evaluated for pattern abnormalities and are quantified as a percentage of the total Hb present. Examples of position of commonly found Hb fractions are, from cathode to anode: Hb A2', C, A2/O-Arab, E, S, D, G-Philadelphia, F, A, Hope, Bart, J, N-Baltimore, and H.(Louahabi A, Philippe M, Lali S,Wallemacq P, Maisin D.Evaluation of a new Sebia kit for analysis of hemoglobin fractions and variants on the Capillarys system. Clin Chem Lab Med. 2006;44[3]:340-345; instruction manual: CAPILLARYS Hemoglobin(E) using the CAPILLARYS 2 flex-piercing instrument. Sebia; 06/2014) High Performance Liquid Chromatography Hemoglobin Variant: Hemolysate of whole blood is injected into an analysis stream passing through a cation exchange column using high-performance liquid chromatography. A preprogrammed gradient controls the elution buffer mixture that also passes through the analytical cartridge. The ionic strength of the elution buffer is raised by increasing the percentage of a second buffer. As the ionic strength of the buffer increases the more strongly retained Hbs elute from the cartridge. Absorbance changes are detected by a dual-wavelength filter photometer. Changes in absorbance are displayed as a chromatogram of absorbance versus time.(Huismann TH, Schroeder WA, Brodie AN, Mayson SM, Jakway J. Microchromotography of hemoglobins. III. A simplified procedure for the determination of hemoglobin A2. J Lab Clin Med. 1975;86:700-702; Ou CN, Buffone GJ, Reimer GL, Alpert AJ. High-performance liquid chromatography of human hemoglobins on a new cation exchanger. J Chromatogr. 1983;266:197-205; instruction manual: Bio-Rad Variant II Beta-thalassemia Short Program Instructions for Use, L70203705. Bio-Rad Laboratories, Inc; 11/2011) Methemoglobin: The normal absorption spectrum of oxyhemoglobin has very little optical density above 600 nm. The absorption spectrum of methemoglobin exhibits a small, characteristic peak at 630 nm. This peak is abolished as methemoglobin is converted to cyanmethemoglobin upon addition of potassium cyanide, and the drop in optical density is proportional to methemoglobin concentration.(Evelyn KA, Malloy HT. Microdetermination of oxyhemoglobin, methemoglobin, and sulfhemoglobin in a single sample of blood. J Biol Chem. 1938;126:655-662; Fairbanks VF, Klee GG. Biochemical aspects of hematology. In: Burtis CA, Ashwood ER, eds. Tietz Textbook of Clinical Chemistry. WB Saunders Company; 1999: 1676-1678; Robertson LD, Roper D. Laboratory methods used in the investigation of haemolytic anaemias. In: Bain BJ, Bates I, Laffan MA, eds. Dacie and Lewis Practical Haematology. 12th ed. Elsevier; 2017:214-227) Sulfhemoglobin: The normal absorption spectrum of oxyhemoglobin has very little optical density above 600 nm. However, if certain poorly defined Hb denaturation products are present in a hemolysate, there is a broad elevation of the absorption curve in the range of 600 to 620 nm. This sulfhemoglobin plateau is not affected by treatment with cyanide. Sulfhemoglobin is not available, nor can it be prepared, in a pure form for preparation of a sulfhemoglobin standard. In calculating sulfhemoglobin concentration, the factor for sulfhemoglobin quantitation is based on studies of Carrico et al.(Evelyn KA, Malloy HT. Microdetermination of oxyhemoglobin, methemoglobin, and sulfhemoglobin in a single sample of blood. J Biol Chem. 1938;126:655-662; Carrico RJ, Peisach J, Alben JO. The preparation and some physical properties of sulfhemoglobin. J Analyt Biochem. 1978;253:2386-2391; Fairbanks VF, Klee GG. Biochemical aspects of hematology. In: Burtis CA, Ashwood ER, eds. Tietz Textbook of Clinical Chemistry. WB Saunders Company; 1999: 1676-1678; Robertson LD, Roper D. Laboratory methods used in the investigation of haemolytic anaemias. In: Bain BJ, Bates I, Laffan MA, eds. Dacie and Lewis Practical Haematology. 12th ed. Elsevier; 2017:214-227) Cytochrome b5 Reductase: Cytochrome B5 reductase (methemoglobin reductase) catalyzes the 1,4-dihydronicotinamide adenine dinucleotide (NADH)-linked reduction of several substrates, including ferricyanide. The activity at 30 degrees C is followed spectrophotometrically by measuring the oxidation of NADH at 340 nm.(Fairbank VF, Klee GG. Biochemical aspects of hematology. In: Burtis CA, Ashwood ER, eds. Tietz Textbook of Clinical Chemistry. 3rd ed. WB Saunders Company; 1999: 1647-1648; van Solinge WW, van Wijk. Enzymes of the red blood cell. In: Rifai N, Horvath AR, Wittwer CT: eds. Tietz Textbook of Clinical Chemistry and Molecular Diagnostics. 6th ed. Elsevier; 2018:chap 30) | 3 to 25 days | 28 days | This test was developed and its performance characteristics determined by Mayo Clinic in a manner consistent with CLIA requirements. It has not been cleared or approved by the US Food and Drug Administration. | 83020-26-Hemoglobinopathy Interpretation83020-Hb Variant, A2 and F Quantitation83021-HPLC Hb Variant82657-Methemoglobin reductase83050-Methemoglobin, quantitative83060-Sulfhemoglobin, quantitative82664 (if appropriate)83068 (if appropriate)83789 (if appropriate)88184 (if appropriate) | Methemoglobinemia Evaluation | In Process | 608108 | Reviewed By | 18771-6
MEVI | Methemoglobinemia Interpretation | Interpretation of the methemoglobinemia evaluation results Diagnosis of methemoglobinemia and sulfhemoglobinemia and possible hereditary (congenital) causes Differentiation of methemoglobinemia and sulfhemoglobinemia from other causes of cyanosis (eg, congenital heart disease) | Only orderable as part of a profile. For more information see MEV1 / Methemoglobinemia Evaluation. Medical Interpretation | Yes | Methemoglobinemia Interpretation | Whole Blood EDTA |  |  | Methemoglobin: Methemoglobin forms when the hemoglobin molecule iron is in the ferric (Fe[3+]) form instead of the functional ferrous (Fe[2+]) form. Methemoglobinemia can be hereditary or acquired and is present by definition when methemoglobin levels are greater than the normal range. Acquired methemoglobinemia results after toxic exposure to nitrates and nitrites/nitrates (fertilizer, nitric oxide), topical anesthetics (“caines"), dapsone, naphthalene (moth balls/toilet deodorant cakes), and industrial use of aromatic compounds (aniline dyes). Congenital methemoglobinemias are rare. They are due either to: -A deficiency of cytochrome b5 reductase (methemoglobin reductase) in erythrocytes, an autosomal recessive disorder resulting from genetic variants in eitherCYB5R3orCYB5Agenes.(1,2) Type IV is thought to be extraordinarily rare. Type III is no longer a category. -One of several intrinsic structural disorders of hemoglobin, called M-hemoglobins (M-Hb), all of which are inherited in an autosomal dominant manner.(3,4) Classically, M-Hb result from histidine-to-tyrosine substitutions at the proximal or distal histidine important in coordinating the oxygen molecule. These include alpha-, beta- and gamma-chain variants. Rarely, other substitutions outside the proximal and distal histidine location can cause hemoglobin variants that increase methemoglobin or sulfhemoglobin levels. Most M-Hb variants are readily identified byhigh-performance liquid chromatography (HPLC) or mass spectrometry methods with characteristic electrophoresis patterns; however, some require more specialized techniques. Most are associated with increased methemoglobin, with or without an increase in sulfhemoglobin. Alpha chain M-Hb variants can be associated with increased sulfhemoglobin without an increase in methemoglobin. Sulfhemoglobin: Sulfhemoglobin cannot combine with oxygen. When acquired, sulfhemoglobinemia can be associated with cyanosis and often accompanies methemoglobinemia. Sulfhemoglobinemia has been associated with exposure to sumatriptan, sulfonamides, metoclopramide, paint or varnish vapors, dimethyl sulfoxide (DMSO), acetanilide, phenacetin, trinitroluene, zinc ethylene bisdithiocarbamate (a fungicide), and flutamide. It is important to note that some hemoglobin variants are known to interfere with this test (especially M-Hb), and sulfhemoglobin absorbance can be increased due to the hemoglobin variant. Hemoglobin evaluation that includes the HPLC method is recommended to exclude this possibility. In contrast to methemoglobinemia, sulfhemoglobinemia persists until the erythrocytes containing it are destroyed. Therefore, blood level of sulfhemoglobin declines gradually over a period of weeks. | Only orderable as part of a profile. For more information see MEV1 / Methemoglobinemia Evaluation. Definitive results and an interpretive report will be provided. | This is a consultative evaluation in which the history and previous laboratory values are reviewed by a hematologist who is an expert on these disorders. Appropriate tests are performed and an interpretive report is issued. | Sulfhemoglobin is exceedingly stable and does not change in stored or shipped specimens. Methemoglobin is unstable and can degrade at a rate of about 40% per 24 hours. A normal methemoglobin value obtained with stored or shipped specimens does not exclude prior methemoglobinemia of minimal degree. However, significant methemoglobinemia will still be demonstrable. | 1. OMIM: 250800 Methemoglobinemia due to deficiency of methemoglobin reductase. Updated May 20, 2019. Accessed January 22, 2024. Available at www.omim.org/entry/250800?search=250800&highlight=250800 2. OMIM: 250790 Methemoglobinemia and ambiguous genitalia. Updated December 9, 2022. Accessed January 22, 2024. Available at www.omim.org/entry/250790?search=250790&highlight=250790 3. OMIM: 141800 Hemoglobin alpha locus 1; HBA1. Updated September 15, 2023. Accessed January 22, 2024. Available at www.omim.org/entry/141800?search=141800&highlight=141800 4. OMIM: 141900 Hemoglobin beta locus; HBB. Updated September 15, 2023. Accessed January 22, 2024. Available at www.omim.org/entry/141900?search=141900&highlight=141900 5. Haymond S, Cariappa R, Eby CS, Scott MG. Laboratory assessment of oxygenation in methemoglobinemia. Clin Chem. 2005;51(2):434-444 6. Noor M, Beutler E. Acquired sulfhemoglobinemia. An underreported diagnosis?. West J Med. 1998;169(6):386-389 7. Thom CS, Dickson CF, Gell DA, Weiss MJ. Hemoglobin variants: biochemical properties and clinical correlates. Cold Spring Harb Perspect Med. 2013;3(3):a011858 8. Percy MJ, McFerran NV, Lappin TR. Disorders of oxidized haemoglobin. Blood Rev. 2005;19(2):61-68 9. Agarwal AM, Prchal JT. Methemoglobinemia and other dyshemoglobinemias. In: Kaushansky K, Lichtman MA, Prchal JT, et al. eds. Williams Hematology. 9th ed. McGraw-Hill Book Company; 2016:789-800 | A hematopathologist who is an expert in these disorders evaluates the case and an interpretive report is issued. | 3 to 25 days |  | Not Applicable | 83020-26 | Methemoglobinemia Interpretation | In Process | 608108 | Reviewed By | 18771-6
MECPI | Methicillin Resistance Gene, Molecular Detection, PCR, Varies | DetectingmecAin staphylococcal bacterial isolates Evaluating treatment options when oxacillin or cefoxitin breakpoints are unavailable (eg, certainStaphylococcusspecies other thanStaphylococcus aureus) Predicting antimicrobial resistance when bacterial growth is inadequate for phenotypic antimicrobial susceptibility testing (eg, staphylococcal small colony variants) Assessing discrepancies amongst cefoxitin and oxacillin phenotypic testing results or penicillin-binding protein 2a test results | Real-Time Polymerase Chain Reaction (PCR)/Reverse Transcription PCR (RT-PCR) | Yes | Methicillin Resistance Gene, Varies | Varies | Supplies:Infectious Container, Large (T146) Container/Tube:Agar slant or other appropriate media Specimen Volume:Organism in pure culture Collection Instructions: 1. Perform isolation of bacteria. 2. Organism must be in pure culture, actively growing.Do not submit mixed cultures. | See Specimen Required | The presence ofmecAhas been associated with methicillin resistance in staphylococcal isolates. Rapid identification ofmecAin staphylococcal isolates will help in determining which antimicrobial therapy to use when treating infections due to methicillin-resistantStaphylococcusaureusor methicillin-resistantStaphylococcusspecies other thanS aureus. Bacteria can acquire resistance to certain beta-lactam antibiotics through a variety of mechanisms. One such mechanism is themecAgene. ThemecAgene encodes penicillin-binding protein 2a (PBP2a), which has a low affinity for beta-lactam antibiotics. Bacteria expressing this gene can maintain cell wall synthesis even in the presence of beta-lactam antibiotics. Testing of bacterial isolates by molecular methods may be needed when oxacillin or cefoxitin breakpoints are unavailable (eg, certainStaphylococcusspecies other thanS aureus) or when discrepancies exist among cefoxitin and oxacillin phenotypic antimicrobial susceptibility testing results or PBP2a results. Use of this assay may also be helpful when isolates do not grow adequately for phenotypic antimicrobial susceptibility testing (eg, staphylococcal small colony variants). | Not detected | A positive result indicates the presence of the methicillin resistance gene (mecA) in the bacterial isolate. A negative result indicates the absence of detectable DNA in the bacterial isolate. | Only pure isolates of staphylococcal species should be tested. This test should be used in conjunction with phenotypic antimicrobial susceptibility tests, when available, and interpreted considering the patient's clinical condition. This US Food and Drug Administration-modified assay will not predict methicillin resistance caused by mechanisms other thanmecA.Methicillin resistance due tomecCis not assessed by this assay. False-negative results may occur due to the presence ofmecAin quantities lower than the limit of detection of the assay. Mutations or polymorphisms in primer or probe binding regions may affect detection of new or unknownStaphylococcus aureusor methicillin-resistantS aureusvariants resulting in a false-negative result. Xpert SA Nasal Complete assay results may sometimes be invalid due to a failed sample processing control, an error, or lack of a result and may require retesting, which can lead to a delay in obtaining final results. | 1. Xpert SA Nasal Complete 300-8799. Package insert: Cepheid; Rev H, 09/2019 2. Ali GH, Seiffein N. Association of some virulence genes in methicillin resistant and methicillin sensitiveStaphylococcus aureusinfections isolated in community with special emphasis onpvl/mecAgenes profiles in Alexandria, Egypt. Gene Reports. 2021;25:101334. doi:10.1016/j.genrep.2021.101334 3. Seker E, Ozenc E, Turedi OK, Yilmaz M. Prevalence ofmecAandpvlgenes in coagulase negative staphylococci isolated from bovine mastitis in smallholder dairy farms in Turkey. Anim Biotechnol. 2022;34(7):2427-2432. doi:10.1080/10495398.2022.2094802 4. Palavecino E. Rapid methods for detection of MRSA in clinical specimens. Methods Mol Biol. 2020:2069:29-45. doi:10.1007/978-1-4939-9849-4_2 | The GeneXpert Dx System automates and integrates sample purification, nucleic acid amplification, and detection of the target sequence using real-time polymerase chain reaction (PCR). The system uses single-use disposable cartridges that hold the PCR reagents and host the PCR process. Because the cartridges are self-contained, cross-contamination is minimized. The test utilizes automated PCR for qualitative detection of proprietary sequences for the staphylococcal protein A (spa) gene, the gene for methicillin resistance (mecA), and the staphylococcal methicillin-resistantStaphylococcus aureus/S aureusDNA cassette chromosome mec (SCCmec) inserted into theS aureuschromosomal attB site. The assay includes a sample processing control to ensure the sample was processed correctly and to monitor for the presence of inhibitors in the PCR reaction. A probe check control verifies reagent rehydration, PCR tube filling in the cartridge, probe integrity, and dye stability.(Package insert: Xpert SA Nasal Complete 300-8799. Cepheid; Rev H, 09/2019) | 2 to 4 days | 30 days | This test has been modified from the manufacturer's instructions. Its performance characteristics were determined by Mayo Clinic in a manner consistent with CLIA requirements. This test has not been cleared or approved by the US Food and Drug Administration. | 87641 | Methicillin Resistance Gene, Varies | 48813-0 | MECPR | mecA Resistance Gene | 48813-0
MRSAP | Methicillin Resistant Staphylococcus aureus, PCR, Nasal | Rapid screening test forStaphylococcus aureusnasal carriage that, if positive, indicates whether theS aureusis methicillin susceptible or resistant This testshouldnot be usedto guide or monitor treatment for methicillin-resistantS aureusorS aureusinfections. | Real-Time Polymerase Chain Reaction (PCR) | Yes | Staph aureus/MRSA, Nasal, PCR | Swab | Specimen Type:Nasal cavity swab Supplies:BDE-Swab (T853) Container/Tube: Preferred:BD Liquid Amies Elution Swab (E-Swab) Acceptable:Copan Liquid Amies Elution Swab (ESwab);Cepheid nasal sample collection device (dual swab in liquid Stuart media); or Copan swab and transport systems (LQ Stuart or LQ Amies) (scored swabs only) Specimen Volume:Entire collection Collection Instructions: 1. Ask the patient to blow their nose prior to collection. 2. Use one swab for both right and left nares. 3. Insert the white Dacron swab tip (do not insert any further in) into the anterior nares. 4. Rotate the swab for 3 seconds against the nasal mucosa. Apply slight pressure on the outside of the nose with your finger to ensure good contact. 5. Repeat the process on the other nostril. 6. Insert the swab back into the carrier. The swabs should go all the way into the transport container. Tightly cap the container. 7. Label the transport container with patient label and send refrigerate. | See Specimen Required. | Staphylococcus aureuscauses a variety of human infections and is a major cause of hospital acquired infection of surgical wounds and infections associated with indwelling medical devices.Mayo Clinic has established a program to reduce the number ofSaureussurgical infections, which involves surgical patients being tested forSaureusand treated, if positive, prior to surgery. This assay not only detectsS aureus,but, if positive, indicates whetherS aureusis methicillin susceptible or resistant. | Negative forStaphylococcus aureus Negative formethicillin-resistantS aureus | A positive result indicates presence of DNA fromStaphylococcus aureus.The assay also detects the gene for methicillin resistance (mecA). A negative result indicates the absence of detectableS aureusDNA in the specimen. | Results from the Xpert SA Nasal Complete Assay should be interpreted in conjunction with other laboratory and clinical data available to the clinician and should be used as an adjunct to nosocomial infection control efforts to identify patients needing enhanced precautions. Results should not be used to guide or monitor treatment for methicillin-resistantStaphylococcus aureus(MRSA) orS aureusinfections. Erroneous test results might occur from improper specimen collection, failure to follow the recommended specimen collection, handling and storage procedures, technical error, sample mix-up, or because the number of organisms in the specimen is too low to be detected by the test. A positive test result does not necessarily indicate the presence of viable organisms. It is, however, presumptive for the presence ofS aureusor MRSA. An Xpert SA Nasal Complete Assay positive result does not necessarily indicate intervention eradication failure since nonviable DNA may persist. A negative result following a previously positive test result may or may not indicate eradication success. A negative result does not negate the presence of MRSA orS aureus. Concomitant cultures are necessary to recover organisms for epidemiological typing or for further susceptibility testing. The performance characteristics were not established by Cepheid for patients 21 years of age or younger. Mutations or polymorphisms in primer or probe binding regions may affect detection of new or unknownS aureusor MRSA variants resulting in a false-negative result. In samples containing both MRSA and methicillin-susceptibleS aureus, the Xpert SA Nasal Complete Assay may not detect the MRSA organisms. The pivotal clinical study included one sample with documented mixed infection; the Xpert SA Nasal Complete Assay identified the sample as MRSA positive/S aureuspositive. In a mixed culture, the analytical limit of MRSA detection is variable when extremely high concentrations ofS aureusare present. Competition fromS aureuswas observed at a MRSA:S aureusratio of 1:1x10(6) in 7 of 8 SCCmectypes tested. For SCCmectype VIII, competition from SA was observed at a MRSA:S aureusratio of 1:1x10(3). Inhibition of the SA Nasal Complete Assay resulting in invalid test results has been observed in the presence of inhaled nasal steroids Flonase and Nasonex in SA negative samples at concentrations greater than 5% (volume to volume [v/v}), and 10% (v/v), respectively. Inhibition of the SA Nasal Complete Assay resulting in false-negative test results has been observed in the presence of inhaled nasal steroids Flonase and Nasonex in MRSA positive samples at concentrations greater than 1% (v/v) and 5% (v/v), respectively. The Xpert SA Nasal Complete Assay may generate a false-positive MRSA result when testing a mixed infection nasal specimen containing both methicillin-resistant coagulase-negativeStaphylococcusspecies and empty cassetteS aureus. The Xpert SA Nasal Complete Assay may generate false-negative MRSA results when testing borderline oxacillin-resistantS aureus(BORSA). The mechanism of oxacillin resistance in BORSA strains is due to an increased production of beta-lactamases, notmecA. BORSA with oxacillin minimum inhibitory concentrations (MIC) of 4 to 8 mcg/mL are considered borderline resistant but would be reported as MRSA negative by the Xpert SA Nasal Complete Assay. BORSA strains are rare in the United States. The Xpert SA Nasal Complete Assay may generate false-negative MRSA results when testing modifiedS aureus(MOD-SA). The mechanism of oxacillin resistance in MOD-SA strains is due to changes in affinity of penicillin binding proteins for oxacillin, notmecA. MOD-SA with oxacillin MIC of 4 to 8 mcg/mL are considered borderline resistant but would be reported as MRSA negative by the Xpert SA Nasal Complete Assay. MOD-SA strains are rare in the United States. There may be an association with false-positive results in specimens containing blood. Xpert SA Nasal Complete assay results may sometimes beinvaliddue to a failed SPC control,error,orno resultand require retesting, which can lead to a delay in obtaining final results. As with allin vitrodiagnostic tests, positive and negative predictive values are highly dependent on prevalence. Xpert SA Nasal Complete assay performance may vary depending on the prevalence and population tested.(1) | 1. Xpert SA Nasal Complete 300-8799. Package insert: Cepheid; Rev H, 09/2019 2. Muto C, Jernigan J, Ostrowsky BE, et al: SHEA guideline for preventing nosocomial transmission of multidrug-resistant strains ofStaphylococcus aureusandEnterococcus. Infect Control Hosp Epidemiol. 2003 May;24(5):362-386 3. Carr AL, Daley MJ, Givens Merkel K, Rose DT. Clinical utility of methicillin-resistant Staphylococcus aureus nasal screening for antimicrobial stewardship: A review of current literature. Pharmacotherapy. 2018 Dec;38(12):1216-1228. doi: 10.1002/phar.2188 4. Saraswat MK, Magruder JT, Crawford TC, et al: Preoperative Staphylococcus aureus screening and targeted decolonization in cardiac surgery. Ann Thorac Surg. 2017 Oct;104(4):1349-1356. doi: 10.1016/j.athoracsur.2017.03.018 5. Chen AF, Wessel CB, Rao N. Staphylococcus aureus screening and decolonization in orthopaedic surgery and reduction of surgical site infections. Clin Orthop Relat Res. 2013;471(7):2383-2399. doi: 10.1007/s11999-013-2875-0 | The GeneXpert Dx System automates and integrates sample purification, nucleic acid amplification, and detection of the target sequence in simple or complex samples using real-time polymerase chain reaction (PCR). The system uses single-use disposable cartridges that hold the PCR reagents and host the PCR process. Because the cartridges are self-contained, cross-contamination between samples is minimized. The Cepheid Xpert SA Nasal Complete Assay performed in the GeneXpert System is a qualitative in vitro diagnostic test designed for rapid detection ofStaphylococcus aureusand methicillin-resistantS aureus(MRSA) from nasal swabs in patients at risk for nasal colonization. The test utilizes automated PCR for qualitative detection of proprietary sequences for the staphylococcal protein A (spa) gene, the gene for methicillin resistance (mecA), and the staphylococcal MRSA/SAS aureusDNA cassette chromosome mec (SCCmec) inserted into theS aureuschromosomal attB site. The assay includes a sample processing control to ensure the sample was processed correctly and to monitor for the presence of inhibitors in the PCR reaction. A probe check control verifies reagent rehydration, PCR tube filling in the cartridge, probe integrity, and dyestability.(Package insert: Xpert SA Nasal Complete 300-8799. Cepheid; Rev H, 09/2019) | 1 day | 5 days | This test has been cleared, approved, or is exempt by the US Food and Drug Administration and is used per manufacturer's instructions. Performance characteristics were verified by Mayo Clinic in a manner consistent with CLIA requirements. | 87641 | Staph aureus/MRSA, Nasal, PCR | 72887-3 | MSSAC | Staphylococcus aureus, PCR | 79447-9
MTXSG | Methotrexate Post Glucarpidase, Serum | Monitoring methotrexate concentrations post-glucarpidase therapy Documenting failure to respond that may be due to noncompliance Guiding dosage adjustments in patients with kidney failure | Liquid Chromatography Tandem Mass Spectrometry (LC-MS/MS) | Yes | Methotrexate Post Glucarpidase, S | Serum | Supplies:Amber Frosted Tube, 5 mL(T915) Collection Container/Tube: Preferred: Red top Acceptable: Serum gel Submission Container/Tube:Amber vial Specimen Volume:1 mL Collection Instructions:Centrifuge and aliquot serum into an amber vial. | 0.5 mL | Methotrexate (MTX) is a folate antimetabolite that reversibly inhibits dihydrofolate reductase. MTX is used alone or in combination with other agents to treat a variety of cancers (ie, breast, leukemia,lymphoma, head and neck, lung, and sarcomas).Administration of intravenous high-dose MTX (ie, 1-15 g/m[2]) occurs at different intervals in treatments and depends on the regimen being used. Therapy is guided by measurement of serum concentration: 24 hours after dosage, the serum concentration should be less than 10 mcmol/L; 48 hours after therapy, concentration should be less than 1 mcmol/L; and 72 hours after dosage, the concentration should be less than 0.1 mcmol/L or less than 0.05 mcmol/L, depending on clinical protocol.MTX can also be used at lower doses (ie, a single dose of 5-15 mg/wk) to treat patients with rheumatoid arthritis and severe psoriasis. In adults, oral absorption appears to be dose dependent. Peak serum concentrations are reached within 1 to 3 hours after oral dosing and 0.5 to 1 hour after intramuscular injection. Protein binding is approximately 50%. Volume of distribution is 0.4 to 0.8 L/kg. Elimination is concentration dependent with an apparent elimination half-life of 3 to 10 hours for patients on low dose therapy (<30 mg/m[2]) compared to 8 to 15 hours for patients on high doses of MTX. | Nontoxic drug concentration after 72 hours: <0.1 mcmol/L | Following a 4- to 6-hour intravenous infusion of methotrexate, postinfusion concentrations greater than the following indicate an increased risk of toxicity if conventional low-dose leucovorin rescue is given: -24-hour postinfusion concentration: 5.0 to 10.0 mcmol/L -48-hour postinfusion concentration: 0.5 to 1.0 mcmol/L -72-hour postinfusion concentration: 0.1 mcmol/L | The specimen must be protected from light. | 1. Cadman EC, Durivage HJ. Cancer chemotherapy: alkylating agents. In: Wilson JD, Braunwald E, Isselbacher KJ, eds. Harrison's Principles of Internal Medicine. 12th ed. McGraw-Hill Book Company; 1991: 1592-1594 2.Jameson JL, Fauci AS, Kasper DL, Hauser SL, Longo DL, Loscalzo J, eds.Harrison's Principles of Internal Medicine. 20th ed. McGraw-Hill Education; 2018 | The serum sample is diluted in a methanol containing internal standard. The protein precipitate is mixed and centrifuged, and a portion of the supernatant is diluted with mobile phase for detection by tandem mass spectrometry.(Unpublished Mayo method) | Same day/1 day | 14 days | This test was developed and its performance characteristics determined by Mayo Clinic in a manner consistent with CLIA requirements. It has not been cleared or approved by the US Food and Drug Administration. | 80204 | Methotrexate Post Glucarpidase, S | 51602-1 | 62580 | Methotrexate Post Glucarpidase, S | 51602-1
MTHX | Methotrexate, Serum | Determining whether methotrexate is being cleared appropriately and verifying that a nontoxic concentration has been attained following therapy | Immunoassay | Yes | Methotrexate, S | Serum | Supplies:Sarstedt 5 mL Aliquot Tube (Amber) (T915) Collection Container/Tube: Preferred:Serum gel Acceptable:Red top Submission Container/Tube:Amber vial Specimen Volume:0.5 mL Collection Instructions: 1. Methotrexate is sensitive to fluorescent light; avoid prolonged exposure of specimen to direct light. 2. Serum gel tubes should be centrifuged within 2 hours of collection. Protect from light. 3. Red-top tubes should be centrifuged and serum aliquoted into amber vial within 2 hours of collection. | 0.25 mL | Methotrexate is an antineoplastic agent that inhibits DNA synthesis. The medication exerts its effects through competitive inhibition of the enzyme dihydrofolate reductase thus decreasing the concentrations of tetrahydrofolate essential to the methylation of pyrimidine nucleotides and consequently the rate of pyrimidine nucleotide and ultimately DNA synthesis. Methotrexate is used in the treatment of certain neoplastic diseases, severe psoriasis, and adult rheumatoid arthritis. Methotrexate is effective against malignancies characterized by rapid cell proliferation. Intermediate to high doses of methotrexate with leucovorin (citrovorum-factor or folinic acid) rescue to salvage nontumor cells have been used with favorable results in the treatment of osteogenic sarcoma, leukemia, non-Hodgkin lymphoma, lung, and breast cancer. Methotrexate has the potential for serious toxicity. Patients undergoing methotrexate therapy are closely monitored so that toxic effects are detected promptly. | Nontoxic drug concentration after 72 hours: <0.1 mcmol/L | Serum concentrations of methotrexate are commonly monitored during high-dose therapy (>50 mg/m[2]) to identify the time at which active intervention by leucovorin rescue should be initiated. Criteria for serum concentrations indicative of a potential for toxicity after single-bolus, high-dose therapy are as follows: -Methotrexate >10 mcmol/L 24 hours after dose -Methotrexate >1 mcmol/L 48 hours after dose -Methotrexate >0.1 mcmol/L 72 hours after dose | Important:Specimens from patients who have received glucarpidase (carboxypeptidase G2) as a high-dose methotrexate rescue therapyshould notbe tested with this immunoassay. Methotrexate concentrations should be performed using the liquid chromatography-tandem mass spectrometry method to avoid the reporting of falsely elevated methotrexate values due to an interference that could confuse the efforts of the glucarpidase therapy. After glucarpidase therapy, it can take at least 5 to 7 days before accurate measurements of serum methotrexate can be obtained using an immunoassay. | 1. Snozek CLH, McMillin GA, Moyer TP: Therapeutic drugs and their management.InTietz Textbook of Clinical Chemistry. Fifth edition. Edited by CA Burtis, ER Ashwood, D Bruns. Philadelphia, WB Saunders Company, 2012, pp 1057-1108 2. Cadman EC, Durivage HJ: Cancer chemotherapy: alkylating agents.InHarrison's Principles of Internal Medicine. 12th edition. Edited by JD Wilson, E Braunwald, KJ Isselbacher, et al. New York, McGraw-Hill Book Company, 1991, pp 1592-1594 | The ARK Methotrexate Assay is a homogeneous immunoassay based on competition between drug in the specimen and methotrexate labeled with the enzyme glucose-6-phosphate dehydrogenase (G6PDH) for binding to the antibody reagent. As the latter binds antibody, enzyme activity decreases. In the presence of drug from the specimen, enzyme activity increases and is directly proportional to the drug concentration. Active enzyme converts the coenzyme nicotinamide adenine dinucleotide (NAD) to NADH (the reduced form of NAD) that is measured spectrophotometrically as a rate of change in absorbance. Endogenous serum G6PDH does not interfere with the results because the coenyzme NAD functions only with the bacterial enzyme used in the assay.(Package insert: ARK Methotrexate reagent, ARK Diagnostics, Inc., Fremont, CA) | Same day/1 day | 1 week | This test has been cleared, approved, or is exempt by the US Food and Drug Administration and is used per manufacturer's instructions. Performance characteristics were verified by Mayo Clinic in a manner consistent with CLIA requirements. | 80204 | Methotrexate, S | 14836-1 | MTHX | Methotrexate, S | 14836-1
FMETX | Methsuximide (Celontin) as Desmethylmethsuximide |  | Gas Chromatography/Flame Ionization Detection (GC-FID) | Yes | Methsuximide (Celontin) | Varies | Submit only 1 of the following specimens: Plasma Draw blood in a green-top (sodium heparin) tube(s),plasma geltube is not acceptable.Spin down and send 2 mL sodiumheparin plasma refrigerated in a plastic vial. Serum Draw blood in a plain red-top tube(s),serum gel tube is notacceptable.Spin down and send 2 mL of serum refrigerated in a plastic vial. | 0.25 mL |  | 10.0 - 40.0 ug/mL Methsuximide measured as desmethylmethsuximide. |  |  |  |  | 3 to 7 days |  |  | 80339 | Methsuximide (Celontin) | 3801-8 | Z1107 | Methsuximide | 3801-8
MMAP | Methylmalonic Acid, Quantitative, Plasma | Evaluating children with signs and symptoms of methylmalonic acidemia using plasma specimens Evaluating individuals with signs and symptoms associated with a variety of causes of vitamin B12 (cobalamin) deficiency | Liquid Chromatography Tandem Mass Spectrometry (LC-MS/MS) | Yes | Methylmalonic Acid, QN, P | Plasma | Collection Container/Tube: Preferred:Green top (sodium heparin) Acceptable:Lavender top (EDTA) Submission Container/Tube:Plastic vial Specimen Volume:1.5 mL Collection Instructions:Centrifuge and aliquot plasma into a plastic vial. | 0.5 mL | Elevated levels of methylmalonic acid (MMA) result from inherited defects of enzymes involved in MMA metabolism or inherited or acquired deficiencies of vitamin B12 (cobalamin)or its downstream metabolites. Acquired deficiencies of vitamin B12 are much more common and can be due to intestinal malabsorption, impaired digestion, or poor diet. Older adult patients with cobalamin deficiency may present with peripheral neuropathy, ataxia, loss of position and vibration senses, memory impairment, depression, and dementia in the absence of anemia. Other conditions such as kidney insufficiency, hypovolemia, and bacterial overgrowth of the small intestine also contribute to the possible causes of mild methylmalonic acidemia and aciduria. MMA is also a specific diagnostic marker for the group of disorders collectively called methylmalonic acidemia, which include at least 7 different complementation groups. Two of them (mut0 and mut-) reflect deficiencies of the apoenzyme portion of the enzyme methylmalonyl-CoA mutase. Two other disorders (CblA and CblB) are associated with abnormalities of the adenosylcobalamin synthesis pathway. CblC, CblD, and CblF deficiencies lead to impaired synthesis of both adenosyl- and methylcobalamin. Since the first reports of this disorder in 1967, thousands of cases have been diagnosed worldwide. Newborn screening identifies approximately 1 in 30,000 live births with a methylmalonic acidemia. The most frequent clinical manifestations are neonatal or infantile metabolic ketoacidosis, failure to thrive, and developmental delay. Excessive protein intake may cause life-threatening episodes of metabolic decompensation and remains a lifelong risk unless treatment is closely monitored, including plasma and urine MMA levels. Several studies have suggested that the determination of plasma or urinary methylmalonic acid could be a more reliable marker of vitamin B12 deficiency than direct vitamin B12 determination. | < or =0.40 nmol/mL | In pediatric patients, markedly elevated methylmalonic acid values indicate a probable diagnosis of methylmalonic acidemia. Additional confirmatory testing must be performed. In adults, moderately elevated values indicate a likely vitamin B12 (cobalamin) deficiency. | Diet, nutritional status, and age should be considered in the evaluation of plasma or urine methylmalonic acid level. | 1. Fenton WA, Gravel RA, Rosenblatt DS. Disorders of propionate and methylmalonate metabolism. In: Valle D, Antonarakis S, Ballabio A, Beaudet AL, Mitchell GA, eds. The Online Metabolic and Molecular Basis of Inherited Disease. McGraw-Hill; 2019. Accessed November 27, 2023. Available at https://ommbid.mhmedical.com/content.aspx?sectionid=225086103&bookid=2709 2. Klee GG. Cobalamin and folate evaluation: measurement of methylmalonic acid and homocysteine vs vitamin B(12) and folate. Clin Chem. 2000:46(8 Pt 2):1277-1283 3. Watkins D, Rosenblatt DS. Inherited disorders of folate and cobalamin transport and metabolism. In: Valle D, Antonarakis S, Ballabio A, Beaudet AL, Mitchell GA, eds. The Online Metabolic and Molecular Basis of Inherited Disease. McGraw-Hill; 2019. Accessed November 27, 2023. Available at https://ommbid.mhmedical.com/content.aspx?sectionid=225548307&bookid=2709 4. Vashi P, Edwin P, Popiel B, Lammersfeld C, Gupta D. Methylmalonic acid and homocysteine as indicators of vitamin B-12 deficiency in cancer. PLoS One. 2016;11(1):e0147843 | Methylmalonic acid (MMA) is determined by liquid chromatography tandem mass spectrometry (LC-MS/MS) stable isotope dilution analysis. The specimen is mixed with an internal standard (methyl-d3-malonic acid). MMA and d3-MMA are isolated by solid phase extraction. LC-MS/MS is performed using mobile phases and a short column (C18, 50 mm x 4.6 mm, 5 microns) to separate MMA and d3-MMA from the bulk of the specimen matrix. The MS/MS is operated in the multiple reaction monitoring (MRM) negative mode to follow the precursor to product species transitions. Separation of MMA/d3-MMA from the more physiologically abundant succinic acid is accomplished by the careful selection of MRM transitions and optimization of the LC separation. The ratios of the extracted peak areas of MMA to d3-MMA determined by LC-MS/MS are used to calculate the concentration of MMA present in the sample.(Unpublished Mayo method) | 3 to 5 days | 1 week | This test was developed and its performance characteristics determined by Mayo Clinic in a manner consistent with CLIA requirements. It has not been cleared or approved by the US Food and Drug Administration. | 83921 | Methylmalonic Acid, QN, P | 13964-2 | 31927 | Methylmalonic Acid, QN, P | 13964-2
MMAS | Methylmalonic Acid, Quantitative, Serum | Evaluating children with signs and symptoms of methylmalonic acidemia using serum specimens Evaluating individuals with signs and symptoms associated with a variety of causes of vitamin B12 (cobalamin) deficiency | Liquid Chromatography Tandem Mass Spectrometry (LC-MS/MS) | Yes | Methylmalonic Acid, QN, S | Serum | Collection Container/Tube: Preferred:Serum gel Acceptable:Red top Submission Container/Tube:Plastic vial Specimen Volume:1.5 mL Collection Instructions:Centrifuge and aliquot serum into a plastic vial. | 0.5 mL | Elevated levels of methylmalonic acid (MMA) result from inherited defects of enzymes involved in MMA metabolism or inherited or acquired deficiencies of vitamin B12 (cobalamin) or its downstream metabolites. Acquireddeficienciesof vitamin B12are much more common and can be due to intestinal malabsorption, impaired digestion, or poor diet.Older adult patients with cobalamin deficiency may present with peripheral neuropathy, ataxia, loss of position and vibration senses, memory impairment, depression, and dementia in the absence of anemia.Other conditions such as kidney insufficiency, hypovolemia, and bacterial overgrowth of the small intestine also contribute to the possible causes of mild methylmalonic acidemia and aciduria. MMA is also a specific diagnostic marker for the group of disorders collectively called methylmalonic acidemia, which include at least 7 different complementation groups. Two of them (mut0 and mut-) reflect deficiencies of the apoenzyme portion of the enzyme methylmalonyl-CoA mutase. Two other disorders (CblA and CblB) are associated with abnormalities of the adenosylcobalamin synthesis pathway. CblC, CblD, and CblF deficiencies lead to impaired synthesis of both adenosyl- and methylcobalamin. Since the first reports of this disorder in 1967, thousands of cases have been diagnosed worldwide. Newborn screening identifies approximately 1 in 30,000 live births with a methylmalonic acidemia. The most frequent clinical manifestations are neonatal or infantile metabolic ketoacidosis, failure to thrive, and developmental delay. Excessive protein intake may cause life-threatening episodes of metabolic decompensation and remains a lifelong risk unless treatment is closely monitored, including serum and urine MMA levels. Several studies have suggested that the determination of serum or urinary methylmalonic acid could be a more reliable marker of vitamin B12 deficiency than direct vitamin B12 determination. | < or =0.40 nmol/mL | In pediatric patients, markedly elevated methylmalonic acid values indicate a probable diagnosis of methylmalonic acidemia. Additional confirmatory testing must be performed. In adults, moderately elevated values indicate a likely vitamin B12 (cobalamin) deficiency. | Diet, nutritional status, and age should be considered in the evaluation ofserum or urine methylmalonic acid level. | 1. Fenton WA, Gravel RA, Rosenblatt DS. Disorders of propionate and methylmalonate metabolism. In: Valle D, Antonarakis S, Ballabio A, Beaudet AL, Mitchell GA, eds. The Online Metabolic and Molecular Basis of Inherited Disease. McGraw-Hill; 2019. Accessed November 27, 2023. Available at https://ommbid.mhmedical.com/content.aspx?sectionid=225086103&bookid=2709 2. Klee GG. Cobalamin and folate evaluation: measurement of methylmalonic acid and homocysteine vs vitamin B(12) and folate. Clin Chem. 2000;46(8):1277-1283 3. Watkins D, Rosenblatt DS. Inherited disorders of folate and cobalamin transport and metabolism. In: Valle D, Antonarakis S, Ballabio A, Beaudet AL, Mitchell GA, eds. The Online Metabolic and Molecular Basis of Inherited Disease. McGraw-Hill; 2019. Accessed November 27, 2023. Available at https://ommbid.mhmedical.com/content.aspx?sectionid=225548307&bookid=2709 4. Vashi P, Edwin P, Popiel B, Lammersfeld C, Gupta D. Methylmalonic acid and homocysteine as indicators of vitamin B-12 deficiency in cancer. PLoS One. 2016;11(1):e0147843 | Methylmalonic acid (MMA) is determined by liquid chromatography tandem mass spectrometry (LC-MS/MS) stable isotope dilution analysis. The specimen is mixed with an internal standard (methyl-d3-malonic acid). MMA and d3-MMA are isolated by solid phase extraction. LC-MS/MS is performed using mobile phases and a short column to separate MMA and d3-MMA from the bulk of the specimen matrix. The MS/MS is operated in the multiple reaction monitoring (MRM) negative mode to follow the precursor to product species transitions. Separation of MMA/d3-MMA from the more physiologically abundant succinic acid is accomplished by the careful selection of MRM transitions and optimization of the LC separation. The ratios of the extracted peak areas of MMA to d3-MMA determined by LC-MS/MS are used to calculate the concentration of MMA present in the sample.(Unpublished Mayo method) | 3 to 5 days | 1 week | This test was developed and its performance characteristics determined by Mayo Clinic in a manner consistent with CLIA requirements. It has not been cleared or approved by the US Food and Drug Administration. | 83921 | Methylmalonic Acid, QN, S | 13964-2 | 80289 | Methylmalonic Acid, QN, S | 13964-2
MMAU | Methylmalonic Acid, Quantitative, Urine | Evaluating children with signs and symptoms of methylmalonic acidemia using urine specimens Evaluating individuals with signs and symptoms associated with a variety of causes of vitamin B12 (cobalamin) deficiency | Liquid Chromatography Tandem Mass Spectrometry (LC-MS/MS) | Yes | Methylmalonic Acid, QN, U | Urine | Patient Preparation:Overnight fast required Supplies:Urine Tubes, 10 mL (T068) Container/Tube:Plastic, 10-mL urine tube Specimen Volume:4 mL Collection Instructions:Collectsecond-voidedspecimen after an overnight fast. | 1.2 mL | Elevated levels of methylmalonic acid (MMA) result from inherited defects of enzymes involved in MMA metabolism or inherited or acquired deficiencies of vitamin B12 (cobalamin) or its downstream metabolites. Acquired deficiencies of vitamin B12 are much more common and can be due to intestinal malabsorption, impaired digestion, or poor diet. Older adult patients with cobalamin deficiency may present with peripheral neuropathy, ataxia, loss of position and vibration senses, memory impairment, depression, and dementia in the absence of anemia. Other conditions such as kidney insufficiency, hypovolemia, and bacterial overgrowth of the small intestine also contribute to the possible causes of mild methylmalonic acidemia and aciduria. MMA is also a specific diagnostic marker for the group of disorders collectively called methylmalonic acidemia, which include at least 7 different complementation groups. Two of them (mut0 and mut-) reflect deficiencies of the apoenzyme portion of the enzyme methylmalonyl-CoA mutase. Two other disorders (CblA and CblB) are associated with abnormalities of the adenosylcobalamin synthesis pathway. CblC, CblD, and CblF deficiencies lead to impaired synthesis of both adenosyl- and methylcobalamin. Since the first reports of this disorder in 1967, thousands of cases have been diagnosed worldwide. Newborn screening identifies approximately 1 in 30,000 live births with a methylmalonic acidemia. The most frequent clinical manifestations are neonatal or infantile metabolic ketoacidosis, failure to thrive, and developmental delay. Excessive protein intake may cause life-threatening episodes of metabolic decompensation and remains a lifelong risk unless treatment is closely monitored, which includes serum and urine MMA levels. Several studies have suggested that the determination of serum or urinary methylmalonic acid could be a more reliable marker of vitamin B12 deficiency than direct vitamin B12 determination. | <3.60 mmol/mol creatinine | In pediatric patients, markedly elevated methylmalonic acid values indicate a probable diagnosis of methylmalonic acidemia. Additional confirmatory testing must be performed. In adults, moderately elevated values indicate a likely vitamin B12 (cobalamin) deficiency. | Diet, nutritional status, and age should be considered in the evaluation of serum or urine methylmalonic acid level. | 1. Fenton WA, Gravel RA, Rosenblatt DS. Disorders of propionate and methylmalonate metabolism. In: Valle D, Antonarakis S, Ballabio A, Beaudet AL, Mitchell GA, eds. The Online Metabolic and Molecular Bases of Inherited Disease. McGraw-Hill; 2019. Accessed November 27, 2023. Available at https://ommbid.mhmedical.com/content.aspx?sectionid=225086103&bookid=2709 2. Klee GG. Cobalamin and folate evaluation: Measurement of methylmalonic acid and homocysteine vs vitamin B(12) and folate. Clin Chem. 2000;46(8 Pt 2):1277-1283 3. Watkins D, Rosenblatt DS. Inherited disorders of folate and cobalamin transport and metabolism. In: Valle D, Antonarakis S, Ballabio A, Beaudet AL, Mitchell GA, eds. The Online Metabolic and Molecular Basis of Inherited Disease. McGraw-Hill; 2014. Accessed November 27, 2023. Available at https://ommbid.mhmedical.com/content.aspx?sectionid=225548307&bookid=2709 4. Vashi P, Edwin P, Popiel B, Lammersfeld C, Gupta D. Methylmalonic acid and homocysteine as indicators of vitamin B-12 deficiency in cancer. PLoS One. 2016;11(1):e0147843 | Methylmalonic acid (MMA) is determined by liquid chromatography tandem mass spectrometry (LC-MS/MS) stable isotope dilution analysis. The specimen is mixed with an internal standard (methyl-d3-malonic acid). MMA and d3-MMA are isolated by solid phase extraction. LC-MS/MS is performed using mobile phases and a short column to separate MMA and d3-MMA from the bulk of the specimen matrix. The MS/MS is operated in the multiple reaction monitoring (MRM) negative mode to follow the precursor to product species transitions. Separation of MMA/d3-MMA from the more physiologically abundant succinic acid is accomplished by the careful selection of MRM transitions and optimization of the LC separation. The ratios of the extracted peak areas of MMA to d3-MMA determined by LC-MS/MS are used to calculate the concentration of MMA present in the sample.(Unpublished Mayo method) | 3 to 5 days | 1 week | This test was developed and its performance characteristics determined by Mayo Clinic in a manner consistent with CLIA requirements. It has not been cleared or approved by the US Food and Drug Administration. | 83921 | Methylmalonic Acid, QN, U | 25116-5 | 80290 | Methylmalonic Acid, QN, U | 25116-5
MMAGP | Methylmalonic Aciduria Gene Panel, Varies | Follow up for abnormal biochemical results suggestive of a methylmalonic acidemia Establishing a molecular diagnosis for patients with methylmalonic acidemia Identifying variants within genes known to be associated with methylmalonic acidemia, allowing for predictive testing of at-risk family members | Sequence Capture and Targeted Next-Generation Sequencing (NGS) followed by Polymerase Chain Reaction (PCR) and Sanger Sequencing | Yes | Methylmalonic Aciduria Gene Panel | For skin biopsy or cultured fibroblast specimens, fibroblast culture testing will be performed at an additional charge. If viable cells are not obtained, the client will be notified. | Patient Preparation:A previous bone marrow transplant from an allogenic donor will interfere with testing. For instructions for testing patients who have received a bone marrow transplant, call 800-533-1710. Submit only 1 of the following specimens: Specimen Type:Whole blood Container/Tube:Lavender top (EDTA) or yellow top (ACD) Specimen Volume:3 mL Collection Instructions: 1. Invert several times to mix blood. 2. Send whole blood specimen in original tube.Do notaliquot. Specimen Stability Information:Ambient (preferred) 4 days/Refrigerated 14 days Specimen Type:Skin biopsy Supplies:Fibroblast Biopsy Transport Media (T115) Container/Tube:Sterile container with any standard cell culture media (eg, minimal essential media, RPMI 1640). The solution should be supplemented with 1% penicillin and streptomycin. Specimen Volume:4-mm punch Specimen Stability Information:Refrigerated (preferred)/Ambient Additional Information:A separate culture charge will be assessed under CULFB / Fibroblast Culture for Biochemical or Molecular Testing. An additional 3 to 4 weeks is required to culture fibroblasts before genetic testing can occur. SpecimenType:Cultured fibroblast Container/Tube:T-25 flask SpecimenVolume:2 Flasks CollectionInstructions:Submit confluent cultured fibroblast cells from a skin biopsy from another laboratory. Cultured cells from a prenatal specimen willnotbe accepted. Specimen Stability Information:Ambient (preferred)/Refrigerated (<24 hours) Additional Information:A separate culture charge will be assessed under CULFB / Fibroblast Culture for Biochemical or Molecular Testing. An additional 3 to 4 weeks is required to culture fibroblasts before genetic testing can occur. Specimen Type:Blood spot Supplies:Card-Blood Spot Collection (Filter Paper) (T493) Container/Tube: Preferred:Collection card (Whatman Protein Saver 903 Paper) Acceptable:PerkinElmer 226 (formerly Ahlstrom 226) filter paper or blood spot collection card Specimen Volume:5 Blood spots Collection Instructions: 1.An alternative blood collection option for a patient older than 1 year is a fingerstick. For detailed instructions, seeHow to Collect Dried Blood Spot Samples. 2. Let blood dry on the filter paper at ambient temperature in a horizontal position for a minimum of 3 hours. 3. Do not expose specimen to heat or direct sunlight. 4. Do not stack wet specimens. 5. Keep specimen dry. Specimen Stability Information:Ambient (preferred)/Refrigerated Additional Information: 1. Due to lower concentration of DNA yielded from blood spot, it is possible that additional specimen may be required to complete testing. 2. For collection instructions, seeBlood Spot Collection Instructions 3. For collection instructions in Spanish, seeBlood Spot Collection Card-Spanish Instructions(T777) 4. For collection instructions in Chinese, seeBlood Spot Collection Card-Chinese Instructions(T800) Specimen Type:Saliva Patient Preparation:Patient should not eat, drink, smoke, or chew gum 30 minutes prior to collection. Supplies:Saliva Swab Collection Kit (T786) Specimen Volume:1 Swab Collection Instructions:Collect and send specimen per kit instructions. Specimen Stability Information:Ambient 30 days Additional Information:Due to lower concentration of DNA yielded from saliva, it is possible that additional specimen may be required to complete testing. | See Specimen Required | Elevated levels of methylmalonic acid (MMA) result from inherited defects of enzymes involved in MMA metabolism. MMA is a specific diagnostic marker for the group of disorders collectively called methylmalonic acidemia, which include at least 7 different complementation groups. Two of them (mut0 and mut-) reflect deficiencies of the apoenzyme portion of the enzyme methylmalonyl-CoA mutase caused by pathogenic variants in the mutase gene (MUT). Two other disorders (CblA and CblB) are associated with abnormalities of the adenosylcobalamin (Cbl) synthesis pathway. CblC, CblD, and CblF deficiencies lead to impaired synthesis of both adenosyl- and methylcobalamin. Since the first reports of this disorder in 1967, hundreds of cases have been diagnosed worldwide. Newborn screening identifies approximately 1 in 30,000 live births with methylmalonic acidemia. The most frequent clinical manifestations are neonatal or infantile metabolic ketoacidosis, failure to thrive, and developmental delay. Excessive protein intake may cause life-threatening episodes of metabolic decompensation and remains a life-long risk unless treatment is closely monitored, including plasma and urine MMA levels (MMAP / Methylmalonic Acid, Quantitative, Plasma and MMAU / Methylmalonic Acid, Quantitative, Urine). Plasma acylcarnitine profile (ACRN / Acylcarnitines, Quantitative, Plasma), quantitative plasma amino acids (AAQP / Amino Acids, Quantitative, Plasma), urine organic acids (OAU / Organic Acids Screen, Random, Urine), and homocysteine (HCYSP / Homocysteine, Total, Plasma or HCYSS / Homocysteine, Total, Serum) are recommended first-tier biochemical tests to screen patients for methylmalonic acidemia. A comprehensive gene panel is a helpful tool to establish a targeted diagnosis for patients with suggestive clinical and biochemical features of methylmalonic acidemia. Treatment is most effective when tailored to the specific type of methylmalonic acidemia. For example, intramuscular injections of hydroxocobalamin are critical in the treatment of CblC, whereas oral cyanocobalamin is effective for methylmalonic acidemia mutase subtypes as well as other cobalamin subtypes. Acute treatment for methylmalonic acidemia consists of dialysis and administration of nitrogen scavenger drugs to reduce ammonia concentration. Chronic management typically involves restriction of dietary protein with essential amino acid supplementation. More recently, liver transplantation has been successful in treating some patients. | An interpretive report will be provided. | All detected alterations are evaluated according to American College of Medical Genetics and Genomics recommendations.(1) Variants are classified based on known, predicted, or possible pathogenicity and reported with interpretive comments detailing their potential or known significance. | Clinical Correlations: Test results should be interpreted in the context of clinical findings, family history, and other laboratory data. Misinterpretation of results may occur if the information provided is inaccurate or incomplete. If testing was performed because of a clinically significant family history, it is often useful to first test an affected family member. Detection of at least one reportable variant in an affected family member would allow for more informative testing of at-risk individuals. To discuss the availability of additional testing options or for assistance in the interpretation of these results, contact the Mayo Clinic Laboratories genetic counselors at 800-533-1710. Technical Limitations: Next-generation sequencing may not detect all types of genomic variants. In rare cases, false-negative or false-positive results may occur. The depth of coverage may be variable for some target regions; assay performance below the minimum acceptable criteria or for failed regions will be noted. Given these limitations, negative results do not rule out the diagnosis of a genetic disorder. If a specific clinical disorder is suspected, evaluation by alternative methods can be considered. There may be regions of genes that cannot be effectively evaluated by sequencing or deletion and duplication analysis as a result of technical limitations of the assay, including regions of homology, high guanine-cytosine (GC) content, and repetitive sequences. Confirmation of select reportable variants will be performed by alternate methodologies based on internal laboratory criteria. This test is validated to detect 95% of deletions up to 75 base pairs (bp) and insertions up to 47 bp. Deletions-insertions (delins) of 40 or more bp, including mobile element insertions, may be less reliably detected than smaller delins. Deletion/Duplication Analysis: This analysis targets single and multi-exon deletions/duplications; however, in some instances single exon resolution cannot be achieved due to isolated reduction in sequence coverage or inherent genomic complexity. Balanced structural rearrangements (such as translocations and inversions) may not be detected. This test is not designed to detect low levels of mosaicism or to differentiate between somatic and germline variants. If there is a possibility that any detected variant is somatic, additional testing may be necessary to clarify the significance of results. Genes may be added or removed based on updated clinical relevance. For detailed information regarding gene-specific performance and technical limitations, see Method Description or contact a laboratory genetic counselor. If the patient has had an allogeneic hematopoietic stem cell transplant or a recent heterologous blood transfusion, results may be inaccurate due to the presence of donor DNA. Call Mayo Clinic Laboratories for instructions for testing patients who have received a bone marrow transplant. Reclassification of Variants: Currently, it is not standard practice for the laboratory to systematically review previously classified variants on a regular basis. The laboratory encourages healthcare providers to contact the laboratory at any time to learn how the classification of a particular variant may have changed over time. Due to broadening genetic knowledge, it is possible that the laboratory may discover new information of relevance to the patient. Should that occur, the laboratory may issue an amended report. Variant Evaluation: Evaluation and categorization of variants are performed using published American College of Medical Genetics and Genomics and the Association for Molecular Pathology recommendations as a guideline.(1) Other gene-specific guidelines may also be considered. Variants are classified based on known, predicted, or possible pathogenicity and reported with interpretive comments detailing their potential or known significance. Variants classified as benign or likely benign are not reported. Multiple in silico evaluation tools may be used to assist in the interpretation of these results. The accuracy of predictions made by in silico evaluation tools is highly dependent upon the data available for a given gene, and periodic updates to these tools may cause predictions to change over time. Results from in silico evaluation tools should be interpreted with caution and professional clinical judgment. Rarely, incidental or secondary findings may implicate another predisposition or presence of active disease. These findings will be carefully reviewed to determine whether they will be reported. | 1. Richards S, Aziz N, Bale S, et al. Standards and guidelines for the interpretation of sequence variants: a joint consensus recommendation of the American College of Medical Genetics and Genomics and the Association for Molecular Pathology. Genet Med. 2015;17(5):405-424 2. Fenton WA, Gravel RA, Rosenblatt DS. Disorders of propionate and methylmalonate metabolism. In: Valle D, Antonarakis S, Ballabio A, Beaudet A, Mitchell GA, eds. The Online Metabolic and Molecular Bases of Inherited Disease. McGraw-Hill Education; 2019. Accessed March 8, 2024. Available at: http://ommbid.mhmedical.com/content.aspx?bookid=2709&sectionid=225086103 | Next-generation sequencing (NGS) and/or Sanger sequencing are performed to test for the presence of variants in coding regions and intron/exon boundaries of the genes analyzed, as well as some other regions that have known disease-causing variants. The human genome reference GRCh37/hg19 build was used for sequence read alignment. At least 99% of the bases are covered at a read depth over 30X. Sensitivity is estimated to be over 99% for single nucleotide variants, over 94% for deletions-insertions (delins) less than 40 base pairs (bp), and over 95% for deletions up to 75 bp and insertions up to 47 bp. NGS and/or a polymerase chain reaction-based quantitative method is performed to test for the presence of deletions and duplications in the genes analyzed. There may be regions of genes that cannot be effectively evaluated by sequencing or deletion and duplication analysis as a result of technical limitations of the assay, including regions of homology, high guanine-cytosine (GC) content, and repetitive sequences. For details regarding the targeted genes analyzed and the specific gene regions not routinely covered, seeTargeted Genes and Methodology Details for Methylmalonic Aciduria Gene Panel.(Unpublished Mayo method) Genes analyzed:ABCD4,ACSF3,ALDH6A1,AMN,CD320,CUBN,CBLIF,HCFC1,LMBRD1,MCEE,MMAA,MMAB,MMACHC,MMADHC,MTHFR,MTR,MTRR,MMUT,PRDX1,SUCLA2,SUCLG1,TCN1,TCN2,THAP11, andZNF143 | 28 to 42 days | Whole blood: 2 weeks (if available); Extracted DNA: 3 months; Blood spots, saliva, cultured fibroblasts: 1 month | This test was developed and its performance characteristics determined by Mayo Clinic in a manner consistent with CLIA requirements. It has not been cleared or approved by the US Food and Drug Administration. | 8144388233-Tissue culture, skin, solid tissue biopsy (if appropriate)88240-Cryopreservation (if appropriate) | Methylmalonic Aciduria Gene Panel | 105347-9 | 608667 | Released By | 18771-6
MPAGP | Methylmalonic Aciduria-Propionic Aciduria Combined Gene Panel, Varies | Follow up for abnormal biochemical results suggestive of methylmalonic acidemia or propionic acidemia Establishing a molecular diagnosis for patients with methylmalonic acidemia or propionic acidemia Identifying variants within genes known to be associated with methylmalonic acidemia or propionic acidemia, allowing for predictive testing of at-risk family members | Sequence Capture and Targeted Next-Generation Sequencing followed by Polymerase Chain Reaction (PCR) and Sanger Sequencing. | Yes | MMA PA Combined Gene Panel | For skin biopsy or cultured fibroblast specimens, fibroblast culture testing will be performed at an additional charge. If viable cells are not obtained, the client will be notified. | Patient Preparation:A previous bone marrow transplant from an allogenic donor will interfere with testing. For instructions for testing patients who have received a bone marrow transplant, call 800-533-1710. Submit only 1 of the following specimens: Specimen Type:Whole blood Container/Tube:Lavender top (EDTA) or yellow top (ACD) Specimen Volume:3 mL Collection Instructions: 1. Invert several times to mix blood. 2. Send whole blood specimen in original tube.Do not aliquot. Specimen Stability Information:Ambient (preferred)/Refrigerated Specimen Type: Skin biopsy Supplies: Fibroblast Biopsy Transport Media (T115) Container/Tube: Sterile container with any standard cell culture media (eg, minimal essential media, RPMI 1640). The solution should be supplemented with 1% penicillin and streptomycin. Specimen Volume: 4-mm punch Specimen Stability Information: Refrigerated (preferred)/Ambient Additional Information:A separate culture charge will be assessed under CULFB / Fibroblast Culture for Biochemical or Molecular Testing. An additional 3 to 4 weeks is required to culture fibroblasts before genetic testing can occur. SpecimenType: Cultured fibroblast Container/Tube: T-25 flask SpecimenVolume: 2 Flasks CollectionInstructions: Submit confluent cultured fibroblast cells from a skin biopsy from another laboratory. Cultured cells from a prenatal specimen will not be accepted. Specimen Stability Information: Ambient (preferred)/Refrigerated (<24 hours) Additional Information:A separate culture charge will be assessed under CULFB / Fibroblast Culture for Biochemical or Molecular Testing. An additional 3 to 4 weeks is required to culture fibroblasts before genetic testing can occur. Specimen Type: Blood spot Supplies:Card-Blood Spot Collection (Filter Paper) (T493) Container/Tube: Preferred: Collection card (Whatman Protein Saver 903 Paper) Acceptable: PerkinElmer 226 (formerly Ahlstrom 226) filter paper or blood spot collection card Specimen Volume: 5 Blood spots Collection Instructions: 1.An alternative blood collection option for a patient older than 1 year is a fingerstick. For detailed instructions, seeHow to Collect Dried Blood Spot Samples. 2. Let blood dry on the filter paper at ambient temperature in a horizontal position for a minimum of 3 hours. 3. Do not expose specimen to heat or direct sunlight. 4. Do not stack wet specimens. 5. Keep specimen dry Specimen Stability Information:Ambient (preferred)/Refrigerated Additional Information: 1. Due to lower concentration of DNA yielded from blood spot, it is possible that additional specimen may be required to complete testing. 2. For collection instructions, seeBlood Spot Collection Instructions 3. For collection instructions in Spanish, seeBlood Spot Collection Card-Spanish Instructions(T777) 4. For collection instructions in Chinese, seeBlood Spot Collection Card-Chinese Instructions(T800) Specimen Type:Saliva Patient Preparation:Patient should not eat, drink, smoke, or chew gum 30 minutes prior to collection. Supplies:Saliva Swab Collection Kit (T786) Specimen Volume:1 swab Collection Instructions:Collect and send specimen per kit instructions. Specimen Stability Information:Ambient 30 days Additional Information:Due to lower concentration of DNA yielded from saliva, it is possible that additional specimen may be required to complete testing. | See Specimen Required | Methylmalonic acidemia (MMA) and propionic acidemia (PA) are defects of propionate metabolism caused by deficiencies in methylmalonyl-CoA mutase and propionyl-CoA carboxylase, respectively. The clinical phenotype includes vomiting, hypotonia, lethargy, apnea, hypothermia, and coma. The biochemical phenotype for MMA includes elevations of propionyl carnitine, methylmalonic acid, and methylcitric acid. Patients with PA will have elevations of propionyl carnitine and methylcitric acid with normal methylmalonic acid concentrations as the enzymatic defect is upstream of methylmalonic-CoA mutase. All known disorders of MMA and PA metabolism are inherited in an autosomal recessive manner. Newborn screening for inborn errors of propionic acid metabolism relies on elevations of methionine and propionyl carnitine, which are reported as an elevation of C3. These analytes are not specific for this condition and are prone to false-positive results, leading to increased cost, stress, and anxiety for families who are subjected to follow-up testing. Homocysteine, methylmalonic acid, and methylcitric acid are more specific markers for inborn errors of propionic acid metabolism (HCMM / Homocysteine [Total], Methylmalonic Acid, and Methylcitric Acid, Blood Spot). For MMA, the preferred biochemical screening tests include plasma acylcarnitine profile (ACRN / Acylcarnitines, Quantitative, Plasma), quantitative plasma amino acids (AAQP / Amino Acids, Quantitative, Plasma), urine organic acids (OAU / Organic Acids Screen, Urine), and homocysteine (HCYSP / Homocysteine, Total, Plasma or HCYSS / Homocysteine, Total, Serum). Molecular genetic testing can be used to confirm a biochemical diagnosis for MMA or PA. Treatment is most effective when tailored to the specific type of MMA or PA. For example, intramuscular injections of hydroxocobalamin are critical in the treatment of Cbl C, whereas oral cyanocobalamin is effective for MMA mutase subtypes as well as other cobalamin subtypes. Acute treatment for MMA and PA is similar, consisting of dialysis and administration of nitrogen scavenger drugs to reduce ammonia concentration. Chronic management typically involves restriction of dietary protein with essential amino acid supplementation. More recently, liver transplantation has been used with success in treating some patients with MMA or PA. | An interpretive report will be provided. | All detected alterations are evaluated according to American College of Medical Genetics and Genomics recommendations.(1) Variants are classified based on known, predicted, or possible pathogenicity and reported with interpretive comments detailing their potential or known significance. | Clinical Correlations: Test results should be interpreted in the context of clinical findings, family history, and other laboratory data. Misinterpretation of results may occur if the information provided is inaccurate or incomplete. If testing was performed because of a clinically significant family history, it is often useful to first test an affected family member. Detection of at least one reportable variant in an affected family member would allow for more informative testing of at-risk individuals. To discuss the availability of additional testing options or for assistance in the interpretation of these results, contact the Mayo Clinic Laboratories genetic counselors at 800-533-1710. Technical Limitations: Next-generation sequencing may not detect all types of genomic variants. In rare cases, false-negative or false-positive results may occur. The depth of coverage may be variable for some target regions; assay performance below the minimum acceptable criteria or for failed regions will be noted. Given these limitations, negative results do not rule out the diagnosis of a genetic disorder. If a specific clinical disorder is suspected, evaluation by alternative methods can be considered. There may be regions of genes that cannot be effectively evaluated by sequencing or deletion and duplication analysis as a result of technical limitations of the assay, including regions of homology, high guanine-cytosine (GC) content, and repetitive sequences. Confirmation of select reportable variants will be performed by alternate methodologies based on internal laboratory criteria. This test is validated to detect 95% of deletions up to 75 base pairs (bp) and insertions up to 47 bp.Deletions-insertions (delins)of 40 or more bp, including mobile element insertions, may be less reliably detected than smallerdelins. Deletion/Duplication Analysis: This analysis targets single and multi-exon deletions/duplications; however, in some instances single exon resolution cannot be achieved due to isolated reduction in sequence coverage or inherent genomic complexity. Balanced structural rearrangements (such as translocations and inversions) may not be detected. This test is not designed to detect low levels of mosaicism or to differentiate between somatic and germline variants. If there is a possibility that any detected variant is somatic, additional testing may be necessary to clarify the significance of results. Genes may be added or removed based on updated clinical relevance. For detailed information regarding gene specific performance and technical limitations, see Method Description or contact a laboratory genetic counselor. If the patient has had an allogeneic hematopoietic stem cell transplant or a recent heterologous blood transfusion, results may be inaccurate due to the presence of donor DNA. Call Mayo Clinic Laboratories for instructions for testing patients who have received a bone marrow transplant. Reclassification of Variants: Currently, it is not standard practice for the laboratory to systematically review previously classified variants on a regular basis. The laboratory encourages healthcare providers to contact the laboratory at any time to learn how the classification of a particular variant may have changed over time. Due to broadening genetic knowledge, it is possible that the laboratory may discover new information of relevance to the patient. Should that occur, the laboratory may issue an amended report. Variant Evaluation: Evaluation and categorization of variants is performed using published American College of Medical Genetics and Genomics and the Association for Molecular Pathology recommendations as a guideline. Other gene-specific guidelines may also be considered. Variants are classified based on known, predicted, or possible pathogenicity and reported with interpretive comments detailing their potential or known significance. Variants classified as benign or likely benign are not reported. Multiple in silico evaluation tools may be used to assist in the interpretation of these results. The accuracy of predictions made by in silico evaluation tools is highly dependent upon the data available for a given gene, and periodic updates to these tools may cause predictions to change over time. Results from in silico evaluation tools should be interpreted with caution and professional clinical judgment. Rarely, incidental or secondary findings may implicate another predisposition or presence of active disease. These findings will be carefully reviewed to determine whether they will be reported. | 1. Richards S, Aziz N, Bale S, et al. Standards and guidelines for the interpretation of sequence variants: a joint consensus recommendation of the American College of Medical Genetics and Genomics and the Association for Molecular Pathology. Genet Med. 2015;17(5):405-424 2. Fenton WA, Gravel RA, Rosenblatt DS et al. Disorders of propionate and methylmalonate metabolism. In: Valle D, Antonarakis S, Ballabio A, Beaudet A, Mitchell GA, eds. The Online Metabolic and Molecular Bases of Inherited Disease. McGraw-Hill Education; 2019. Accessed March 8, 2024. Available at http://ommbid.mhmedical.com/content.aspx?bookid=2709&sectionid=225086103 | Next-generation sequencing (NGS) and Sanger sequencing are performed to test for the presence of variants in coding regions and intron/exon boundaries of the genes analyzed, as well as some other regions that have known disease-causing variants. The human genome reference GRCh37/hg19 build was used for sequence read alignment. At least 99% of the bases are covered at a read depth over 30X. Sensitivity is estimated to be over 99% for single nucleotide variants, over 94% for deletions/insertions (delins) less than 40 base pairs (bp), and over 95% for deletions up to 75 bp and insertions up to 47 bp. NGS and/or a polymerase chain reaction-based quantitative method is performed to test for the presence of deletions and duplications in the genes analyzed. There may be regions of genes that cannot be effectively evaluated by sequencing or deletion and duplication analysis as a result of technical limitations of the assay, including regions of homology, high guanine-cytosine (GC) content, and repetitive sequences. SeeTargeted Genes and Methodology Details for Methylmalonic Aciduria-Propionic Aciduria Combined Gene Panelfor details regarding the targeted genes analyzed and specific gene regions not routinely covered.(Unpublished Mayo method) Genes analyzed:ABCD4, ACSF3, ALDH6A1, AMN, CD320, CUBN, DMGDH, CBLIF, HCFC1, LMBRD1, MCEE, MMAA, MMAB, MMACHC, MMADHC, MTHFR, MTR, MTRR, MMUT, PCCA, PCCB, PRDX1, SUCLA2, SUCLG1, TCN1, TCN2, THAP11,andZNF143 | 21 to 28 days | Whole blood: 2 weeks (if available); Extracted DNA: 3 months; Blood spots/Saliva:1 month | This test was developed and its performance characteristics determined by Mayo Clinic in a manner consistent with CLIA requirements. It has not been cleared or approved by the US Food and Drug Administration. | 8144388233-Tissue culture, skin, solid tissue biopsy (if appropriate)88240-Cryopreservation (if appropriate) | MMA PA Combined Gene Panel | 105348-7 | 608679 | Released By | 18771-6
MPHNU | Methylphenidate and Metabolite, Random, Urine | Monitoring urine methylphenidate and ritalinic acid concentrations to assess compliance in patients | Liquid Chromatography Tandem Mass Spectrometry (LC-MS/MS) | Yes | Methylphenidate and Metabolite, U | Urine | Supplies:Sarstedt Aliquot Tube 5 mL (T914) Collection Container/Tube:Plastic urine container Submission Container/Tube:Plastic, 5-mL tube Specimen Volume:5 mL Collection Instructions: 1. Collect a random urine specimen. 2. No preservative. Additional Information: 1. No specimen substitutions. 2. STAT requests arenotacceptedfor this test. 3. Submitting less than 1 mL will compromise the ability to perform all necessary testing. | 0.5 mL | Methylphenidate (MPH) is utilized for the treatment of attention-deficit hyperactivity disorder and narcolepsy. MPH has two chiral centers and is marketed as a racemic mixtureand as the active d-enantiomer of racemic MPH. Although the exact mechanism of its action has not been fully defined, it blocks the reuptake of norepinephrine and dopamine into the presynaptic neuron thus increasing the concentrations of these monoamines in the extraneural space. | Negative Cutoff concentrations by liquid chromatography tandem mass spectrometry: Methylphenidate: 10 ng/mL Ritalinic Acid: 50 ng/mL | Methylphenidate (MPH) has an oral bioavailability of 22% to 100% with peak concentrations occurring around 2 hours for instant release and approximately 5 to 6 hours for extended-release formulations. The half-life of MPH is 2 to 4 hours. MPH is extensively metabolized to ritalinic acid, which is an inactive metabolite. The half-life of ritalinic acid is about 3 to 4 hours. Only small quantities (<1%) of unchanged MPH appear in the urine as most of the dose (60%-86%) is excreted in the urine as ritalinic acid. The presence of MPH or ritalinic acid in the urine indicates the patient has taken MPH in the past 1 to 2 days. | No significant cautionary statements. | 1 .Kimko HC, Cross JT, Abernethy DR. Pharmacokinetics and clinical effectiveness of methylphenidate. Clin Pharmacokinetics. 1999;37(6):457-470. doi:10.2165/00003088-199937060-00002 2. Ramos L, Bakhtiar R, Tse FL. Liquid-liquid extraction using 96-well plate format in conjunction with liquid chromatography/tandem mass spectrometry for quantitative determination of methylphenidate (Ritalin1) in human plasma. Rapid Commun Mass Spectrom. 2000;14(9):740-745. doi:10.1002/(SICI)1097-0231(20000515)14:9<740:AID-RCM938>3.0.CO;2-C 3. Paterson SM, Moore GA, Florkowski CM, George PM. Determination of methylphenidate and its metabolite in urine by liquid chromatography/tandem mass spectrometry. J Chromatogr B Analyt Technol Biomed Life Sci. 2012;881-881:20-26. doi:10.1016/j.jchromb.2011.11.007 4. Mulet CT, Arroyo-Moro LE, Leon LA, Gnagy E, DeCaprio AP. Rapid quantitative analysis of methylphenidate and ritalinic acid in oral fluid by liquid chromatography triple quadrupole mass spectrometry. JChromatogr B Analyt Technol Biomed Life Sci. 2018;1092:313-319. doi:10.1016/j.jchromb.2018.06.025 5. Langman LJ, Bechtel LK, Holstege CP. Clinical toxicology. In: Rifai N, Chiu RWK, Young I, Burnham CAD, Wittwer CT, eds. Tietz Textbook of Laboratory Medicine. 7th ed. Elsevier; 2023:chap 43 | The urine sample is centrifuged, diluted with internal standard and clinical laboratory reagent water, and then analyzed by liquid chromatography tandem mass spectrometry.(Unpublished Mayo method) | 2 to 4 days | 14 days | This test was developed and its performance characteristics determined by Mayo Clinic in a manner consistent with CLIA requirements. It has not been cleared or approved by the US Food and Drug Administration. | 80360G0480 (if appropriate) | Methylphenidate and Metabolite, U | 104676-2 | 608884 | Methylphenidate Interpretation | 69050-3
RIT | Methylphenidate, Serum |  | Liquid Chromatography/Tandem Mass Spectrometry (LC/MS/MS) | Yes | Methylphenidate (Ritalin) | Varies | Submit only 1 of the following specimens: Plasma Draw blood in a green-top (sodium heparin) tube(s), plasma gel tube is not acceptable. Spin down and freeze immediately. Send 2 mL of sodium heparin plasma frozen in a plastic vial on dry ice. Serum Draw blood in a plain red-top tube(s), serum gel tube is not acceptable. Spin down and freeze immediately. Send 2 mL serum frozen in a plastic vial on dry ice. | 0.5 mL |  | ReferenceRange: 5.0 - 20.0 ng/mL |  |  |  |  | 5 to 13 days | 2 weeks |  | 80360 | Methylphenidate (Ritalin) | 3807-5 | Z1121 | Methylphenidate (Ritalin) | 3807-5
MTAP | Methylthioadenosine Phosphorylase (MTAP) Immunostain, Tech Only | Aiding in the diagnosis of malignant mesothelioma | Immunohistochemistry (IHC) | Yes | MTAP IHC, Tech Only | For the initial technical component only immunohistochemical (IHC) stain performed, the appropriate bill-only test ID will be reflexed and charged (IHTOI). For each additional technical component only IHC stain performed, an additional bill-only test ID will be reflexed and charged (IHTOA). | Supplies:Immunostain Technical Only Envelope (T693) Specimen Type:Tissue Container/Tube:Immunostain Technical Only Envelope Preferred:2 unstained positively charged glass slide (25- x 75- x 1-mm) per test ordered; sections 4-microns thick. Acceptable:Formalin-fixed, paraffin-embedded tissue block |  | Methylthioadenosine phosphorylase (MTAP) is a 9p21.3 related protein involved in purine metabolism that plays a role in salvage of adenosine and methionine and is expressed in mesothelial cells. Deletion of the 9p21.3 chromosome region and loss of MTAP (orBCRA1associated protein 1: BAP1) protein expression is a reliable marker for malignant mesothelioma diagnosis. |  | This test does not include pathologist interpretation, only technical performance of the stain. If interpretation is required, order PATHC / Pathology Consultation for a full diagnostic evaluation or second opinion of the case. The positive and negative controls are verified as showing appropriate immunoreactivity. If a control tissue is not included on the slide, a scanned image of the relevant quality control tissue is available upon request; call 855-516-8404. Interpretation of this test should be performed in the context of the patient's clinical history and other diagnostic tests by a qualified pathologist. | Age of a cut paraffin section can affect immunoreactivity. Stability thresholds vary widely among published literature and are antigen dependent. Best practice is for paraffin sections to be cut within 6 weeks. | 1. Berg K, Dacic S, Miller C, et al. Utility of methylthioadenosine phosphorylase compared With BAP1 immunohistochemistry, and CDKN2A and NF2 fluorescence in situ hybridization in separating reactive mesothelian proliferations from epithelioid malignant mesotheliomas. Arch Pathol Lab Med. 2018;1-5 2.Hida T, Hamasaki M, Matsumoto S, et al. Immunohistochemical detection of MTAP and BAP1 protein loss for mesothelioma diagnosis: Comparison with 9p21 FISH and BAP1 immunohistochemistry.Lung Cancer. 2017;104(12):98-105 3.Su C, Chang Y, Chan Y, et al. MTAP is an independent prognosis marker and the concordant loss of MTAP and p16 expression predicts short survival in non-small cell lung cancer patients. EJSO. 2014;40(6):1143-1150 4. Watanabe F, Takao M, Inoue K, et al: Immunohistochemical diagnosis of methylthiodenosine phosphorylase (MTAP) deficiency in non-small cell lung carcinoma. Lung Cancer. 2009;63(4):39-44 5. Magaki S, Hojat SA, Wei B, So A, Yong WH. An Introduction to the Performance of Immunohistochemistry. Methods Mol Biol. 2019;1897:289-298. doi:10.1007/978-1-4939-8935-5_25 | Immunohistochemistry on sections of paraffin-embedded tissue.(Unpublished Mayo method) | 1 to 3 days | Until staining is completed | This test has been cleared, approved, or is exempt by the US Food and Drug Administration and is used per manufacturer's instructions. Performance characteristics were verified by Mayo Clinic in a manner consistent with CLIA requirements. | 88342-TC, primary88341-TC, if additional IHC | MTAP IHC, Tech Only | Order only;no result | 605178 | MTAP IHC, Tech Only | Bill only; no result
MEX | Mexiletine, Serum | Assessing achievement of optimal therapeutic mexiletine concentrations Assessing potential mexiletine toxicity | Liquid Chromatography Tandem Mass Spectrometry (LC-MS/MS) | Yes | Mexiletine, S | Serum Red | Patient Preparation:Specimens should only be collected after patient has been receiving mexiletine for at least 3 days. Trough concentrations should be collected just before administration of the next dose. Supplies:Sarstedt Aliquot Tube, 5 mL (T914) Collection Container/Tube:Red top (serum gel/SST arenot acceptable) Submission Container/Tube:Plastic vial Specimen Volume:1.5 mL Collection Instructions: 1. Draw blood immediately before next scheduled dose. 2. Centrifuge and aliquot serum into a plastic vial within 2 hours of collection. | 0.5 mL | Mexiletine is a class I B antiarrhythmic with electrophysiologic properties similar to lidocaine and is useful in suppression of ventricular arrhythmias. The drug exhibits a high degree of oral bioavailability, is approximately 60% protein bound, and undergoes renal clearance. Mexiletine has a volume of distribution of approximately 6 L/kg and a half-life of approximately 11 hours. Myocardial infarction and uremia reduce the rate of clearance and increase the half-life of mexiletine, requiring dosage adjustment guided by drug monitoring. Mexiletine toxicity can occur at concentrations above 2.0 mcg/mL (trough value) and is characterized by symptoms of nausea, hypotension, sinus bradycardia, paresthesia, seizures, intermittent left bundle branch block, and temporary asystole. | Trough Value 0.5-2.0 mcg/mL: Therapeutic concentration >2.0 mcg/mL: Toxic concentration | Optimal response to mexiletine occurs when the serum concentration is within the range of 0.5 to 2.0 mcg/mL (trough value). | Specimens that are obtained from gel tubes or anticoagulate collections can cause assay interference. | 1. Milone MC, Shaw LM. Therapeutic drugs and their management. In: Rifai N, Chiu RWK, Young I, Burnham CAD, Wittwer CT, eds. Tietz Textbook of Laboratory Medicine. 7th ed. Elsevier; 2023:420-453 2. Josephson ME, Buxton AE, Marchlinski FE. The tachyarrhythmias: tachycardias. In: Wilson JD, Braunwald E, Isselbacher KJ, et al, eds. Harrison's Principles of Internal Medicine. 12th ed. McGraw-Hill Book Company; 1991:915 3. Valdes R Jr, Jortani SA, Gheorghiade M. Standards of laboratory practice: cardiac drug monitoring. National Academy of Clinical Biochemistry. Clin Chem. 1998;44(5):1096-1099 4. Joseph SP, Holt DW: Electrophysiological properties of mexiletine assessed with respect to plasma concentrations. Eur J Cardiol. 1980;11(2):115-121 | Protein is precipitated from serum and following centrifugation the supernatant is diluted and analyzed by liquid chromatography tandem mass spectrometry.(Unpublished Mayo method) | 2 to 5 days | 14 days | This test was developed and its performance characteristics determined by Mayo Clinic in a manner consistent with CLIA requirements. It has not been cleared or approved by the US Food and Drug Administration. | 80299 | Mexiletine, S | 40779-1 | 9245 | Mexiletine, S | 40779-1
MGMT | MGMT Promoter Methylation, Tumor | Prognostication of newly diagnosed patients with glioblastoma, IDH-wildtype Identifying newly diagnosed glioblastoma, IDH-wildtype patients that may respond to alkylating chemotherapy (ie, temozolomide) Guiding therapy decision making for newly diagnosed glioblastoma, IDH-wildtype in older patients (>60-65 years) | Methylation-Specific Polymerase Chain Reaction (PCR) Analysis | Yes | MGMT Promoter Methylation, Tumor | When this test is ordered, slide review will always be performed at an additional charge. | Preferred: Specimen Type:Tissue Container/Tube:Tissue block Collection Instructions:Submit a formalin-fixed, paraffin-embedded tissue block. At least 40% tumor is required for this assay. In general, a 6 mm x 3 mm area of tissue cut at 5-micron thickness is the minimum amount of tissue needed; this could be collected over multiple slides. Acceptable: Specimen Type:Tissue sections Slides:1 Stained and 5 unstained Collection Instructions:Submit 1 slide stained with hematoxylin and eosin and 5 unstained, nonbaked slides with 5-micron thick sections of the tumor. At least 40% tumor is required for this assay. In general, a 6 mm x 3 mm area of tissue cut at 5-micron thickness is the minimum amount of tissue needed; this could be collected over multiple slides. | 5 Unstained slides at 5-microns thickness | Glioblastoma is the most frequent malignant primary central nervous system (CNS) tumor in adults as originally defined based on morphology. Based on the 2021 World Health Organization (WHO) classification of CNS tumors, the original glioblastoma is now divided in "glioblastoma, IDH-wildtype, CNS WHO grade 4" (most cases) and "astrocytoma, IDH-mutant, CNS WHO grade 4." Current standard of care in both tumor types consists of surgical resection followed by radiotherapy in addition to alkylating chemotherapy with temozolomide. MGMT(O[6]-methylguanine-DNA methyltransferase) encodes a DNA repair enzyme. This enzyme rescues tumor cells from alkylating agent-induced damage and confers tumor resistance to chemotherapy with alkylating agents. Epigenetic silencing ofMGMTby promoter methylation of upstream and downstream CpG sites within differentially methylated regions results in decreasedMGMTexpression and presumably reduces MGMT-mediated DNA repair of alkylating agent-induced DNA damage in tumor cells. In newly diagnosed original glioblastoma patients,MGMTpromoter methylation has been shown to be a favorable prognostic biomarker and a strong predictor of responsiveness to alkylating chemotherapy. This is particularly relevant for older patients (>60-65 years), who may have decreased tolerance for combined chemoradiation. For this group of patients,MGMTpromoter methylation status guides therapy decision making, asMGMTpromoter methylation identifies patients who would benefit from monotherapy with the alkylating agent temozolomide instead of radiotherapy alone. In IDH-mutant diffuse gliomas,MGMTpromoter methylation is very frequent and occurs as part of the IDH mutation-induced glioma CpG island methylation phenotype; in infratentorial IDH-mutant astrocytomas, however,MGMTpromoter methylation is less common. The prognostic and predictive significance ofMGMTpromoter methylation status in the context of IDH-mutant tumors is unclear.MGMTpromoter methylation is also frequent in "diffuse hemispheric glioma, H3 G34-mutant" and limited data suggest that it is also a favorable prognostic marker in this tumor context. MGMTpromoter methylation status may be evaluated by multiple methods, and the testing platform with most prospective clinical trial validation is methylation-specific polymerase chain reaction evaluating downstream CpG sites. | An interpretive report will be provided. | The interpretation of molecular biomarker analysis includes an overview of the results and the associated diagnostic, prognostic, and therapeutic implications. | Test results should be interpreted in context of clinical findings, tumor sampling, and other laboratory data. If results obtained do not match other clinical or laboratory findings, contact the laboratory for possible interpretation. Misinterpretation of results may occur if the information provided is inaccurate or incomplete. Reliable results are dependent on adequate specimen collection and processing. This test has been validated on formalin-fixed, paraffin-embedded tissues; other types of fixatives are discouraged. Improper treatment of tissues, such as decalcification, may cause polymerase chain reaction failure. | 1. Hegi ME, Diserens AC, Gorlia T, et al. MGMT gene silencing and benefit from temozolomide in glioblastoma. N Engl J Med. 2005;352(10):997-1003 2. Weller M, Stupp R, Reifenberger G, et al. MGMT promoter methylation in malignant gliomas: ready for personalized medicine? Nat Rev Neurol. 2010;6(1):39-51 3. Wick W, Platten M, Meisner C, et al. Temozolomide chemotherapy alone versus radiotherapy alone for malignant astrocytoma in the elderly: The NOA-08 randomised, phase 3 trial. Lancet Oncol. 2012;13(7):707-715 4. Malmstrom A, Gronberg BH, Marosi C, et al. Temozolomide versus standard 6-week radiotherapy versus hypofractionated radiotherapy in patients older than 60 years with glioblastoma: the Nordic randomised, phase 3 trial. Lancet Oncol. 2012;13(9):916-926 5. Korshunov A, Capper D, Reuss D, et al. Histologically distinct neuroepithelial tumors with histone 3 G34 mutation are molecularly similar and comprise a single nosologic entity. Acta Neuropathol. 2016;131(1):137-146 6. Korshunov A, Casalini B, Chavez L, et al. Integrated molecular characterization of IDH-mutant glioblastomas. Neuropathol Appl Neurobiol. 2019;45(2):108-118 7. Mansouri A, Hachem LD, Mansouri S, et al. MGMT promoter methylation status testing to guide therapy for glioblastoma: refining the approach based on emerging evidence and current challenges. Neuro Oncol. 2019;21(2):167-178 8. Banan R, Stichel D, Bleck A, et al. Infratentorial IDH-mutant astrocytoma is a distinct subtype. Acta Neuropathol. 2020;140(4):569-581 9. Wen PY, Weller M, Lee EQ, et al. Glioblastoma in adults: a Society for Neuro-Oncology (SNO) and European Society of Neuro-Oncology (EANO) consensus review on current management and future directions. Neuro Oncol. 2020;22(8):1073-1113 10. WHO Classification of Tumours Editorial Board. Central Nervous System Tumours. 5th ed. IARC Press; 2021. WHO Classification of Tumours, Vol 6 11. Brat DJ, Aldape K, Bridge JA, et al. Molecular biomarker testing for the diagnosis of diffuse gliomas. Arch Pathol Lab Med. 2022;146(5):547-574 | A real-time methylation-specific polymerase chain reaction assay that evaluates 8 CpG sites (79-86) within the downstream differentially methylated region of theMGMTpromoter region.(Ida CM, Butz ML, Jenkins RB, et al. Real-time methylation-specific polymerase chain reaction for MGMT promoter methylation clinical testing in glioblastoma: An alternative detection method for a heterogeneous process. Am J Clin Pathol.2017;148[4]:296-307) | 7 to 10 days | FFPE tissue block: Unused portions of FPPE blocks will be returned; Unused, unstained slides: 5 years; Stained slides: Indefinitely | This test was developed and its performance characteristics determined by Mayo Clinic in a manner consistent with CLIA requirements. It has not been cleared or approved by the US Food and Drug Administration. | 8128788381 | MGMT Promoter Methylation, Tumor | 60252-4 | 36741 | Released by | 18771-6
CERAM | MI-Heart Ceramides, Plasma | Evaluating the risk of major adverse cardiovascular events within the next 1 to 5 years | Liquid Chromatography Tandem Mass Spectrometry (LC-MS/MS) | Yes | MI-Heart Ceramides, P | Plasma EDTA | Patient Preparation:Patients should not bereceiving Intralipid because it may cause false elevations in measured ceramides. Collection Container/Tube:Lavender top (EDTA) Submission Container/Tube:Plastic vial Specimen Volume:1 mL Collection Instructions:Centrifuge, aliquot at least 1 mL of plasma into a plastic vial and freeze within 8 hours. | 0.5 mL | MI-Heart Ceramides is a blood test that measures risk for adverse cardiovascular events and quantifies plasma ceramides. Plasma ceramides are predictors of adverse cardiovascular events resulting from unstable atherosclerotic plaque. Ceramides are complex lipids that play a central role in cell membrane integrity, cellular stress response, inflammatory signaling, and apoptosis. Synthesis of ceramides from saturated fats and sphingosine occurs in all tissues. Metabolic dysfunction and dyslipidemia results in accumulation of ceramides in tissues not suited for lipid storage. Elevated concentrations of circulating ceramides are associated with atherosclerotic plaque formation, ischemic heart disease, myocardial infarction, hypertension, stroke, type 2 diabetes mellitus, insulin resistance, and obesity. Three specific ceramides have been identified as highly linked to cardiovascular disease and insulin resistance: N-palmitoyl-sphingosine (Cer16:0), N-stearoyl-sphingosine (Cer18:0), and N-nervonoyl-sphingosine(Cer24:1). A fourth ceramide, N-lignoceroyl-sphingosine (Cer24:0), is highly abundant in all individuals and is useful as a normalization factor for intra-individual variability of ceramide concentrations. Individuals with elevated plasma ceramides are at higher risk of major adverse cardiovascular events even after adjusting for age, gender, smoking status, and serum biomarkers such as low-density lipoprotein and high-density lipoprotein cholesterol, C-reactive protein and lipoprotein-associated phospholipase A2. Ceramide concentrations are reduced by current cardiovascular therapies including diet, exercise, statins, and proprotein convertase subtilisin/kexin type inhibitors. | MI-Heart Ceramide Risk Score: 0-2 Lower risk 3-6 Moderate risk 7-9 Increased risk 10-12 Higher risk Ceramide (16:0): 0.19-0.36 mcmol/L Ceramide (18:0): 0.05-0.14 mcmol/L Ceramide (24:1): 0.65-1.65 mcmol/L Ceramide (16:0)/(24:0): <0.11 Ceramide (18:0)/(24:0): <0.05 Ceramide (24:1)/(24:0): <0.45 Reference values have not been established for patients who are less than 18 years of age. Note:Ceramide (24:0) alone has not been independently associated with disease and will not be reported. | Elevated plasma ceramides are associated with increased risk of myocardial infarction, acute coronary syndromes, and mortality within 1 to 5 years. Ceramide Score Relative Risk Risk Category 0-2 1.0 Lower 3-6 1.5 Moderate 7-9 2.2 Increased 10-12 3.5 Higher Score is based on trial data including >4000 subjects. | No significant cautionary statements. | 1 Laaksonen R, Ekroos K, Sysi-Aho M, et al. Plasma ceramides predict cardiovascular death in patients with stable coronary artery disease and acute coronary syndromes beyond LDL-cholesterol. Eur Heart J. 2016;37(25):1967-1976 2.Havulinna AS, Sysi-Aho M, Hilvo M, et al. Circulating ceramides predict cardiovascular outcomes in the population-based FINRISK 2002 cohort. Arterioscler Thromb Vasc Biol. 2016;36(12):2424-2430 3. Wang DD, Toledo E, Hruby A, et al. Plasma ceramides, Mediterranean diet, and incident cardiovascular disease in the PREDIMED trial (Prevenci on con Dieta Mediterranea). Circulation. 2017;135(21):2028-2040. doi:10.1161/CIRCULATIONAHA.116.024261 4. Meeusen JW, Donato LJ, Bryant SC, et al: Plasma Ceramides. Arterioscler Thromb Vasc Biol. 2018;38(8):1933-1939. doi:10.1161/ATVBAHA.118.311199 5. Peterson LR, Xanthakis V, Duncan MS, et al. Ceramide remodeling and risk of cardiovascular events and mortality. J Am Heart Assoc. 2018;7(10). doi:10.1161/JAHA.117.007931 6. Hilvo M, Meikle PJ, Pedersen ER, et al. Development and validation of a ceramide- and phospholipid-based cardiovascular risk estimation score for coronary artery disease patients. Eur Heart J. 2020;41(3):371-380. doi:10.1093/eurheartj/ehz387 7. Alshehry ZH, Mundra PA, Barlow CK, et al. Plasma lipidomic profiles improve on traditional risk factors for the prediction of cardiovascular events in type 2 diabetes mellitus. Circulation. 2016;134(21):1637-1650 8. Anroedh S, Hilvo M, Akkerhuis KM, et al. Plasma concentrations of molecular lipid species predict long-term clinical outcome in coronary artery disease patients. J Lipid Res. 2018;59(9):1729-1737. doi:10.1194/jlr.P081281 9. Lemaitre RN, Jensen PN, Hoofnagle A, et al. Plasma ceramides and sphingomyelins in relation to heart failure risk. Circ Heart Fail. 2019;12(7):e005708.doi:10.1161/CIRCHEARTFAILURE.118.005708 | Ceramides are separated and quantified by liquid chromatography tandem mass spectrometry (LC-MS/MS).(Unpublished Mayo method) | 2 to 7 days | 14 days | This test was developed and its performance characteristics determined by Mayo Clinic in a manner consistent with CLIA requirements. It has not been cleared or approved by the US Food and Drug Administration. | 0119U | MI-Heart Ceramides, P | 93883-7 | 42434 | MI-Heart Ceramide Risk Score | 93876-1
MLCPC | Microdissection, Laser Capture (Bill Only) |  | This test is for billing purposes only. This test is not an orderable test. | Yes | Microdissection, Laser Capture | Varies | This test is for billing purposes only. This is not an orderable test. |  |  | This test is for billing purposes only. This is not an orderable test. | [6 empty] | Not Applicable | 88380-Microdissection; laser capture
MNLCP | Microdissection, Laser Capture, Membranous Nephropathy (Bill Only) |  | This test is for billing purposes only. This is not an orderable test. | Yes | Microdissection, Laser Capture, MN | Varies | This test is for billing purposes only. This is not an orderable test. |  |  | This test is for billing purposes only. This is not an orderable test. | [6 empty] | Not Applicable | 88380
TMSI | Microsatellite Instability, Tumor | Evaluation of tumor tissue to identify patients at high risk for having Lynch syndrome, also known as hereditary nonpolyposis colorectal cancer Evaluation of tumor tissue for clinical decision-making purposes given the prognostic and therapeutic implications associated withmicrosatellite instabilityphenotypes | Polymerase Chain Reaction (PCR) | Yes | Tumor, Microsatellite Instability | When this test is ordered, slide review will always be performed at an additional charge. | This assay requires at least 40% tumor nuclei for endometrial specimens and at least 20% tumor nuclei for colorectal specimens. -Preferred amount of tumor area with sufficient percent tumor nuclei: tissue 72 mm(2) -Minimum amount of tumor area: 18 mm(2) -These amounts are cumulative over up to 10 unstained slides and must have adequate percent tumor nuclei. -Tissue fixation: formalin-fixed paraffin-embedded, non-decalcified Preferred: Specimen Type:Tissue block Collection Instructions:Submit a formalin-fixed, paraffin-embedded tissue block with acceptable amount of tumor tissue. Acceptable: Specimen Type:Tissue slide Slides:1 Hematoxylin and eosin stained and 5 unstained Collection Instructions:Submit 1 slide stained with hematoxylin and eosin and 5 unstained, nonbaked slides with 5-micron thick sections of the tumor tissue. Note:The total amount of required tumor nuclei can be obtained by scraping up to 5 slides from the same block. | See Specimen Required | Somatic (tumor-specific) microsatellite instability (MSI) is assessed by this test. MSI is characterized by numerous alterations in a type of repetitive DNA called microsatellites and occurs as the result of an impaired DNA mismatch repair process. Impaired DNA mismatch repair is a key factor in tumorigenesis and can occur sporadically or as the result of a hereditary cancer predisposition called Lynch syndrome. Evaluation for MSI may be valuable for clinical decision making. Current data suggest that advanced stage solid tumors with defective DNA mismatch repair (MSI-high: MSI-H) are more likely to respond to treatment with immunotherapies, such as anti-PD-1 therapies. Colon cancers that demonstrate defective DNA mismatch repair (MSI-H) have a significantly better prognosis compared to those with intact mismatch repair (microsatellite stable/MSI- low: MSS/MSI-L). Additionally, current data indicate that stage II and stage III patients with colon cancers characterized by the presence of defective mismatch repair (MSI-H) may not benefit from treatment with fluorouracil alone or in combination with leucovorin. These findings are most likely to impact the management of patients with stage II disease. MSI analysis, usually in combination with immunohistochemistry staining of the mismatch repair proteins, can also provide helpful diagnostic information in the context of evaluation for Lynch syndrome. SeeLynch Syndrome Testing Algorithm. | An interpretive report will be provided. | The report will include specimen information, assay information, and interpretation of test results. Microsatellite stable (MSS) is reported as MSS (0 or 1 of 7 markers demonstrating instability) ormicrosatellite instability-high(MSI-H) (2 or more of 7 markers demonstrating instability). | The finding of tumor microsatellite instability does not distinguish between somatic and germline alterations. Test results should be interpreted in the context of clinical findings, family history, and other laboratory data. Errors in the interpretation of results may occur if requested information is inaccurate or incomplete. | 1. Baudhuin LM, Burgart LJ, Leontovich O, Thibodeau SN. Use of microsatellite instability and immunohistochemistry testing for the identification of individuals at risk for Lynch syndrome. Fam Cancer. 2005;4(3):255-265 2. Terdiman JP, Gum JR Jr, Conrad PG, et al. Efficient detection of hereditary nonpolyposis colorectal cancer gene carriers by screening for tumor microsatellite instability before germline genetic testing. Gastroenterology. 2001;120(1):21-30 3. Popat S, Hubner R, Houlston RS. Systematic review of microsatellite instability and colorectal cancer prognosis. J Clin Oncol. 2005;23(3):609-618 4. Ribic CM, Sargent DJ, Moore MJ, et al. Tumor microsatellite-instability status as a predictor of benefit from fluorouracil-based adjuvant chemotherapy for colon cancer. N Engl J Med. 2003;349(3):247-257 5. Idos G, Valle L. Lynch syndrome. In: Adam MP, Mirzaa GM, Pagon RA, et al, eds. GeneReviews [Internet]. University of Washington, Seattle; 2004. Updated February 4, 2021. Accessed July 30, 2024. Available at www.ncbi.nlm.nih.gov/books/NBK1211/ 6. Kawakami H, Zaanan A, Sinicrope FA. Microsatellite instability testing and its role in the management of colorectal cancer. Curr Treat Options Oncol. 2015;16(7):30 7. Sargent DJ, Marsoni S, Monges G, et al. Defective mismatch repair as a predictive marker for lack of efficacy of fluorouracil-based adjuvant therapy in colon cancer. J Clin Oncol. 2010;28(20):3219-3226 8. Le DT, Durham JN, Smith KN, et al. Mismatch repair deficiency predicts response of solid tumors to PD-1 blockade. Science. 2017;357(6349):409-413 9. Overman MJ, Lonardi S, Wong KYM, et al. Durable clinical benefit with nivolumab plus ipilimumab in DNA mismatch repair-deficient/microsatellite instability-high metastatic colorectal cancer. J Clin Oncol. 2018;36(8):773-779 | The Idylla is a fully automated real-time polymerase chain reaction based molecular testing system that usesformalin-fixed, paraffin-embeddedslides. This assay detects a novel panel of 7 monomorphic biomarkers (ACVR2A, BTBD7, DIDO1, MRE11, RYR3, SEC31A, SULF2) to evaluate microsatellite instability status without need for normal (noncancerous) tissue from each patient.(Unpublished Mayo method) | 4 to 7 days | FFPE tissue: Unused portions of FFPE blocks will be returned. Unused, unstained slides: 5 years; Stained slides: Indefinitely. | This test was developed and its performance characteristics determined by Mayo Clinic in a manner consistent with CLIA requirements. It has not been cleared or approved by the US Food and Drug Administration. | 8130188381-Microdissection, manual | Tumor, Microsatellite Instability | 81711-4 | 609371 | Released By | 18771-6
LCMSP | Microsporidia species, Molecular Detection, PCR, Varies | DetectingEnterocytozoon bieneusiandEncephalitozoonspecies in fecal and urine specimens to support the clinical diagnosis of microsporidiosis | Real-Time Polymerase Chain Reaction (PCR)/DNA Probe Hybridization | Yes | Microsporidia PCR | The following algorithms are available: | Submit only 1 of the following specimens: Preferred: Specimen Type:Unpreserved feces Supplies: -Stool container, Small (Random), 4 oz (T288) -Stool Collection Kit, Random (T635) Container/Tube:Fecal container Specimen Volume:5 g Specimen Type:Preserved feces Supplies: -ECOFIX Stool Transport Vial (Kit) (T219) -Stool Collection Kit, Random (T635) Container/Tube:ECOFIX preservative Specimen Volume:5 g Specimen Type:Urine Container/Tube:Sterile container Specimen Volume:5 mL Collection Instructions:Mid-stream, clean-catch, suprapubic aspirates and catheterization collections are acceptable. Submit in a clean, sterile container free from preservatives. The first portion of the voided urine (first void) is also acceptable. | Feces: 1 g Urine: 0.5 mL | Microsporidiaare highly specialized fungi that cause a wide variety of clinical syndromes in humans. The most common microsporidia areEnterocytozoon bieneusiandEncephalitozoon intestinalis,which infect the gastrointestinal tract and cause a diarrheal illness, andEncephalitozoon cuniculiandEncephalitozoon hellem,whichcan infect the conjunctiva, respiratory tract, and genitourinary system. Human infections have been reported most frequently in patients with AIDS but can also occur in other patients who are immunocompromised, including solid organ allograft recipients and, sporadically, immunocompetent hosts. Less commonly, other microsporidia, such asVittaforma corneaeandBrachiolaspecies, can cause disseminated or organ-specific disease. This assay detects only the most common microsporidia,E bieneusiandEncephalitozoonspecies, and not microsporidiosis due to other species. For other diagnostic tests that may be of value in evaluating patients with diarrhea, seeParasitic Investigation of Stool Specimens AlgorithmandLaboratory Testing for Infectious Causes of Diarrhea. | Negative | A positive result indicates the presence ofEnterocytozoon bieneusiandEncephalitozoonspecies DNA and is consistent with an active or recent infection. Since microsporidia DNA may be present in feces or urine in the absence of clinical symptoms, results should be correlated with clinical presentation. A negative result indicates absence of detectable DNA fromE bieneusiandEncephalitozoonspecies in the specimen. Still, this does not always rule out ongoing microsporidiosis since the organism may be present at very low levels or may be sporadic. Other tests to consider in the evaluation of a patient presenting with acute or chronic watery diarrhea include cultures or specific assays for bacterial, viral, and parasitic pathogens. | This test only detects DNA fromEnterocytozoon bieneusiandEncephalitozoonspecies and does not detect the less common microsporidia. These 2 genera are the most common causes of intestinal and renal microsporidiosis. While this assay is designed to detect symptomatic infection withE bieneusiandEncephalitozoonspecies, it may detect asymptomatic carriage and should only be used for patients with a clinical history and symptoms consistent with microsporidiosis. | 1. Didier ES, Weiss LM: Microsporidiosis: Not just in AIDS patients. Curr Opin Infect Dis. 2011 Oct;24(5):490-495 2. Nagpal A, Pritt BS, Lorenz EC, et al: Disseminated microsporidiosis in a renal transplant recipient: case report and review of the literature. Transpl Infect Dis. 2013 Oct;15(5):526-532 3. Verweij JJ, Stensvold CR: Molecular testing for clinical diagnosis and epidemiological investigations of intestinal parasitic infections. Clin Microbiol Rev. 2014 Apr;27(2):371-418 4. Wolk DM, Schneider SK, Wengenack NL, Sloan LM, Rosenblatt JE: Real-time PCR method for detection ofEncephalitozoonintestinalis from stool specimens. J Clin Microbio. 2002 Nov;40(11):3922-3928 | Nucleic acid is extracted from feces and urine using the automated MagNA Pure bead-based system (Roche Molecular Systems). The extract is then transferred to individual self-contained capillary cuvettes for amplification. The LightCycler is a self-contained automated instrument that amplifies and monitors the development of target nucleic acid (amplicon) after each cycle of polymerase chain reaction (PCR). The DNA target for PCR assay is the 18S ribosomal RNA gene ofEnterocytozoon bieneusi, Encephalitozoon intestinalis, Encephalitozoon hellem,andEncephalitozoon cuniculi. This assay utilizes 2 primers and 2 probes, which are specific forE bieneusiand 3 primers and 2 probes specific forEncephalitozoonspecies.The specific base pair DNA target sequence is first amplified by PCR using the target-specific primers. Amplicon is then detected during melting curve analysis using fluorescence resonance energy transfer probes, which utilizes one hybridization probe with a donor fluorophore, fluorescein, at the 3' end and a second hybridization probe with an acceptor fluorophore, at the 5' end. Fluorescence is produced when the 2 probes anneal to the target sequence in close proximity to one another. The LC-Red 670 emits a measurable and quantifiable light signal at a specific wavelength whenE bieneusiis present, and the LC-Red 610 emits a measurable and quantifiable light signal in the presence ofEncephalitozoonspecies.(Bernard PS, Reiser A, Pritham GH: Mutation detection by fluorescent hybridization probe melting curves. In: Meuer S, Wittwer C, Nakagawara K, eds. Rapid Cycle Real-Time PCR: Methods and Applications. Springer; 2012:11-20) | 2 to 4 days |  | This test was developed and its performance characteristics determined by Mayo Clinic in a manner consistent with CLIA requirements. It has not been cleared or approved by the US Food and Drug Administration. | 87798 | Microsporidia PCR | 94332-4 | 36745 | Enterocytozoon bieneusi | 94334-0
MTBS | Microsporidia Stain, Varies | Diagnosis of extra-intestinal microsporidiosis involving the lung, skin, and other organs, particularly in immunocompromised hosts Diagnosis of ocular microsporidiosis | Trichrome-Blue Stain (Ryan Modification) | Yes | Microsporidia Stain | For more information seeParasitic Investigation of Stool Specimens Algorithm | Submit only 1 of the following specimens: Specimen Type:Duodenal aspirate (small intestinal aspirate, jejunal aspirate, small bowel aspirate) Container/Tube:Sterile container Specimen Volume:0.5 mL Additional Information:ECOFIX and 10% formalin are acceptable preservatives. Specimen Stability Information:Preserved Ambient (preferred) <10 days/Refrigerated <3 days Specimen Type:Respiratory secretions (bronchoalveolar lavage [BAL], sputum, bronchial wash, pleural fluid) Container/Tube:Sterile container Specimen Volume:0.5 mL Specimen Stability Information:Refrigerated <3 days (preferred)/Frozen <10 days Specimen Type:Eye (vitreous fluid, corneal scraping, ocular fluid) Container/Tube:Sterile container Specimen Volume:0.5 mL Specimen Stability:Refrigerated <3 days Specimen Type:Fresh tissue (lung, eye, bladder, rectal, intestinal, colon, skin, muscle, kidney) Container/Tube:Sterile container Specimen Volume:3-mm biopsy in 0.1-mL sterile saline Specimen Stability:Refrigerated <3 days Specimen Type:Gallbladder aspirate/Bile aspirate Container/Tube:Sterile container Specimen Volume:0.5 mL Specimen Stability:Refrigerated <3 days/Frozen <10 days | See Specimen Required | Microsporidiaare highly specialized fungi that cause a wide variety of clinical syndromes in humans. The most common microsporidia areEnterocytozoon bieneusiandEncephalitozoon intestinalis,which infect the gastrointestinal tract and cause a diarrheal illness, andEncephalitozoon cuniculiandEncephalitozoon hellem,which can infect the conjunctiva, respiratory tract, and genitourinary system. Human infections have been reported most frequently in patients with AIDS, but also can occur in other immunocompromised patients, including solid organ allograft recipients and, sporadically, immunocompetent hosts. Less commonly, other microsporidia such asVittaforma corneaeandBrachiolaspecies can cause disseminated or organ-specific disease. Diagnosis of microsporidiosis is traditionally performed by light microscopic examination of stool, urine, and other specimens using a strong trichrome (chromotrope 2R) stain for detection of the characteristic spores. Unfortunately, microscopic identification can be challenging due to the small size of the spores (1-4 micrometer) and their resemblance to yeast. Molecular detection using species-specific polymerase chain reactionoffers improved sensitivity and specificity and is available for the microsporidia that cause the majority of intestinal and renal infections (ie,Encephalitozoonspecies andEnterocytozoon bieneusi). The microsporidia stain is reserved for use with other (nonstool and nonurine) specimen sources due to the variety of other species that may be detected outside of the intestinal tract and kidney. The antihelmintic drug, albendazole has been found effective in some infections due toEnterocytozoon bieneusiandEncephalitozoon(Septata)intestinalis. | Negative If positive, reported as Microsporidia detected | A positive result suggests an active or recent infection. Results should be correlated with the patient's clinical presentation and immune status. A negative result indicates absence of detectable microsporidial spores in the specimen but does not always rule out ongoing microsporidiosis since the organism may be present at very low levels or shed sporadically. | These organisms are very difficult to identify among the multitude of organisms and artifactual debris present in feces. | 1. Weber R, Bryan RT, Schwartz DA, Owen RL. Human microsporidial infections. Clin Microbiol Rev. 1994;7:426-461 2. Goodgame RW. Understanding intestinal spore-forming protozoa: cryptosporidia, microsporidia, isospora, and cyclospora. Ann Intern Med. 1996;124:429-441 3. Wanke CA, DeGirolami P, Federman M.Enterocytozoonbieneusiinfection and diarrheal disease in patients who were not infected with human immunodeficiency virus: case report and review. Clin Infect Dis. 1996;23:816-818 4. Special Stains for Microsporidia: Modified Trichrome-Ryan Blue. American Society of Microbiology. Updated December 19, 2022. Accessed August 31, 2023. Available at www.clinmicronow.org/doi/10.1128/9781683670438.CMPH.ch9.4-4 5. Special Stains for Microsporidia: Modified Trichrome-Ryan Blue. Center for Disease Control and Prevention. Updated May 29, 2019. Accessed August 31, 2023. Available at www.cdc.gov/dpdx/microsporidiosis/index.html | Specimen concentrates are stained by the trichrome-blue method.(DeGirolami PC, Ezratty CR, Desai G, et al. Diagnosis of intestinal microsporidiosis by examination of stool and duodenal aspirate with Weber's modified trichrome and Uvitex 2B stains. J Clin Microbiol. 1995;33:805-810) | 2 to 4 days | 7 days | This test has been cleared, approved, or is exempt by the US Food and Drug Administration and is used per manufacturer's instructions. Performance characteristics were verified by Mayo Clinic in a manner consistent with CLIA requirements. | 87015-Concentration87207-Stain | Microsporidia Stain | 10857-1 | MTBS | Microsporidia Stain | 10857-1
FMIDZ | Midazolam (Versed), serum |  | Liquid Chromatography/Tandem Mass Spectrometry (LC/MS/MS) | Yes | Midazolam (Versed) | Varies | Submit only 1 of the following specimens: Plasma Draw blood in a green-top (sodium heparin) tube(s), plasma gel tube is not acceptable. Spin down and send 2 mL sodium heparin plasma refrigerated in a plastic vial. Serum Draw blood in a plain red-top tube(s), serum gel tube is not acceptable. Spin down and send 2 mL of serum refrigerated in a plastic vial. | 0.3 mL |  | ReferenceRange: 50 - 600 ng/mL |  |  |  |  | 5 to 9 days | 2 weeks |  | 80346G0480 (if appropriate) | Midazolam (Versed) | 59711-2 | Z1145 | Midazolam (Versed) | 59711-2
FMCG4 | Milk Cow IgG4 |  | Enzyme Immunoassay (FEIA) | No | Milk Cow IgG4 | Serum | Draw blood in a plain red-top tube(s), serum gel tube(s) is acceptable. Spin down and send 0.5 mL of serum refrigerated in a plastic vial. | 0.5 mL |  | Reference ranges have not been established for food-specific IgG4 tests. The clinical utility of food-specific IgG4 tests has not been clearly established. These tests can be used in special clinical situations to select foods for evaluation by diet elimination and challenge in patients who have food-related complaints, and to evaluate food allergic patients prior to food challenges. The presence of food-specific IgG4 has been studied in response to various oral food immunotherapy treatments but cutoffs have not been established. |  |  |  |  | 2 to 7 days |  | This test was developed and its performance characteristics determined by Viracor Eurofins. It has not been cleared or approved by the U.S. Food and Drug Administration. | 86001 | Milk Cow IgG4 | 56234-8 | FMCG4 | Milk Cow IgG4 | 56234-8
MILK | Milk, IgE, Serum | Establishing a diagnosis of an allergy to milk Defining the allergen responsible for eliciting signs and symptoms Identifying allergens: -Responsible for allergic response and/or anaphylactic episode -To confirm sensitization prior to beginning immunotherapy -To investigate the specificity of allergic reactions to insect venom allergens, drugs, or chemical allergens | Fluorescence Enzyme Immunoassay (FEIA) | Yes | Milk, IgE | Serum | Collection Container/Tube: Preferred:Serum gel Acceptable:Red top Submission Container/Tube:Plastic vial Specimen Volume:0.5 mL for every 5 allergens requested Collection Instructions:Centrifuge and aliquot serum into a plastic vial. | For 1 allergen: 0.3 mL For more than 1 allergen: (0.05 mL x number of allergens) + 0.25 mL deadspace | Clinical manifestations of immediate hypersensitivity (allergic) diseases are caused by the release of proinflammatory mediators (histamine, leukotrienes, and prostaglandins) from IgE-sensitized effector cells (mast cells and basophils) when cell-bound IgE antibodies interact with an allergen. In vitro serum testing for IgE antibodies provides an indication of the immune response to allergens that may be associated with allergic disease. The allergens chosen for testing often depend upon the age of the patient, history of allergen exposure, season of the year, and clinical manifestations. In individuals predisposed to develop allergic disease, the sequence of sensitization and clinical manifestations proceed as follows: eczema and respiratory disease (rhinitis and bronchospasm) in infants and children less than 5 years due to food sensitivity (milk, egg, soy, and wheat proteins) followed by respiratory disease (rhinitis and asthma) in older children and adults due to sensitivity to inhalant allergens (dust mite, mold, and pollen inhalants). | Class,IgE kU/L,Interpretation, 0,<0.10,Negative, 0/1,0.10-0.34,Borderline/equivocal, 1,0.35-0.69,Equivocal, 2,0.70-3.49,Positive, 3,3.50-17.4,Positive, 4,17.5-49.9,Strongly positive, 5,50.0-99.9,Strongly positive, 6,> or =100,Strongly positive, | Detection of IgE antibodies in serum (class 1 or greater) indicates an increased likelihood of allergic disease as opposed to other etiologies and defines the allergens that may be responsible for eliciting signs and symptoms. The level of IgE antibodies in serum varies directly with the concentration of IgE antibodies expressed as a class score or kU/L. | Testing for IgE antibodies is not useful in patients previously treated with immunotherapy to determine if residual clinical sensitivity exists or in patients in whom the medical management does not depend upon identification of allergen specificity. Some individuals with clinically insignificant sensitivity to allergens may have measurable levels of IgE antibodies in serum, and test results must be interpreted in the clinical context. False-positive results for IgE antibodies may occur in patients with markedly elevated serum IgE (>2500 kU/L) due to nonspecific binding to allergen solid phases. | Homburger HA, Hamilton RG: Allergic diseases. In: McPherson RA, Pincus MR, eds. Henry's Clinical Diagnosis and Management by Laboratory Methods. 23rd ed. Elsevier; 2017:1057-1070 | Specific IgE from the patient's serum reacts with the allergen of interest, which is covalently coupled to an ImmunoCAP. After washing away nonspecific IgE, enzyme-labeled anti-IgE antibody is added to form a complex. After incubation, unbound anti-IgE is washed away, and the bound complex incubated with a developing agent. After stopping the reaction, the fluorescence of the eluate is measured. Fluorescence is proportional to the amount of specific IgE present in the patient's sample (ie, the higher the fluorescence value, the more IgE antibody is present).(Package insert: ImmunoCAP System Specific IgE FEIA. Phadia; Rev 06/2020) | Same day/1 to 3 days | 14 days | This test has been cleared, approved, or is exempt by the US Food and Drug Administration and is used per manufacturer's instructions. Performance characteristics were verified by Mayo Clinic in a manner consistent with CLIA requirements. | 86003 | Milk, IgE | 6174-7 | MILK | Milk, IgE | 6174-7
PMLK | Milk, Processed, IgE, Serum | Establishing a diagnosis of an allergy to processed milk Defining the allergen responsible for eliciting signs and symptoms Identifying allergens: -Responsible for allergic response and/or anaphylactic episode -To confirm sensitization prior to beginning immunotherapy -To investigate the specificity of allergic reactions to insect venom allergens, drugs, or chemical allergens | Fluorescence Enzyme Immunoassay (FEIA) | Yes | Milk, Processed, IgE | Serum | Collection Container/Tube: Preferred:Serum gel Acceptable:Red top Submission Container/Tube:Plastic vial Specimen Volume:0.5 mL for every 5 allergens requested Collection Instructions:Centrifuge and aliquot serum into a plastic vial. | For 1 allergen: 0.3 mL For more than 1 allergen: (0.05 mL x number of allergens) + 0.25 mL deadspace | Clinical manifestations of immediate hypersensitivity (allergic) diseases are caused by the release of proinflammatory mediators (histamine, leukotrienes, and prostaglandins) from IgE-sensitized effector cells (mast cells and basophils) when cell-bound IgE antibodies interact with an allergen. In vitro serum testing for IgE antibodies provides an indication of the immune response to allergens that may be associated with allergic disease. The allergens chosen for testing often depend upon the age of the patient, history of allergen exposure, season of the year, and clinical manifestations. In individuals predisposed to develop allergic disease, the sequence of sensitization and clinical manifestations proceed as follows: eczema and respiratory disease (rhinitis and bronchospasm) in infants and children less than 5 years due to food sensitivity (milk, egg, soy, and wheat proteins) followed by respiratory disease (rhinitis and asthma) in older children and adults due to sensitivity to inhalant allergens (dust mite, mold, and pollen inhalants). | Class,IgE kU/L,Interpretation, 0,<0.10,Negative, 0/1,0.10-0.34,Borderline/equivocal, 1,0.35-0.69,Equivocal, 2,0.70-3.49,Positive, 3,3.50-17.4,Positive, 4,17.5-49.9,Strongly positive, 5,50.0-99.9,Strongly positive, 6,> or =100,Strongly positive, | Detection of IgE antibodies in serum (class 1 or greater) indicates an increased likelihood of allergic disease as opposed to other etiologies and defines the allergens that may be responsible for eliciting signs and symptoms. The level of IgE antibodies in serum varies directly with the concentration of IgE antibodies expressed as a class score or kU/L. | Testing for IgE antibodies is not useful in patients previously treated with immunotherapy to determine if residual clinical sensitivity exists or in patients in whom the medical management does not depend upon identification of allergen specificity. Some individuals with clinically insignificant sensitivity to allergens may have measurable levels of IgE antibodies in serum, and test results must be interpreted in the clinical context. False-positive results for IgE antibodies may occur in patients with markedly elevated serum IgE (>2500 kU/L) due to nonspecific binding to allergen solid phases. | Homburger HA, Hamilton RG: Allergic diseases. In: McPherson RA, Pincus MR, eds. Henry's Clinical Diagnosis and Management by Laboratory Methods. 23rd ed. Elsevier; 2017:1057-1070 | Specific IgE from the patient's serum reacts with the allergen of interest, which is covalently coupled to an ImmunoCAP. After washing away nonspecific IgE, enzyme-labeled anti-IgE antibody is added to form a complex. After incubation, unbound anti-IgE is washed away, and the bound complex incubated with a developing agent. After stopping the reaction, the fluorescence of the eluate is measured. Fluorescence is proportional to the amount of specific IgE present in the patient's sample (ie, the higher the fluorescence value, the more IgE antibody is present).(Package insert: ImmunoCAP System Specific IgE FEIA. Phadia; Rev 06/2020) | 1 to 3 days | 14 days | This test has been cleared, approved, or is exempt by the US Food and Drug Administration and is used per manufacturer's instructions. Performance characteristics were verified by Mayo Clinic in a manner consistent with CLIA requirements. | 86003 | Milk, Processed, IgE | 6174-7 | PMLK | Milk, Processed, IgE | 6174-7
FMINT | Mint (Mentha Piperita) IgE |  | ImmunoCAP FEIA | Yes | Mint IgE | Serum | Draw blood in a plain red-top tube(s), serum gel tube(s) is acceptable. Spin down and send 0.5 mL of serum refrigerated in a plastic vial. | 0.5 mL |  | <0.35 kU/L | ClassIgE (kU/L)Comment 0<0.10Negative 0/10.10 - 0.34Equivocal 10.35 - 0.69Low Positive 20.70 - 3.49Moderate Positive 33.50 - 17.49High Positive 417.50 - 49.99Very High Positive 550.00 - 99.99Very High Positive 6>99.99Very High Positive |  |  |  | 1 to 6 days |  | This test was developed and its performance characteristics determined by Viracor Eurofins. It has not been cleared or approved by the U.S. Food and Drug Administration. | 86003 | Mint IgE | 11190-6 | Z3801 | CLASS | 102445-4
FMIRT | Mirtazapine (Remeron) |  | High Performance Liquid Chromatography with Fluorescence Detection (HPLC-FL) | Yes | Mirtazapine (Remeron), Serum | Varies | Submit only 1 of the following specimens: Plasma Draw blood in a green-top (sodium heparin) tube(s),plasma gel tube is not acceptable.Spin down and send 2 mL sodium heparin plasma refrigerated in a plastic vial. Serum Draw blood in a plain red-top tube(s),serum gel tube is not acceptable.Spin down and send 2 mL of serum refrigerated in a plastic vial. | 0.3 mL |  | Reference range:4.0 – 40.0 ng/mL Expected steady state trough mirtazapine concentrations in patients receiving recommended daily dosages:4.0 – 40.0 ng/mL Toxic range not established. |  |  |  |  | 3 to 7 days |  |  | 80335 | Mirtazapine (Remeron), Serum | 17283-3 | Z3323 | Mirtazapine | 17283-3
ZW153 | Misc Center for Human Genetics |  |  | No | Misc Center for Human Genetics, Inc. | Varies | Varies This is a Miscellaneous Referral Test. For specific requirements, please refer to the referred tests list under the catalog tab on the MCL Website (external) or the Referral Catalog (CRM) (internal). If unable to find the correct test, request forms, or specimen requirements, contact Customer Service at 1-800-533-1710 or 6-5700. NOTE: Provide when ordering 1. Test name 2. Performing lab code 3. Specimen Type 4. Required consent and/or requisitions form including patient specific information, i.e. consent forms, clinical information, family history. Please contact Customer Service at 1-800-533-1710 or 6-5700 for required forms. | Varies | [6 empty] | Varies |  |  | Varies | Misc Center for Human Genetics, Inc. | 51991-8 | ZU153 | Unit of Measure | No LOINC Needed
ZW204 | Misc Cincinnati Childrens Hospital Medical Center |  | Varies | No | Misc Cincinnati Child Hosp Med Ctr | Varies | Varies This is a Miscellaneous Referral Test. For specific requirements, please refer to the referred tests list under the catalog tab on the MCL Website (external) or the Referral Catalog (CRM) (internal). If unable to find the correct test, request forms, or specimen requirements, contact Customer Service at 1-800-533-1710 or 6-5700. NOTE: Provide when ordering 1. Test name 2. Performing lab code 3. Specimen Type 4. Required consent and/or requisitions form including patient specific information, i.e. consent forms, clinical information, family history. Please contact Customer Service at 1-800-533-1710 or 6-5700 for required forms. |  |  | Test Performed By:CincinnatiChildrensHospitalMedical Ctr Molecular Genetics Lab 3333 Burnet Ave Cincinnati, OH45229 |  |  |  |  | Varies |  |  | Varies | Misc Cincinnati Child Hosp Med Ctr | 51991-8 | ZU204 | Unit of Measure | No LOINC Needed
ZW59 | Misc Esoterix Endocrinology |  |  | No | Misc Esoterix Endocrinology | Varies | Varies This is a Miscellaneous Referral Test. For specific requirements, please refer to the referred tests list under the catalog tab on the MCL Website (external) or the Referral Catalog (CRM) (internal). If unable to find the correct test, request forms, or specimen requirements, contact Customer Service at 1-800-533-1710 or 6-5700. NOTE: Provide when ordering 1. Test name 2. Performing lab code 3. Specimen Type 4. Required consent and/or requisitions form including patient specific information, i.e. consent forms, clinical information, family history. Please contact Customer Service at 1-800-533-1710 or 6-5700 for required forms. | Varies | [6 empty] | Varies |  |  | Varies | Misc Esoterix Endocrinology | 51991-8 | ZU59 | Unit of Measure | No LOINC Needed
ZW73 | Misc Johns Hopkins-DACI Ref Lab |  |  | No | Misc Johns Hopkins-DACI Ref Lab | Varies | Varies This is a Miscellaneous Referral Test. For specific requirements, please refer to the referred tests list under the catalog tab on the MCL Website (external) or the Referral Catalog (CRM) (internal). If unable to find the correct test, request forms, or specimen requirements, contact Customer Service at 1-800-533-1710 or 6-5700. NOTE: Provide when ordering 1. Test name 2. Performing lab code 3. Specimen Type 4. Required consent and/or requisitions form including patient specific information, i.e. consent forms, clinical information, family history. Please contact Customer Service at 1-800-533-1710 or 6-5700 for required forms. | Varies | [6 empty] | Varies |  |  |  | Misc Johns Hopkins-DACI Ref Lab | 51991-8 | ZU73 | Unit of Measure | No LOINC Needed
ZW179 | Misc Medical Neurogenetics, LLC |  | VARIES | No | Misc Medical Neurogenetics, LLC | Varies | Varies This is a Miscellaneous Referral Test. For specific requirements, please refer to the referred tests list under the catalog tab on the MCL Website (external) or the Referral Catalog (CRM) (internal). If unable to find the correct test, request forms, or specimen requirements, contact Customer Service at 1-800-533-1710 or 6-5700. NOTE: Provide when ordering 1. Test name 2. Performing lab code 3. Specimen Type 4. Required consent and/or requisitions form including patient specific information, i.e. consent forms, clinical information, family history. Please contact Customer Service at 1-800-533-1710 or 6-5700 for required forms. | Varies |  | Test Performed By:Medical Neurogenetics Lab 5424 Glenridge Drive NE Atlanta,GA30342 |  |  |  |  | Varies |  |  | Varies | Misc Medical Neurogenetics, LLC | 51991-8 | ZU179 | Unit of Measure | No LOINC Needed
ZW149 | Misc Monogram Biosciences, Inc. |  |  | No | Misc Monogram Biosciences, Inc. | Varies | Varies This is a Miscellaneous Referral Test. For specific requirements, please refer to the referred tests list under the catalog tab on the MCL Website (external) or the Referral Catalog (CRM) (internal).If unable to find the correct test, request forms, or specimen requirements, contact Customer Service at 1-800-533-1710 or 6-5700. NOTE: Provide when ordering 1. Test name 2. Performing lab code 3. Specimen Type 4. Required consent and/or requisitions form including patient specific information, i.e. consent forms, clinical information, family history. Please contact Customer Service at 1-800-533-1710 or 6-5700 for required forms. | Varies |  | TEST PERFORMED BY:MONOGRAM BIOSCIENCES, INC. 345 OYSTER POINT BOULEVARD SOUTH SAN FRANCISCO,CA94080 |  |  |  |  | Varies |  |  | Varies | Misc Monogram Biosciences, Inc. | 51991-8 | ZU149 | Unit of Measure | No LOINC Needed
ZW117 | Misc National Genetics Inst Testing |  |  | No | Misc National Genetics Inst Testing | Varies | Varies This is a Miscellaneous Referral Test. For specific requirements, please refer to the referred tests list under the catalog tab on the MCL Website (external) or the Referral Catalog (CRM) (internal). If unable to find the correct test, request forms, or specimen requirements, contact Customer Service at 1-800-533-1710 or 6-5700. NOTE: Provide when ordering 1. Test name 2. Performing lab code 3. Specimen Type 4. Required consent and/or requisitions form including patient specific information, i.e. consent forms, clinical information, family history. Please contact Customer Service at 1-800-533-1710 or 6-5700 for required forms. | Varies | [6 empty] | Varies |  |  | Varies | Misc National Genetics Inst Testing | 51991-8 | ZU117 | Unit of Measure | No LOINC Needed
ZW196 | Misc National Jewish Health Mycobacteriology Test |  | Varies | No | Misc National Jewish Health Myco | Varies | Varies This is a Miscellaneous Referral Test. For specific requirements, please refer to the referred tests list under the catalog tab on the MCL Website (external) or the Referral Catalog (CRM) (internal).If unable to find the correct test, request forms, or specimen requirements, contact Customer Service at 1-800-533-1710 or 6-5700. NOTE: Provide when ordering 1. Test name 2. Performing lab code 3. Specimen Type 4. Required consent and/or requisitions form including patient specific information, i.e. consent forms, clinical information, family history. Please contact Customer Service at 1-800-533-1710 or 6-5700 for required forms. |  |  | Test Performed by: National Jewish Health Mycobacteriology Lab Advanced Diagnostic Laboratories 1400 Jackson Street Denver,CO80206-2761 |  |  |  |  | Varies |  |  | Varies | Misc National Jewish Health Myco | 51991-8 | ZU196 | Unit of Measure | No LOINC Needed
ZW146 | Misc Prometheus Laboratories Test |  | Varies | No | Misc Prometheus Laboratories Test | Varies | Varies This is a Miscellaneous Referral Test. For specific requirements, please refer to the referred tests list under the catalog tab on the MCL Website (external) or the Referral Catalog (CRM) (internal). If unable to find the correct test, request forms, or specimen requirements, contact Customer Service at 1-800-533-1710 or 6-5700. NOTE: Provide when ordering 1. Test name 2. Performing lab code 3. Specimen Type 4. Required consent and/or requisitions form including patient specific information, i.e. consent forms, clinical information, family history. Please contact Customer Service at 1-800-533-1710 or 6-5700 for required forms. | Varies | [6 empty] | Varies |  |  | Varies | Misc Prometheus Laboratories Test | 51991-8 | ZU146 | Unit of Measure | No LOINC Needed
ZW119 | Misc University of Florida Testing |  |  | No | Misc University of Florida Testing | Varies | Varies This is a Miscellaneous Referral Test. For specific requirements, please refer to the referred tests list under the catalog tab on the MCL Website (external) or the Referral Catalog (CRM) (internal). If unable to find the correct test, request forms, or specimen requirements, contact Customer Service at 1-800-533-1710 or 6-5700. NOTE: Provide when ordering 1. Test name 2. Performing lab code 3. Specimen Type 4. Required consent and/or requisitions form including patient specific information, i.e. consent forms, clinical information, family history. Please contact Customer Service at 1-800-533-1710 or 6-5700 for required forms. | Varies | [6 empty] | Varies |  |  | Varies | Misc University of Florida Testing | 51991-8 | ZU119 | Unit of Measure | No LOINC Needed
ZW305 | Misc Washington University Neuromuscular Clinical Lab |  |  | Yes | Misc. Washington Univ Neuromuscular | Varies | Varies This is a Miscellaneous Referral Test. For specific requirements, please refer to the referred tests list under the catalog tab on the MCL Website (external) or the Referral Catalog (CRM) (internal). If unable to find the correct test, request forms, or specimen requirements, contact Customer Service at 1-800-533-1710 or 6-5700. NOTE: Provide when ordering 1. Test name 2. Performing lab code 3. Specimen Type 4. Required consent and/or requisitions form including patient specific information, i.e. consent forms, clinical information, family history. Please contact Customer Service at 1-800-533-1710 or 6-5700 for required forms. | Varies | [6 empty] | Varies |  |  | Varies | Misc. Washington Univ Neuromuscular | 51991-8 | ZR305 | Result | 19146-0
ZW206 | Misc. Seattle Children's Hospital Laboratories |  | Varies | No | Misc. Seattle Children's Hospital | Varies | Varies This is a Miscellaneous Referral Test. For specific requirements, please refer to the referred tests list under the catalog tab on the MCL Website (external) or the Referral Catalog (CRM) (internal). If unable to find the correct test, request forms, or specimen requirements, contact Customer Service at 1-800-533-1710 or 6-5700. NOTE: Provide when ordering 1. Test name 2. Performing lab code 3. Specimen Type 4. Required consent and/or requisitions form including patient specific information, i.e. consent forms, clinical information, family history. Please contact Customer Service at 1-800-533-1710 or 6-5700 for required forms. | [7 empty] | Varies |  |  | Varies | Misc. Seattle Children's Hospital | 51991-8 | ZU206 | Unit of Measure | No LOINC Needed
ZW185 | Miscellaneous Ambry Genetics |  |  | No | Misc Ambry Genetics | Varies | Varies This is a Miscellaneous Referral Test. For specific requirements, please refer to the referred tests list under the catalog tab on the MCL Website (external) or the Referral Catalog (CRM) (internal). If unable to find the correct test, request forms, or specimen requirements, contact Customer Service at 1-800-533-1710 or 6-5700. NOTE: Provide when ordering 1. Test name 2. Performing lab code 3. Specimen Type 4. Required consent and/or requisitions form including patient specific information, i.e. consent forms, clinical information, family history. Please contact Customer Service at 1-800-533-1710 or 6-5700 for required forms. |  |  | Test Performed by: Ambry Genetics 100ColumbiaNo. 200 Aliso Viejo, CA 92656 |  |  |  |  | Varies |  |  |  | Misc Ambry Genetics | 51991-8 | ZU185 | Unit of Measure | No LOINC Needed
ZW336 | Miscellaneous Amprion Inc. |  |  | No | Misc. Amprion Inc | Varies | Varies This is a Miscellaneous Referral Test. For specific requirements, please refer to the referred tests list under the catalog tab on the MCL Website (external) or the Referral Catalog (CRM) (internal). If unable to find the correct test, request forms or specimen requirements, contact Customer Service at 9-1-800-533-1700. NOTE: Provide when ordering: 1.Test Name 2.Referral Lab Code 3.Specimen Type 4. Required consent and/or requisitions form including patient specific information, i.e. consent forms, clinical information, family history. Please contact Customer Service at 9-1-800-533-1710 for required forms. | Varies | [6 empty] | Varies |  |  | Varies | Misc. Amprion Inc | 51991-8 | ZR336 | Result | 19146-0
ZW242 | Miscellaneous ARUP Testing |  |  | No | Misc ARUP Testing | Varies | Varies This is a Miscellaneous Referral Test. For specific requirements, please refer to the referred tests list under the catalog tab on the MCL Website (external) or the Referral Catalog (CRM) (internal). If unable to find the correct test, request forms, or specimen requirements, contact Customer Service at 1-800-533-1710 or 6-5700. NOTE: Provide when ordering 1. Test name 2. Performing lab code 3. Specimen Type | Varies |  | Test Performed by:ARUP Laboratories 500 Chipeta Way Salt Lake City, UT 84108 |  |  |  |  | Varies |  |  | Varies | Misc ARUP Testing | 51991-8 | ZR242 | Result | 19146-0
ZW127 | Miscellaneous Athena Testing |  | Varies | No | Misc Athena Testing | Varies | Varies This is a Miscellaneous Referral Test. For specific requirements, please refer to the referred tests list under the catalog tab on the MCL Website (external) or the Referral Catalog (CRM) (internal). If unable to find the correct test, request forms, or specimen requirements, contact Customer Service at 1-800-533-1710 or 6-5700. NOTE: Provide when ordering 1. Test name 2. Performing lab code 3. Specimen Type | Varies |  | Test Performed by: Athena Diagnostics 200 Forest Street, 2ndfloor Marlborough, MA 01752 |  |  |  |  | Varies |  |  | Varies | Misc Athena Testing | 51991-8 | ZU127 | Unit of Measure | No LOINC Needed
ZW53 | Miscellaneous Baylor Institute of Metabolic Disease |  |  | No | Misc Baylor Institute | Varies | Varies This is a Miscellaneous Referral Test. For specific requirements, please refer to the referred tests list under the catalog tab on the MCL Website (external) or the Referral Catalog (CRM) (internal). If unable to find the correct test, request forms, or specimen requirements, contact Customer Service at 1-800-533-1710 or 6-5700. NOTE: Provide when ordering 1. Test name 2. Performing lab code 3. Specimen Type | Varies | [6 empty] | Varies |  |  | Varies | Misc Baylor Institute | 51991-8 | ZU53 | Unit of Measure | No LOINC Needed
ZW221 | Miscellaneous Baylor Medical Genetics Laboratories |  | Varies | No | Misc Baylor Medical Genetics Lab | Varies | Varies This is a Miscellaneous Referral Test. For specific requirements, please refer to the referred tests list under the catalog tab on the MCL Website (external) or the Referral Catalog (CRM) (internal). If unable to find the correct test, request forms, or specimen requirements, contact Customer Service at 1-800-533-1710 or 6-5700. NOTE: Provide when ordering 1. Test name 2. Performing lab code 3. Specimen Type 4. Required consent and/or requisitions form including patient specific information, i.e. consent forms, clinical information, family history. Please contact Customer Service at 1-800-533-1710 or 6-5700 for required forms. |  |  | Test Performed by: Baylor Medical Genetics Laboratories 2450 Holcombe Blvd. Houston, TX77021 |  |  |  |  | Varies |  |  | Varies | Misc Baylor Medical Genetics Lab | 51991-8 | ZU221 | Unit of Measure | No LOINC Needed
ZW155 | Miscellaneous BioAgilytix Diagnostics |  |  | No | Misc BioAgilytix Diagnostics | Varies | Varies This is a Miscellaneous Referral Test. For specific requirements, please refer to the referred tests list under the catalog tab on the MCL Website (external) or the Referral Catalog (CRM) (internal). If unable to find the correct test, request forms, or specimen requirements, contact Customer Service at 1-800-533-1710 or 6-5700. NOTE: Provide when ordering 1. Test name 2. Performing lab code 3. Specimen Type 4. Required consent and/or requisitions form including patient specific information, i.e. consent forms, clinical information, family history. Please contact Customer Service at 1-800-533-1710 or 6-5700 for required forms. | [7 empty] | Varies |  |  | Varies | Misc BioAgilytix Diagnostics | 51991-8 | ZU155 | Unit of Measure | No LOINC Needed
ZW347 | Miscellaneous Blueprint Genetics Inc. |  |  | No | Misc. Blueprint Genetics | Varies | Varies This is a Miscellaneous Referral Test. For specific requirements, please refer to the referred tests list under the catalog tab on the MCL Website (external) or the Referral Catalog (CRM) (internal). If unable to find the correct test, request forms, or specimen requirements, contact Customer Service at 1-800-533-1710 or 6-5700. NOTE: Provide when ordering 1. Test Name 2. Performing Lab code 3. Specimen Type 4. Required consent and/or requisition forms, including patient specific information, i.e. consent forms, clinical information, family history. Please contact Customer Service at 1-800-533-1710 or 6-5700 for required forms. | Varies | [9 empty] | Varies | Misc. Blueprint Genetics | Not Provided | ZR347 | Result | 19146-0
ZW172 | Miscellaneous Center for Genetic Testing at St. Francis |  | Varies | No | Misc Center for Genetic Testing | Varies | Varies This is a Miscellaneous Referral Test. For specific requirements, please refer to the referred tests list under the catalog tab on the MCL Website (external) or the Referral Catalog (CRM) (internal). If unable to find the correct test, request forms, or specimen requirements, contact Customer Service at 1-800-533-1710 or 6-5700. NOTE: Provide when ordering 1. Test name 2. Performing lab code 3. Specimen Type 4. Required consent and/or requisitions form including patient specific information, i.e. consent forms, clinical information, family history. Please contact Customer Service at 1-800-533-1710 or 6-5700 for required forms. | Varies |  | Test Performed by: Center for Genetic Testing St.Francis Hosp-Genetics Lab 6161 S. Yale Ave. Tulsa, OK 74136 |  |  |  |  | Varies | Extracted DNA: 1 year |  | Varies | Misc Center for Genetic Testing | 51991-8 | ZU172 | Unit of Measure | No LOINC Needed
ZW10 | Miscellaneous Chemistry Testing, Varies |  |  | No | Misc Chemistry Test | Varies | see MLI notes | see MLI notes |  | Varies |  |  |  |  | Varies |  | This test was developed and its performance characteristics determined by Mayo Clinic in a manner consistent with CLIA requirements. It has not been cleared or approved by the US Food and Drug Administration. |  | Misc Chemistry Test | 51991-8 | ZR10 | Result | 19146-0
ZW140 | Miscellaneous Child Med Ctr Dallas |  | Varies | No | Misc Child Med Ctr Dallas | Varies | Varies This is a Miscellaneous Referral Test. For specific requirements, please refer to the referred tests list under the catalog tab on the MCL Website (external) or the Referral Catalog (CRM) (internal).If unable to find the correct test, request forms, or specimen requirements, contact Customer Service at 1-800-533-1710 or 6-5700. NOTE: Provide when ordering 1. Test name 2. Performing lab code 3. Specimen Type 4. Required consent and/or requisitions form including patient specific information, i.e. consent forms, clinical information, family history. Please contact Customer Service at 1-800-533-1710 or 6-5700 for required forms. | Varies | [6 empty] | Varies |  |  | Varies | Misc Child Med Ctr Dallas | 51991-8 | ZU140 | Unit of Measure | No LOINC Needed
ZW163 | Miscellaneous Children's Hospital of Philadelphia (CHOP) |  | Varies | No | Misc CHOP | Varies | Varies This is a Miscellaneous Referral Test. For specific requirements, please refer to the referred tests list under the catalog tab on the MCL Website (external) or the Referral Catalog (CRM) (internal). If unable to find the correct test, request forms, or specimen requirements, contact Customer Service at 1-800-533-1710 or 6-5700. NOTE: Provide when ordering 1. Test name 2. Performing lab code 3. Specimen Type 4. Required consent and/or requisitions form including patient specific information, i.e. consent forms, clinical information, family history. Please contact Customer Service at 1-800-533-1710 or 6-5700 for required forms. | Varies | [6 empty] | Varies |  |  | Varies | Misc CHOP | 51991-8 | ZU163 | Unit of Measure | No LOINC Needed
ZW299 | Miscellaneous Childrens Hospital Los Angeles |  |  | No | Misc. Childrens Hospital LA | Varies | Varies This is a Miscellaneous Referral Test. For specific requirements, please refer to the referred tests list under the catalog tab on the MCL Website (external) or the Referral Catalog (CRM) (internal). If unable to find the correct test, request forms, or specimen requirements, contact Customer Service at 1-800-533-1710 or 6-5700. NOTE: Provide when ordering 1. Test name 2. Performing lab code 3. Specimen Type 4. Required consent and/or requisitions form including patient specific information, i.e. consent forms, clinical information, family history. Please contact Customer Service at 1-800-533-1710 or 6-5700 for required forms. | Varies | [6 empty] | Varies |  |  | Varies | Misc. Childrens Hospital LA | 51991-8 | ZR299 | Result | 19146-0
ZW246 | Miscellaneous Childrens Hospital of Colorado Testing |  | Varies | No | Misc Childrens Hospital of Colorado | Varies | Varies This is a Miscellaneous Referral Test. For specific requirements, please refer to the referred tests list under the catalog tab on the MCL Website (external) or the Referral Catalog (CRM) (internal). If unable to find the correct test, request forms, or specimen requirements, contact Customer Service at 1-800-533-1710 or 6-5700. NOTE: Provide when ordering 1. Test name 2. Performing lab code 3. Specimen Type 4. Required consent and/or requisitions form including patient specific information, i.e. consent forms, clinical information, family history. Please contact Customer Service at 1-800-533-1710 or 6-5700 for required forms. | Varies |  | Test Performed by: Childrens Hospital of Colorado 13123 E 16thAve Aurora, CO 80045 |  |  |  |  | Varies |  |  | Varies | Misc Childrens Hospital of Colorado | 51991-8 | ZR246 | Result | 19146-0
ZW239 | Miscellaneous Cincinnati Children's Hospital Medical Center-Hematology/Oncology |  | Varies | No | Misc Cincinnati Child Hosp Hem/Onc | Varies | Varies This is a Miscellaneous Referral Test. For specific requirements, please refer to the referred tests list under the catalog tab on the MCL Website (external) or the Referral Catalog (CRM) (internal). If unable to find the correct test, request forms, or specimen requirements, contact Customer Service at 1-800-533-1710 or 6-5700. NOTE: Provide when ordering 1. Test name 2. Performing lab code 3. Specimen Type 4. Required consent and/or requisitions form including patient specific information, i.e. consent forms, clinical information, family history. Please contact Customer Service at 1-800-533-1710 or 6-5700 for required forms. | [7 empty] | Varies |  |  | Varies | Misc Cincinnati Child Hosp Hem/Onc | 51991-8 | ZU239 | Unit of Measure | No LOINC Needed
ZW166 | Miscellaneous Cincinnati Childs Hosp Center |  | Varies | No | Misc Cinn Childs Hosp Med Center | Varies | Varies This is a Miscellaneous Referral Test. For specific requirements, please refer to the referred tests list under the catalog tab on the MCL Website (external) or the Referral Catalog (CRM) (internal). If unable to find the correct test, request forms, or specimen requirements, contact Customer Service at 1-800-533-1710 or 6-5700. NOTE: Provide when ordering 1. Test name 2. Performing lab code 3. Specimen Type | [7 empty] | Varies |  |  | Varies | Misc Cinn Childs Hosp Med Center | 51991-8 | ZU166 | Unit of Measure | No LOINC Needed
ZW346 | Miscellaneous Cleveland Clinic |  |  | No | Misc. Cleveland Clinic | Varies | Varies This is a Miscellaneous Referral Test. For specific requirements, please refer to the referred tests list under the catalog tab on the MCL Website (external) or the Referral Catalog (CRM) (internal). If unable to find the correct test, request forms, or specimen requirements, contact Customer Service at 1-800-533-1710 or 6-5700. NOTE: Provide when ordering 1. Test Name 2. Performing Lab code 3. Specimen Type 4. Required consent and/or requisition forms, including patient specific information, i.e. consent forms, clinical information, family history. Please contact Customer Service at 1-800-533-1710 or 6-5700 for required forms. | Varies | [9 empty] | Varies | Misc. Cleveland Clinic | Not Provided | ZR346 | Result | 19146-0
ZW58 | Miscellaneous Duke University |  |  | No | Misc Duke University | Varies | Varies This is a Miscellaneous Referral Test. For specific requirements, please refer to the referred tests list under the catalog tab on the MCL Website (external) or the Referral Catalog (CRM) (internal). If unable to find the correct test, request forms, or specimen requirements, contact Customer Service at 1-800-533-1710 or 6-5700. NOTE: Provide when ordering 1. Test name 2. Performing lab code 3. Specimen Type 4. Required consent and/or requisitions form including patient specific information, i.e. consent forms, clinical information, family history. Please contact Customer Service at 1-800-533-1710 or 6-5700 for required forms. | Varies | [6 empty] | Varies |  |  | Varies | Misc Duke University | 51991-8 | ZU58 | Unit of Measure | No LOINC Needed
ZW57 | Miscellaneous Esoterix Coagulation |  |  | No | Misc Esoterix Coagulation | Varies | Varies This is a Miscellaneous Referral Test. For specific requirements, please refer to the referred tests list under the catalog tab on the MCL Website (external) or the Referral Catalog (CRM) (internal). If unable to find the correct test, request forms, or specimen requirements, contact Customer Service at 1-800-533-1710 or 6-5700. NOTE: Provide when ordering 1. Test name 2. Performing lab code 3. Specimen Type 4. Required consent and/or requisitions form including patient specific information, i.e. consent forms, clinical information, family history. Please contact Customer Service at 1-800-533-1710 or 6-5700 for required forms. | Varies |  | Varies Test Performed by: Esoterix Coagulation 8490 Upland Dr Suite100 Englewood, CO 80112 |  |  |  |  | Varies |  |  | Varies | Misc Esoterix Coagulation | 51991-8 | ZU57 | Unit of Measure | No LOINC Needed
ZW63 | Miscellaneous Esoterix Genetic Laboratories, LLC - MA |  |  | No | Misc Esoterix Genetic - MA | Varies | Varies This is a Miscellaneous Referral Test. For specific requirements, please refer to the referred tests list under the catalog tab on the MCL Website (external) or the Referral Catalog (CRM) (internal). If unable to find the correct test, request forms, or specimen requirements, contact Customer Service at 1-800-533-1710 or 6-5700. NOTE: Provide when ordering 1. Test name 2. Performing lab code 3. Specimen Type 4. Required consent and/or requisitions form including patient specific information, i.e. consent forms, clinical information, family history. Please contact Customer Service at 1-800-533-1710 or 6-5700 for required forms. | Varies | [6 empty] | Varies |  |  | Varies | Misc Esoterix Genetic - MA | 51991-8 | ZU63 | Unit of Measure | No LOINC Needed
ZW69 | Miscellaneous Eurofins Viracor |  |  | No | Misc Eurofins Viracor | Varies | Varies This is a Miscellaneous Referral Test. For specific requirements, please refer to the referred tests list under the catalog tab on the MCL Website (external) or the Referral Catalog (CRM) (internal). If unable to find the correct test, request forms, or specimen requirements, contact Customer Service at 1-800-533-1710 or 6-5700. NOTE: Provide when ordering 1. Test name 2. Performing lab code 3. Specimen Type | Varies | [6 empty] | Varies |  |  | Varies | Misc Eurofins Viracor | 51991-8 | ZU69 | Unit of Measure | No LOINC Needed
ZW168 | Miscellaneous GeneDx, Inc. Testing |  | Varies | No | Misc GeneDx, Inc | Varies | Varies This is a Miscellaneous Referral Test. For specific requirements, please refer to the referred tests list under the catalog tab on the MCL Website (external) or the Referral Catalog (CRM) (internal). If unable to find the correct test, request forms, or specimen requirements, contact Customer Service at 1-800-533-1710 or 6-5700. NOTE: Provide when ordering 1. Test name 2. Performing lab code 3. Specimen Type 4. Required consent and/or requisitions form including patient specific information, i.e. consent forms, clinical information, family history. Please contact Customer Service at 1-800-533-1710 or 6-5700 for required forms. | Varies | [6 empty] | Varies |  |  | Varies | Misc GeneDx, Inc | 51991-8 | ZU168 | Unit of Measure | No LOINC Needed
ZW68 | Miscellaneous Greenwood Genetic Ctr |  |  | No | Misc Greenwood Genetic Ctr | Varies | Varies This is a Miscellaneous Referral Test. For specific requirements, please refer to the referred tests list under the catalog tab on the MCL Website (external) or the Referral Catalog (CRM) (internal). If unable to find the correct test, request forms, or specimen requirements, contact Customer Service at 1-800-533-1710 or 6-5700. NOTE: Provide when ordering 1. Test name 2. Performing lab code 3. Specimen Type | Varies | [6 empty] | Varies |  |  | Varies | Misc Greenwood Genetic Ctr | 51991-8 | ZU68 | Unit of Measure | No LOINC Needed
ZW193 | Miscellaneous HNL Genomics |  | Varies | No | Misc. HNL Genomics | Varies | Varies This is a Miscellaneous Referral Test. For specific requirements, please refer to the referred tests list under the catalog tab on the MCL Website (external) or the Referral Catalog (CRM) (internal). If unable to find the correct test, request forms, or specimen requirements, contact Customer Service at 1-800-533-1710 or 6-5700. NOTE: Provide when ordering 1. Test name 2. Performing lab code 3. Specimen Type 4. Required consent and/or requisitions form including patient specific information, i.e. consent forms, clinical information, family history. Please contact Customer Service at 1-800-533-1710 or 6-5700 for required forms. | [7 empty] | Varies |  |  | Varies | Misc. HNL Genomics | 51991-8 | ZU193 | Unit of Measure | No LOINC Needed
ZW143 | Miscellaneous IMMCO Diagnostics |  |  | No | Misc IMMCO Diagnostics | Varies | Varies This is a Miscellaneous Referral Test. For specific requirements, please refer to the referred tests list under the catalog tab on the MCL Website (external) or the Referral Catalog (CRM) (internal). If unable to find the correct test, request forms, or specimen requirements, contact Customer Service at 1-800-533-1710 or 6-5700. NOTE: Provide when ordering 1. Test name 2. Performing lab code 3. Specimen Type 4. Required consent and/or requisitions form including patient specific information, i.e. consent forms, clinical information, family history. Please contact Customer Service at 1-800-533-1710 or 6-5700 for required forms. | Varies | [6 empty] | Varies |  |  |  | Misc IMMCO Diagnostics | 51991-8 | ZU143 | Unit of Measure | No LOINC Needed
ZW71 | Miscellaneous Inter Science Institute |  |  | No | Misc Inter Science Institute | Varies | Varies This is a Miscellaneous Referral Test. For specific requirements, please refer to the referred tests list under the catalog tab on the MCL Website (external) or the Referral Catalog (CRM) (internal). If unable to find the correct test, request forms, or specimen requirements, contact Customer Service at 1-800-533-1710 or 6-5700. NOTE: Provide when ordering 1. Test name 2. Performing lab code 3. Specimen Type 4. Required consent and/or requisitions form including patient specific information, i.e. consent forms, clinical information, family history. Please contact Customer Service at 1-800-533-1710 or 6-5700 for required forms. | Varies | [6 empty] | Varies |  |  | Varies | Misc Inter Science Institute | 51991-8 | ZU71 | Unit of Measure | No LOINC Needed
ZW298 | Miscellaneous IntrinsicDx |  |  | No | Misc. IntrinsicDx | Varies | Varies This is a Miscellaneous Referral Test. For specific requirements, please refer to the referred tests list under the catalog tab on the MCL Website (external) or the Referral Catalog (CRM) (internal). If unable to find the correct test, request forms, or specimen requirements, contact Customer Service at 1-800-533-1710 or 6-5700. NOTE: Provide when ordering 1. Test name 2. Performing lab code 3. Specimen Type 4. Required consent and/or requisitions form including patient specific information, i.e. consent forms, clinical information, family history. Please contact Customer Service at 1-800-533-1710 or 6-5700 for required forms. | Varies | [6 empty] | Varies |  |  | Varies | Misc. IntrinsicDx | 51991-8 | ZR298 | Result | 19146-0
ZW300 | Miscellaneous Karius Laboratory |  |  | No | Misc. Karius Laboratory | Varies | Varies This is a Miscellaneous Referral Test. For specific requirements, please refer to the referred tests list under the catalog tab on the MCL Website (external) or the Referral Catalog (CRM) (internal). If unable to find the correct test, request forms, or specimen requirements, contact Customer Service at 1-800-533-1710 or 6-5700. NOTE: Provide when ordering 1. Test name 2. Performing lab code 3. Specimen Type 4. Required consent and/or requisitions form including patient specific information, i.e. consent forms, clinical information, family history. Please contact Customer Service at 1-800-533-1710 or 6-5700 for required forms. | Varies | [6 empty] | Varies |  |  | Varies | Misc. Karius Laboratory | 51991-8 | ZR300 | Result | 19146-0
ZW175 | Miscellaneous Kennedy Krieger Institute |  |  | No | Misc Kennedy Krieger Institute | Varies | Varies This is a Miscellaneous Referral Test. For specific requirements, please refer to the referred tests list under the catalog tab on the MCL Website (external) or the Referral Catalog (CRM) (internal). If unable to find the correct test, request forms, or specimen requirements, contact Customer Service at 1-800-533-1710 or 6-5700. NOTE: Provide when ordering 1. Test name 2. Performing lab code 3. Specimen Type 4. Required consent and/or requisitions form including patient specific information, i.e. consent forms, clinical information, family history. Please contact Customer Service at 1-800-533-1710 or 6-5700 for required forms. | Varies | [6 empty] | Varies |  |  | Varies | Misc Kennedy Krieger Institute | 51991-8 | ZU175 | Unit of Measure | No LOINC Needed
ZW76 | Miscellaneous LabCorp of America |  |  | No | Misc LabCorp-Burl Testing | Varies | Varies This is a Miscellaneous Referral Test. For specific requirements, please refer to the referred tests list under the catalog tab on the MCL Website (external) or the Referral Catalog (CRM) (internal). If unable to find the correct test, request forms, or specimen requirements, contact Customer Service at 1-800-533-1710 or 6-5700. NOTE: Provide when ordering 1. Test name 2. Performing lab code 3. Specimen Type 4. Required consent and/or requisitions form including patient specific information, i.e. consent forms, clinical information, family history. Please contact Customer Service at 1-800-533-1710 or 6-5700 for required forms. | Varies | [6 empty] | Varies |  |  |  | Misc LabCorp-Burl Testing | 51991-8 | ZU76 | Unit of Measure | No LOINC Needed
ZW113 | Miscellaneous LabCorp-RTP,NC |  |  | No | Misc LabCorp-RTP, NC | Varies | Varies This is a Miscellaneous Referral Test. For specific requirements, please refer to the referred tests list under the catalog tab on the MCL Website (external) or the Referral Catalog (CRM) (internal). If unable to find the correct test, request forms, or specimen requirements, contact Customer Service at 1-800-533-1710 or 6-5700. NOTE: Provide when ordering 1. Test name 2. Performing lab code 3. Specimen Type | Varies | [6 empty] | Varies |  |  |  | Misc LabCorp-RTP, NC | 51991-8 | ZU113 | Unit of Measure | No LOINC Needed
ZW218 | Miscellaneous Laboratory For Molecular Medicine |  | Varies | No | Misc Laboratory For Mol Medicine | Varies | Varies This is a Miscellaneous Referral Test. For specific requirements, please refer to the referred tests list under the catalog tab on the MCL Website (external) or the Referral Catalog (CRM) (internal). If unable to find the correct test, request forms, or specimen requirements, contact Customer Service at 1-800-533-1710 or 6-5700. NOTE: Provide when ordering 1. Test name 2. Performing lab code 3. Specimen Type 4. Required consent and/or requisitions form including patient specific information, i.e. consent forms, clinical information, family history. Please contact Customer Service at 1-800-533-1710 or 6-5700 for required forms. | [7 empty] | Varies |  |  | Varies | Misc Laboratory For Mol Medicine | 51991-8 | ZU218 | Unit of Measure | No LOINC Needed
ZW266 | Miscellaneous Machaon Diagnostics |  |  | No | Misc Machaon Diagnostics | Varies | Varies This is a Miscellaneous Referral Test. For specific requirements, please refer to the referred tests list under the catalog tab on the MCL Website (external) or the Referral Catalog (CRM) (internal). If unable to find the correct test, request forms, or specimen requirements, contact Customer Service at 1-800-533-1710 or 6-5700. NOTE: Provide when ordering 1. Test name 2. Performing lab code 3. Specimen Type 4. Required consent and/or requisitions form including patient specific information, i.e. consent forms, clinical information, family history. Please contact Customer Service at 1-800-533-1710 or 6-5700 for required forms. | Varies |  | Test Performed by: Machaon Diagnostics, Inc. 3023 Summit St. Oakland, CA 94609 |  |  |  |  | Varies |  |  | Varies | Misc Machaon Diagnostics | 51991-8 | ZR266 | Result | 19146-0
ZW207 | Miscellaneous MD Anderson Cancer Center |  | Varies | No | Misc MD Anderson Cancer Center | Varies | Varies This is a Miscellaneous Referral Test. For specific requirements, please refer to the referred tests list under the catalog tab on the MCL Website (external) or the Referral Catalog (CRM) (internal). If unable to find the correct test, request forms, or specimen requirements, contact Customer Service at 1-800-533-1710 or 6-5700. NOTE: Provide when ordering 1. Test name 2. Performing lab code 3. Specimen Type | [7 empty] | Varies |  |  | Varies | Misc MD Anderson Cancer Center | 51991-8 | ZU207 | Unit of Measure | No LOINC Needed
ZW342 | Miscellaneous MDX Health Inc. |  |  | No | Misc.MDX Health Inc. | Varies | Varies This is a Miscellaneous Referral Test. For specific requirements, please refer to the referred tests list under the catalog tab on the MCL website (external) or the Referral Catalog (CRM) (internal). If unable to find the correct test, request forms or specimen requirements, contact Customer Service at 9-1-800-533-1710. NOTE: Provide when ordering: 1. Test name 2. Referral Lab Code 3. Specimen Type 4. Required consent and/or requisitions form including patient specific information, i.e. consent forms, clinical information, family history. Please contact Customer Service at 1-800-533-1710 for required forms. | Varies | [6 empty] | Varies |  |  | Varies | Misc.MDX Health Inc. | Not Provided | ZR342 | Result | 19146-0
ZW78 | Miscellaneous Medical Coll of WI |  |  | No | Misc Medical College of WI-Allergy | Varies | Varies This is a Miscellaneous Referral Test. For specific requirements, please refer to the referred tests list under the catalog tab on the MCL Website (external) or the Referral Catalog (CRM) (internal). If unable to find the correct test, request forms, or specimen requirements, contact Customer Service at 1-800-533-1710 or 6-5700. NOTE: Provide when ordering 1. Test name 2. Performing lab code 3. Specimen Type 4. Required consent and/or requisitions form including patient specific information, i.e. consent forms, clinical information, family history. Please contact Customer Service at 1-800-533-1710 or 6-5700 for required forms. | [7 empty] | Varies |  |  | Varies | Misc Medical College of WI-Allergy | 51991-8 | ZU78 | Unit of Measure | No LOINC Needed
ZW80 | Miscellaneous Medtox Laboratories, Inc. |  |  | No | Misc Medtox Laboratories, Inc. | Varies | Varies This is a Miscellaneous Referral Test. For specific requirements, please refer to the referred tests list under the catalog tab on the MCL Website (external) or the Referral Catalog (CRM) (internal). If unable to find the correct test, request forms, or specimen requirements, contact Customer Service at 1-800-533-1710 or 6-5700. NOTE: Provide when ordering 1. Test name 2. Performing lab code 3. Specimen Type 4. Required consent and/or requisitions form including patient specific information, i.e. consent forms, clinical information, family history. Please contact Customer Service at 1-800-533-1710 or 6-5700 for required forms. | [7 empty] | Varies |  |  | Varies | Misc Medtox Laboratories, Inc. | 51991-8 | ZU80 | Unit of Measure | No LOINC Needed
ZW111 | Miscellaneous MiraVista Diagnostics |  |  | No | Misc MiraVista Diagnostics | Varies | Varies This is a Miscellaneous Referral Test. For specific requirements, please refer to the referred tests list under the catalog tab on the MCL Website (external) or the Referral Catalog (CRM) (internal). If unable to find the correct test, request forms, or specimen requirements, contact Customer Service at 1-800-533-1710 or 6-5700. NOTE: Provide when ordering 1. Test name 2. Performing lab code 3. Specimen Type 4. Required consent and/or requisitions form including patient specific information, i.e. consent forms, clinical information, family history. Please contact Customer Service at 1-800-533-1710 or 6-5700 for required forms. | Varies | [6 empty] | Varies |  |  | Varies | Misc MiraVista Diagnostics | 51991-8 | ZU111 | Unit of Measure | No LOINC Needed
ZW1 | Miscellaneous MML Referral Test 1 |  |  | No | Misc MML Referral Test 1 | Varies | Varies This is a Miscellaneous Referral Test. For specific requirements, please refer to the referred tests list under the catalog tab on the MCL Website (external) or the Referral Catalog (CRM) (internal). If unable to find the correct test, request forms, or specimen requirements, contact Customer Service at 1-800-533-1710 or 6-5700. NOTE: Provide when ordering 1. Test name 2. Performing lab code 3. Specimen Type 4. Required consent and/or requisitions form including patient specific information, i.e. consent forms, clinical information, family history. Please contact Customer Service at 1-800-533-1710 or 6-5700 for required forms. | Varies | [6 empty] | Varies |  |  |  | Misc MML Referral Test 1 | 51991-8 | ZU1 | Unit of Measure | No LOINC Needed
ZW2 | Miscellaneous MML Referral Test 2 |  |  | No | Misc MML Referral Test 2 | Varies | Varies This is a Miscellaneous Referral Test. For specific requirements, please refer to the referred tests list under the catalog tab on the MCL Website (external) or the Referral Catalog (CRM) (internal). If unable to find the correct test, request forms, or specimen requirements, contact Customer Service at 1-800-533-1710 or 6-5700. NOTE: Provide when ordering 1. Test name 2. Performing lab code 3. Specimen Type 4. Required consent and/or requisitions form including patient specific information, i.e. consent forms, clinical information, family history. Please contact Customer Service at 1-800-533-1710 or 6-5700 for required forms. | Varies | NA | Varies with test |  |  |  | NA | Varies |  |  | Varies | Misc MML Referral Test 2 | 51991-8 | ZU2 | Unit of Measure | No LOINC Needed
ZW3 | Miscellaneous MML Referral Test 3 |  |  | No | Misc MML Referral Test 3 | Varies | Varies This is a Miscellaneous Referral Test. For specific requirements, please refer to the referred tests list under the catalog tab on the MCL Website (external) or the Referral Catalog (CRM) (internal). If unable to find the correct test, request forms, or specimen requirements, contact Customer Service at 1-800-533-1710 or 6-5700. NOTE: Provide when ordering 1. Test name 2. Performing lab code 3. Specimen Type 4. Required consent and/or requisitions form including patient specific information, i.e. consent forms, clinical information, family history. Please contact Customer Service at 1-800-533-1710 or 6-5700 for required forms. | Varies |  | Vary with test requested. |  |  |  |  | Varies |  |  |  | Misc MML Referral Test 3 | 51991-8 | ZU3 | Unit of Measure | No LOINC Needed
ZW227 | Miscellaneous National B Virus Resource Laboratory |  | Varies | No | Misc National B Virus Resource Ctr | Varies | Varies This is a Miscellaneous Referral Test. For specific requirements, please refer to the referred tests list under the catalog tab on the MCL Website (external) or the Referral Catalog (CRM) (internal). If unable to find the correct test, request forms, or specimen requirements, contact Customer Service at 1-800-533-1710 or 6-5700. NOTE: Provide when ordering 1. Test name 2. Performing lab code 3. Specimen Type 4. Required consent and/or requisitions form including patient specific information, i.e. consent forms, clinical information, family history. Please contact Customer Service at 1-800-533-1710 or 6-5700 for required forms. | [7 empty] | Varies |  |  | Varies | Misc National B Virus Resource Ctr | 51991-8 | ZU227 | Unit of Measure | No LOINC Needed
ZW85 | Miscellaneous National Jewish Health |  |  | No | Misc National Jewish Health Test | Varies | Varies This is a Miscellaneous Referral Test. For specific requirements, please refer to the referred tests list under the catalog tab on the MCL Website (external) or the Referral Catalog (CRM) (internal). If unable to find the correct test, request forms, or specimen requirements, contact Customer Service at 1-800-533-1710 or 6-5700. NOTE: Provide when ordering 1. Test name 2. Performing lab code 3. Specimen Type 4. Required consent and/or requisitions form including patient specific information, i.e. consent forms, clinical information, family history. Please contact Customer Service at 1-800-533-1710 or 6-5700 for required forms. | Varies |  | Test Performed by: National Jewish Health Advanced Diagnostic Laboratories 1400 Jackson Street Denver,CO80206-2761 |  |  |  |  | Varies |  |  | Varies | Misc National Jewish Health Test | 51991-8 | ZU85 | Unit of Measure | No LOINC Needed
ZW333 | Miscellaneous Nationwide Children's Hospital |  |  | No | Misc. Nationwide Childrens Hospital | Varies | Varies This is a Miscellaneous Referral Test. For specific requirements, please refer to the referred tests list under the catalog tab on the MCL Website (external) or the Referral Catalog (CRM) (internal). If unable to find the correct test, request forms or specimen requirements, contact Customer Service at 1-800-533-1710 or 6-5700. NOTE: Provide when ordering: 1. Test name 2. Performing lab code 3. Specimen type 4. Required consent and/or requisitions form including patient specific information, i.e. consent forms, clinica information, family history. Please contact Customer Service at1-800-533-1710 or 6-5700 for required forms. | Varies | [6 empty] | Varies |  |  | Varies | Misc. Nationwide Childrens Hospital | Not Provided | ZR333 | Result | Not Provided
ZW190 | Miscellaneous Nemours Children's Health-Gastroenterology |  | Varies | No | Misc Nemours Children's Hlth-Gastro | Varies | Varies This is a Miscellaneous Referral Test. For specific requirements, please refer to the referred tests list under the catalog tab on the MCL Website (external) or the Referral Catalog (CRM) (internal). If unable to find the correct test, request forms, or specimen requirements, contact Customer Service at 9-1-800-533-1710. NOTE: Provide when ordering 1. Test name 2. Referral Lab code 3. Specimen Type 4. Required consent and/or requisitions form including patient specific information, i.e. consent forms, clinical information, family history. Please contact Customer Service at 9-1-800-533-1710 for required forms. | [7 empty] | Varies |  |  | Varies | Misc Nemours Children's Hlth-Gastro | 51991-8 | ZU190 | Unit of Measure | No LOINC Needed
ZW335 | Miscellaneous New York Blood Center |  |  | Yes | Misc. New York Blood Center | Varies | Varies This is a Miscellaneous Referral Test. For specific requirements, please refer to the referred tests list under the catalog tab on the MCL website (external) or the Referral Catalog (CRM) (internal). If unable to find the correct test, request forms or specimen requirements, contact Customer Service at 9-1-800-533-1710. NOTE: Provide when ordering: 1. Test name 2. Referral Lab Code 3. Specimen Type 4. Required consent and/or requisitions form including patient specific information, i.e. consent forms, clinical information, family history. Please contact Customer Service at 1-800-533-1710 for required forms. | Varies | [6 empty] | Varies |  |  | Varies | Misc. New York Blood Center | 51991-8 | ZR335 | Result | 19146-0
ZW321 | Miscellaneous Next Molecular Analytics |  |  | Yes | Misc. Next Molecular Analytics | Varies | Varies This is a Miscellaneous Referral Test. For specific requirements, please refer to the referred tests list under the catalog tab one the MCL Website (external) or the Referral Catalog (CRM) (internal). If unable to find the correct test, request forms or specific requirements, contact Customer Service at 1-800-533-1710 or 6-5700. NOTE:Provide when ordering. 1. Test name 2. Performing lab code 3. Specimen Type 4. Required consent and/or requisition form including patient specific information, i.e. consent forms, clinical information, and family history. Please contact Customer Service at 1-800-533-1710 or 6-5700 for the required forms. | Varies | [9 empty] | Varies | Misc. Next Molecular Analytics | 51991-8 | ZR321 | Result | 19146-0
ZW86 | Miscellaneous NMS Testing |  |  | No | Misc NMS Testing | Varies | Varies This is a Miscellaneous Referral Test. For specific requirements, please refer to the referred tests list under the catalog tab on the MCL Website (external) or the Referral Catalog (CRM) (internal). If unable to find the correct test, request forms, or specimen requirements, contact Customer Service at 1-800-533-1710 or 6-5700. NOTE: Provide when ordering 1. Test name 2. Performing lab code 3. Specimen Type 4. Required consent and/or requisitions form including patient specific information, i.e. consent forms, clinical information, family history. Please contact Customer Service at 1-800-533-1710 or 6-5700 for required forms. | [7 empty] | Varies |  |  | Varies | Misc NMS Testing | 51991-8 | ZU86 | Unit of Measure | No LOINC Needed
ZW214 | Miscellaneous Ocular Immunology Laboratory OHSU |  | Varies | No | Misc Ocular Immunology Lab OHSU | Varies | Varies This is a Miscellaneous Referral Test. For specific requirements, please refer to the referred tests list under the catalog tab on the MCL Website (external) or the Referral Catalog (CRM) (internal). If unable to find the correct test, request forms, or specimen requirements, contact Customer Service at 1-800-533-1710 or 6-5700. NOTE: Provide when ordering 1. Test name 2. Performing lab code 3. Specimen Type 4. Required consent and/or requisitions form including patient specific information, i.e. consent forms, clinical information, family history. Please contact Customer Service at 1-800-533-1710 or 6-5700 for required forms. | [7 empty] | Varies |  |  | Varies | Misc Ocular Immunology Lab OHSU | 51991-8 | ZU214 | Unit of Measure | No LOINC Needed
ZW87 | Miscellaneous Palo Alto Testing |  |  | No | Misc Palo Alto Testing | Varies | Varies This is a Miscellaneous Referral Test. For specific requirements, please refer to the referred tests list under the catalog tab on the MCL Website (external) or the Referral Catalog (CRM) (internal). If unable to find the correct test, request forms, or specimen requirements, contact Customer Service at 1-800-533-1710 or 6-5700. NOTE: Provide when ordering 1. Test name 2. Performing lab code 3. Specimen Type 4. Required consent and/or requisitions form including patient specific information, i.e. consent forms, clinical information, family history. Please contact Customer Service at 1-800-533-1710 or 6-5700 for required forms. | Varies | [6 empty] | Varies |  |  | Varies | Misc Palo Alto Testing | 51991-8 | ZU87 | Unit of Measure | No LOINC Needed
ZW194 | Miscellaneous Prevention Genetics Lab |  | Varies | No | Misc Prevention Genetics Lab | Varies | Varies This is a Miscellaneous Referral Test. For specific requirements, please refer to the referred tests list under the catalog tab on the MCL Website (external) or the Referral Catalog (CRM) (internal). If unable to find the correct test, request forms, or specimen requirements, contact Customer Service at 1-800-533-1710 or 6-5700. NOTE: Provide when ordering 1. Test name 2. Performing lab code 3. Specimen Type 4. Required consent and/or requisitions form including patient specific information, i.e. consent forms, clinical information, family history. Please contact Customer Service at 1-800-533-1710 or 6-5700 for required forms. |  |  | Test Performed By:Prevention Genetics Lab Diagnostics Lab 3700 Downwind Drive Marshfield, WI54449 |  |  |  |  | Varies |  |  | Varies | Misc Prevention Genetics Lab | 51991-8 | ZU194 | Unit of Measure | No LOINC Needed
ZW83 | Miscellaneous Quest Diagnostics |  |  | No | Misc. Quest Diagnostics | Varies | Varies This is a Miscellaneous Referral Test. For specific requirements, please refer to the referred tests list under the catalog tab on the MCL Website (external) or the Referral Catalog (CRM) (internal). If unable to find the correct test, request forms, or specimen requirements, contact Customer Service at 1-800-533-1710 or 6-5700. NOTE: Provide when ordering 1. Test name 2. Performing lab code 3. Specimen Type 4. Required consent and/or requisitions form including patient specific information, i.e. consent forms, clinical information, family history. Please contact Customer Service at 1-800-533-1710 or 6-5700 for required forms. | [7 empty] | Varies |  |  | Varies | Misc. Quest Diagnostics | 51991-8 | ZU83 | Unit of Measure | No LOINC Needed
ZW96 | Miscellaneous Quest Diagnostics Valencia |  |  | No | Misc Quest Diagnostics Valencia | Varies | Varies This is a Miscellaneous Referral Test. For specific requirements, please refer to the referred tests list under the catalog tab on the MCL Website (external) or the Referral Catalog (CRM) (internal). If unable to find the correct test, request forms, or specimen requirements, contact Customer Service at 1-800-533-1710 or 6-5700. NOTE: Provide when ordering 1. Test name 2. Performing lab code 3. Specimen Type 4. Required consent and/or requisitions form including patient specific information, i.e. consent forms, clinical information, family history. Please contact Customer Service at 1-800-533-1710 or 6-5700 for required forms. |  |  | Test Performed by:Quest Diagnostics Nichols Institute 27027 Tourney Rd. Valencia,CA91355 |  |  |  |  | Varies |  |  | Varies | Misc Quest Diagnostics Valencia | 51991-8 | ZU96 | Unit of Measure | No LOINC Needed
ZW51 | Miscellaneous Quest Testing |  |  | No | Misc Quest Testing | Varies | Varies This is a Miscellaneous Referral Test. For specific requirements, please refer to the referred tests list under the catalog tab on the MCL Website (external) or the Referral Catalog (CRM) (internal). If unable to find the correct test, request forms, or specimen requirements, contact Customer Service at 1-800-533-1710 or 6-5700. NOTE: Provide when ordering 1. Test name 2. Performing lab code 3. Specimen Type 4. Required consent and/or requisitions form including patient specific information, i.e. consent forms, clinical information, family history. Please contact Customer Service at 1-800-533-1710 or 6-5700 for required forms. | [7 empty] | Varies |  |  | Varies | Misc Quest Testing | 51991-8 | ZU51 | Unit of Measure | No LOINC Needed
ZW131 | Miscellaneous Quest/Nichols Testing |  |  | No | Misc Quest/Nichols Testing | Varies | Varies This is a Miscellaneous Referral Test. For specific requirements, please refer to the referred tests list under the catalog tab on the MCL Website (external) or the Referral Catalog (CRM) (internal). If unable to find the correct test, request forms, or specimen requirements, contact Customer Service at 1-800-533-1710 or 6-5700. NOTE: Provide when ordering 1. Test name 2. Performing lab code 3. Specimen Type | Varies | [6 empty] | Varies |  |  | Varies | Misc Quest/Nichols Testing | 51991-8 | ZU131 | Unit of Measure | No LOINC Needed
ZW224 | Miscellaneous Revvity Omics |  | Varies | No | Misc. Revvity Omics | Varies | Varies This is a Miscellaneous Referral Test. For specific requirements, please refer to the referred tests list under the catalog tab on the MCL Website (external) or the Referral Catalog (CRM) (internal). If unable to find the correct test, request forms, or specimen requirements, contact Customer Service at 1-800-533-1710 or 6-5700. NOTE: Provide when ordering 1. Test name 2. Performing lab code 3. Specimen Type 4. Required consent and/or requisitions form including patient specific information, i.e. consent forms, clinical information, family history. Please contact Customer Service at 1-800-533-1710 or 6-5700 for required forms. | [7 empty] | Varies |  |  | Varies | Misc. Revvity Omics | 51991-8 | ZU224 | Unit of Measure | No LOINC Needed
ZW91 | Miscellaneous RFFIT Testing |  |  | No | Misc RFFIT Testing | Varies | Varies This is a Miscellaneous Referral Test. For specific requirements, please refer to the referred tests list under the catalog tab on the MCL Website (external) or the Referral Catalog (CRM) (internal). If unable to find the correct test, request forms, or specimen requirements, contact Customer Service at 1-800-533-1710 or 6-5700. NOTE: Provide when ordering 1. Test name 2. Performing lab code 3. Specimen Type |  |  | Test Performed by: RFFIT/K-State Rabies Laboratory Manhattan/K-State Innovation Center 2005 Research Park Circle Manhattan, KS 66502 |  |  |  |  | Varies |  |  | Varies | Misc RFFIT Testing | 51991-8 | ZU91 | Unit of Measure | No LOINC Needed
ZW124 | Miscellaneous Sequenom |  |  | No | Misc Sequenom | Varies | Varies This is a Miscellaneous Referral Test. For specific requirements, please refer to the referred tests list under the catalog tab on the MCL Website (external) or the Referral Catalog (CRM) (internal). If unable to find the correct test, request forms, or specimen requirements, contact Customer Service at 1-800-533-1710 or 6-5700. NOTE: Provide when ordering 1. Test name 2. Performing lab code 3. Specimen Type 4. Required consent and/or requisitions form including patient specific information, i.e. consent forms, clinical information, family history. Please contact Customer Service at 1-800-533-1710 or 6-5700 for required forms. | Varies | [6 empty] | Varies |  |  | Varies | Misc Sequenom | 51991-8 | ZR124 | Result | 19146-0
MISCF | Miscellaneous Studies Using Chromosome-Specific Probes, FISH | Resolution of unusual or complex structural alterations, questionable mosaicism, and unbalanced chromosome abnormalities that cannot be resolved by chromosome orchromosomal microarray analysis Identifying gain, loss, or rearrangement of chromosome regions using gene or locus-specific probes | Fluorescence In Situ Hybridization (FISH) | No | Miscellaneous Studies, FISH | Consult with the laboratory before ordering this test. | Submit only 1 of the following specimens: Specimen Type:Amniotic fluid Container/Tube:Amniotic fluid container Specimen Volume:20-25 mL Collection Instructions: 1. Optimal timing for specimen collection is during 14 to 18 weeks of gestation, but specimens collected at other weeks of gestation are also accepted. Provide gestational age at the time of amniocentesis. 2. Discard the first 2 mL of amniotic fluid. Additional Information: 1. Unavoidably, about 1% to 2% of mailed-in specimens are not viable. 2. Bloody specimens are undesirable. 3. If the specimen does not grow in culture, you will be notified within 7 days of receipt. 4. Results will be reported and telephoned or faxed if requested. Specimen Type:Blood (only accepted for Congenital/Hereditary [nonhematologic] testing) Container/Tube: Preferred:Yellow top (ACD) Acceptable:Green top (heparin) or lavender top (EDTA) Specimen Volume:6 mL Collection Instructions: 1. Invert several times to mix blood. 2. Send whole blood specimen in original tube.Do not aliquot. 3. Other anticoagulants are not recommended and are harmful to the viability of the cells. Specimen Type:Chorionic villi (CVS) Supplies:CVSMedia(RPMI) and Small Dish (T095) Container/Tube:15-mL tube containing 15 mL of transport media Specimen Volume:20 to 25 mg Collection Instructions: 1. Collect specimen by the transabdominal or transcervical method. 2. Transfer chorionic villi to a Petri dish containing transport medium (eg, CVS media (RPMI)). 3. Using a stereomicroscope and sterile forceps, assess the quality and quantity of the villi and remove any blood clots and maternal decidua. Specimen Type:Lymph node Supplies:Hank's Solution (T132) Container/Tube:Sterile container with sterile Hank's balanced salt solution, Ringer's solution, or normal saline Specimen Volume:1 cm(3) Specimen Type:Skin biopsy Supplies:Hank's Solution (T132) Container/Tube:Sterile container with sterile Hank's balanced salt solution, Ringer's solution, or normal saline Specimen Volume:1-cm(3) biopsy specimen of muscle/fascia from the thigh Collection Instructions: 1. Wash biopsy site with an antiseptic soap. 2. Thoroughly rinse area with sterile water. 3. Do not use alcohol or iodine preparations. 4. A local anesthetic may be used. 5. Biopsy specimens are best taken by punch biopsy to include full thickness of dermis. Specimen Type:Tissue Preferred:Tissue block Collection Instructions:Submit a formalin-fixed, paraffin-embedded tumor tissue block. Blocks prepared with alternative fixation methods may be acceptable; provide fixation method used. Additional Information: 1. Paraffin embedded specimens can be from any anatomic location (skin, soft tissue, lymph node, etc). 2. Bone specimens that have been decalcified will be attempted for testing, but the success rate is approximately 50%. Acceptable:Slides Collection Instructions:For each probe set ordered, 4 consecutive, unstained, 5 micron-thick sections placed on positively charged slides. Include 1 hematoxylin and eosin-stained slide for the entire test order. Specimen Type:Tumor Supplies:Hank's Solution (T132) Container/Tube:Sterile container with sterile Hank's balanced salt solution, Ringer's solution, or normal saline Specimen Volume:0.5 to 3 cm(3) or larger | Amniotic fluid: 5 mL; Blood: 2 mL; Chorionic villi: 5 mg; Lymph node: 0.5 cm(3); Solid tumor: 0.5 cm(3) | Conventional cytogenetic studies can identify the presence of chromosome abnormalities and most mosaic conditions. In approximately 2% of these chromosomally abnormal cases, the genetic makeup of the chromosome abnormality can be identified, but not completely characterized, by conventional techniques alone. For malignant disorders, the proportion of specimens with unresolvable chromosome abnormalities is much higher. Chromosomal microarray analysis (CMA) can detect copy number gain or loss of a chromosomal region but cannot identify the mechanism. Fluorescence in situ hybridization using gene-specific probes and various probe strategies can help characterize chromosome abnormalities. This includes abnormalities that cannot be accurately characterized by chromosome analysis or CMA (such as unusual structural alterations) and unbalanced chromosome abnormalities (such as deletions, duplications, and translocations). Scoring large numbers of interphase nuclei can more accurately establish the frequency of chromosome abnormalities. | An interpretive report will be provided. | An interpretive report will be provided. | This test should not be ordered without prior consultation and approval by the laboratory. This test is not approved by the US Food and Drug Administration, and it is best used as an adjunct to existing clinical and pathologic information. | 1. Remstein ED, Dogan A, Einerson RR, et al: The incidence and anatomic site specificity of chromosomal translocations in primary extranodal marginal zone B-cell lymphoma of mucosa-associated lymphoid tissue (MALT lymphoma) in North America. Am J Surg Pathol. 2006 Dec;30(12):1546-1553 2. Fonseca R, Blood E, Rue M, et al: Clinical and biologic implications of recurrent genomic aberrations in myeloma. Blood. 2003 Jun 1;101(11):4569-4575 3. Van Dyke DL, Shanafelt TD, Call TG, et al: A comprehensive evaluation of the prognostic significance of 13q deletions in patients with B-chronic lymphocytic leukaemia. Br J Haematol. 2010 Feb;148(4):544-550 4. Wiktor A, Van Dyke DL: FISH analysis helps identify low-level mosaicism in Ullrich-Turner syndrome patients. Genet Med. 2004 May-Jun;6(3):132-135 5. Swerdlow SH, Campo E, Harris NL, eds, et al: WHO Classification of Tumours of Haematopoietic and Lymphoid Tissues. IARC; 2017 6. American College of Medical Genetics and Genomics (ACMG): Technical Standards and Guidelines for Clinical Genetics Laboratories. ACMG; 2008. Updated January 2018. Accessed April 28, 2023. Available at www.acmg.net/PDFLibrary/Standards-Guidelines-Cytogenetics.pdf | This test is performed using commercially available and laboratory-developed probes. Depending on the indication for testing, analysis of metaphase cells or interphase nuclei is performed. Two technologists analyze each probe set, and all results are reported indicating presence, absence, or rearrangement of the gene region being interrogated. If interphase nuclei are scored, the results are expressed as the percent abnormal nuclei.(Unpublished Mayo method) | 9 to 10 days | Amniotic fluid (remaining supernatant/whole fluid aliquots): 14 days after report; Blood: 4 weeks; Products of Conception (identifiable fetal tissue): Cremated quarterly after results reported; All other specimens: Not retained | This test was developed using an analyte specific reagent. Its performance characteristics were determined by Mayo Clinic in a manner consistent with CLIA requirements. This test has not been cleared or approved by the US Food and Drug Administration. | 88271x2, 88291-DNA probe, each (first probe set), Interpretation and report88271x2-DNA probe, each; each additional probe set (if appropriate)88271x1-DNA probe, each; coverage for sets containing 3 probes (if appropriate)88271x2-DNA probe, each; coverage for sets containing 4 probes (if appropriate)88271x3-DNA probe, each; coverage for sets containing 5 probes (if appropriate)88273 w/modifier 52-Chromosomal in situ hybridization, less than 10 cells (if appropriate)88273-Chromosomal in situ hybridization, 10-30 cells (if appropriate)88274 w/modifier 52-Interphase in situ hybridization, <25 cells, each probe set (if appropriate)88274-Interphase in situ hybridization, 25 to 99 cells, each probe set (if appropriate)88275-Interphase in situ hybridization, 100 to 300 cells, each probe set (if appropriate) | Miscellaneous Studies, FISH | 62367-8 | 53829 | Disclaimer | 62364-5
ZW102 | Miscellaneous U of TX San Ant Test |  |  | No | Misc U of TX San Ant Test | Varies | Varies This is a Miscellaneous Referral Test. For specific requirements, please refer to the referred tests list under the catalog tab on the MCL Website (external) or the Referral Catalog (CRM) (internal). If unable to find the correct test, request forms, or specimen requirements, contact Customer Service at 1-800-533-1710 or 6-5700. NOTE: Provide when ordering 1. Test name 2. Performing lab code 3. Specimen Type | Varies | [6 empty] | Varies |  |  | Varies | Misc U of TX San Ant Test | 51991-8 | ZU102 | Unit of Measure | No LOINC Needed
ZW288 | Miscellaneous UF Health Pathology Laboratories |  |  | No | Misc UF Health Pathology Lab | Varies | Varies This is a Miscellaneous Referral Test. For specific requirements, please refer to the referred tests list under the catalog tab on the MCL Website (external) or the Referral Catalog (CRM) (internal). If unable to find the correct test, request forms, or specimen requirements, contact Customer Service at 1-800-533-1710 or 6-5700. NOTE: Provide when ordering 1. Test name 2. Performing lab code 3. Specimen Type | Varies | [6 empty] | Varies |  |  | Varies | Misc UF Health Pathology Lab | 51991-8 | ZR288 | Result | 19146-0
ZW99 | Miscellaneous Univ of AL-Metabolic Disease Lab |  |  | No | Misc Univ of AL-Metabolic Dis Lab | Varies | Varies This is a Miscellaneous Referral Test. For specific requirements, please refer to the referred tests list under the catalog tab on the MCL Website (external) or the Referral Catalog (CRM) (internal). If unable to find the correct test, request forms, or specimen requirements, contact Customer Service at 1-800-533-1710 or 6-5700. NOTE: Provide when ordering 1. Test name 2. Performing lab code 3. Specimen Type | Varies | [6 empty] | Varies |  |  | Varies | Misc Univ of AL-Metabolic Dis Lab | 51991-8 | ZU99 | Unit of Measure | No LOINC Needed
ZW210 | Miscellaneous Univ of IA Molecular Otolaryngology |  | Varies | No | Misc UIA Otolaryngology | Varies | Varies This is a Miscellaneous Referral Test. For specific requirements, please refer to the referred tests list under the catalog tab on the MCL Website (external) or the Referral Catalog (CRM) (internal). If unable to find the correct test, request forms, or specimen requirements, contact Customer Service at 1-800-533-1710 or 6-5700. NOTE: Provide when ordering 1. Test name 2. Performing lab code 3. Specimen Type |  |  | Test Performed By:Univ of IA Molecular Otolaryngology Research Laboratory 5270 Carver BiomedicalResearchBuilding Iowa City, IA52242 |  |  |  |  | Varies |  |  | Varies | Misc UIA Otolaryngology | 51991-8 | ZU210 | Unit of Measure | No LOINC Needed
ZW128 | Miscellaneous University Hospital Clinical Lab Test |  |  | No | Misc Univ of CO Hospital Clin Lab | Varies | Varies This is a Miscellaneous Referral Test. For specific requirements, please refer to the referred tests list under the catalog tab on the MCL Website (external) or the Referral Catalog (CRM) (internal). If unable to find the correct test, request forms, or specimen requirements, contact Customer Service at 1-800-533-1710 or 6-5700. NOTE: Provide when ordering 1. Test name 2. Performing lab code 3. Specimen Type | Varies | [6 empty] | Varies |  |  | Varies | Misc Univ of CO Hospital Clin Lab | 51991-8 | ZU128 | Unit of Measure | No LOINC Needed
ZW234 | Miscellaneous University of Alabama at Birmingham |  | Varies | No | Misc Univ of Alabama Birmingham | Varies | Varies This is a Miscellaneous Referral Test. For specific requirements, please refer to the referred tests list under the catalog tab on the MCL Website (external) or the Referral Catalog (CRM) (internal). If unable to find the correct test, request forms, or specimen requirements, contact Customer Service at 1-800-533-1710 or 6-5700. NOTE: Provide when ordering 1. Test name 2. Performing lab code 3. Specimen Type | [7 empty] | Varies |  |  | Varies | Misc Univ of Alabama Birmingham | 51991-8 | ZU234 | Unit of Measure | No LOINC Needed
ZW186 | Miscellaneous University of Chicago Genetics Sernices |  |  | No | Misc Univ of Chicago Genetics Serv | Varies | Varies This is a Miscellaneous Referral Test. For specific requirements, please refer to the referred tests list under the catalog tab on the MCL Website (external) or the Referral Catalog (CRM) (internal). If unable to find the correct test, request forms, or specimen requirements, contact Customer Service at 1-800-533-1710 or 6-5700. NOTE: Provide when ordering 1. Test name 2. Performing lab code 3. Specimen Type 4. Required consent and/or requisitions form including patient specific information, i.e. consent forms, clinical information, family history. Please contact Customer Service at 1-800-533-1710 or 6-5700 for required forms. |  |  | Test Performed by:UniversityofChicagoGenetics Services 5841 S. Maryland Ave. Room 035, M/C 0077 Chicago, IL 60637 |  |  |  |  | Varies |  |  |  | Misc Univ of Chicago Genetics Serv | 51991-8 | ZU186 | Unit of Measure | No LOINC Needed
ZW187 | Miscellaneous University of Iowa Diagnostic Labs |  |  | No | Misc Univ of Iowa Diagnostic Labs | Varies | Varies This is a Miscellaneous Referral Test. For specific requirements, please refer to the referred tests list under the catalog tab on the MCL Website (external) or the Referral Catalog (CRM) (internal). If unable to find the correct test, request forms, or specimen requirements, contact Customer Service at 1-800-533-1710 or 6-5700. NOTE: Provide when ordering 1. Test name 2. Performing lab code 3. Specimen Type |  |  | Test Performed by:UI Diagnostic Laboratories Department of Pathology 200 Hawkins Drive, Rm 5231 RCP Iowa City,IA52242 |  |  |  |  | Varies |  |  |  | Misc Univ of Iowa Diagnostic Labs | 51991-8 | ZU187 | Unit of Measure | No LOINC Needed
ZW61 | Miscellaneous University of Minnesota Outreach Laboratory |  |  | No | Misc Univ of MN Outreach Laboratory | Varies | Varies This is a Miscellaneous Referral Test. For specific requirements, please refer to the referred tests list under the catalog tab on the MCL Website (external) or the Referral Catalog (CRM) (internal). If unable to find the correct test, request forms, or specimen requirements, contact Customer Service at 1-800-533-1710 or 6-5700. NOTE: Provide when ordering 1. Test name 2. Performing lab code 3. Specimen Type | Varies |  | Test Performed by:Univ of MN Outreach Laboratories 420 Delaware St. S.E. Minneapolis, MN 55455 |  |  |  |  | Varies |  |  | Varies | Misc Univ of MN Outreach Laboratory | 51991-8 | ZU61 | Unit of Measure | No LOINC Needed
ZW238 | Miscellaneous University of Southern California Endocrine Laboratories |  | Varies | No | Misc USC Endocrine Laboratories | Varies | Varies This is a Miscellaneous Referral Test. For specific requirements, please refer to the referred tests list under the catalog tab on the MCL Website (external) or the Referral Catalog (CRM) (internal). If unable to find the correct test, request forms, or specimen requirements, contact Customer Service at 1-800-533-1710 or 6-5700. NOTE: Provide when ordering 1. Test name 2. Performing lab code 3. Specimen Type 4. Required consent and/or requisitions form including patient specific information, i.e. consent forms, clinical information, family history. Please contact Customer Service at 1-800-533-1710 or 6-5700 for required forms. | [7 empty] | Varies |  |  | Varies | Misc USC Endocrine Laboratories | 51991-8 | ZU238 | Unit of Measure | No LOINC Needed
ZW191 | Miscellaneous University of Texas Health Center at Tyler Microbiology |  | Varies | No | Misc Univ TX-Tyler Micro | Varies | Varies This is a Miscellaneous Referral Test. For specific requirements, please refer to the referred tests list under the catalog tab on the MCL Website (external) or the Referral Catalog (CRM) (internal). If unable to find the correct test, request forms, or specimen requirements, contact Customer Service at 1-800-533-1710 or 6-5700. NOTE: Provide when ordering 1. Test name 2. Performing lab code 3. Specimen Type |  |  | Test Performed By:University ofTexasHealthCenter Department of Microbiology 11937 US Hwy271 Tyler, TX75708 |  |  |  |  | Varies |  |  | Varies | Misc Univ TX-Tyler Micro | 51991-8 | ZU191 | Unit of Measure | No LOINC Needed
ZW280 | Miscellaneous University of Washington Medical Center (Molecular Diagnosis Clinical Microbiology Lab) |  |  | No | Misc UWMC Molecular Microbiology | Varies | Varies This is a Miscellaneous Referral Test. For specific requirements, please refer to the referred tests list under the catalog tab on the MCL Website (external) or the Referral Catalog (CRM) (internal). If unable to find the correct test, request forms, or specimen requirements, contact Customer Service at 1-800-533-1710 or 6-5700. NOTE: Provide when ordering 1. Test name 2. Performing lab code 3. Specimen Type | Varies |  | Test Performed by:Molecular Diagnosis Clinical Microbiology Lab, University of Washington Medical Center 1959 NE Pacific Street Seattle, WA 98195 |  |  |  |  | Varies |  |  | Varies | Misc UWMC Molecular Microbiology | 51991-8 | ZR280 | Result | 19146-0
ZW282 | Miscellaneous University of Washington Medical Center (UW Virology Dept of Lab Medicine) |  |  | No | Misc UW Virology Dept of Lab Med | Varies | Varies This is a Miscellaneous Referral Test. For specific requirements, please refer to the referred tests list under the catalog tab on the MCL Website (external) or the Referral Catalog (CRM) (internal). If unable to find the correct test, request forms, or specimen requirements, contact Customer Service at 1-800-533-1710 or 6-5700. NOTE: Provide when ordering 1. Test name 2. Performing lab code 3. Specimen Type | Varies |  | Test Performed by:UW Virology Dept of Lab Medicine, 1616 Eastlake Ave E Ste 320 BOX 358115 Seattle, WA 98102 |  |  |  |  | Varies |  |  | Varies | Misc UW Virology Dept of Lab Med | 51991-8 | ZR282 | Result | 19146-0
ZW278 | Miscellaneous University of Washington Medical Center-Clinical Immunology Lab |  |  | No | Misc UWCI Clinical Immunology | Varies | Varies This is a Miscellaneous Referral Test. For specific requirements, please refer to the referred tests list under the catalog tab on the MCL Website (external) or the Referral Catalog (CRM) (internal). If unable to find the correct test, request forms, or specimen requirements, contact Customer Service at 1-800-533-1710 or 6-5700. NOTE: Provide when ordering 1. Test name 2. Performing lab code 3. Specimen Type 4. Required consent and/or requisitions form including patient specific information, i.e. consent forms, clinical information, family history. Please contact Customer Service at 1-800-533-1710 or 6-5700 for required forms. | Varies |  | Test Performed by:University of Washington Medical Center-Clinical Immunology Lab 1959 NE Pacific St. Room NW220 Seattle, WA 98195-0001 |  |  |  |  | Varies |  |  | Varies | Misc UWCI Clinical Immunology | 51991-8 | ZR278 | Result | 19146-0
ZW293 | Miscellaneous UPMC Molecular and Genomic Pathology |  |  | No | Misc UPMC Mol/Gen Path Lab | Varies | Varies This is a Miscellaneous Referral Test. For specific requirements, please refer to the referred tests list under the catalog tab on the MCL Website (external) or the Referral Catalog (CRM) (internal). If unable to find the correct test, request forms, or specimen requirements, contact Customer Service at 1-800-533-1710 or 6-5700. NOTE: Provide when ordering 1. Test name 2. Performing lab code 3. Specimen Type | Varies |  | Test Performed by:UPMC Molecular and Genomic Pathology 3477 Euler Way Pittsburgh, PA 15213 |  |  |  |  | Varies |  |  | Varies | Misc UPMC Mol/Gen Path Lab | 51991-8 | ZR293 | Result | 19146-0
ZW334 | Miscellaneous Variantyx, Inc. |  |  | No | Misc. Variantyx, Inc. | Varies | Varies This is a Miscellaneous Referral Test. For specific requirements, please refer to the referred tests list under the catalog tab on the MCL Website (external) or the Referral Catalog (CRM) (internal). If unable to find the correct test, request forms or specimen requirements, contact Customer Service at 9-1-800-533-1710. NOTE: Provide when ordering: 1. Test name 2. Referral Lab Code 3. Specimen Type 4. Required consent and/or requisitions form including patient specific information, i.e. consent forms, clinical information, family history. Please contact Customer Service at 9-1-800-533-1710 for required forms. | Varies | [6 empty] | Varies |  |  | Varies | Misc. Variantyx, Inc. | 51991-8 | ZR334 | Result | 19146-0
ZW121 | Miscellaneous Versiti Wisconsin, Inc. |  | Varies | No | Misc Versiti Wisconsin, Inc. | Varies | Varies This is a Miscellaneous Referral Test. For specific requirements, please refer to the referred tests list under the catalog tab on the MCL Website (external) or the Referral Catalog (CRM) (internal). If unable to find the correct test, request forms, or specimen requirements, contact Customer Service at 1-800-533-1710 or 6-5700. NOTE: Provide when ordering 1. Test name 2. Performing lab code 3. Specimen Type | Varies | [6 empty] | Varies |  |  | Varies | Misc Versiti Wisconsin, Inc. | 51991-8 | ZU121 | Unit of Measure | No LOINC Needed
IHC | Mismatch Repair (MMR) Protein Immunohistochemistry Only, Tumor | Evaluating tumor tissue to identify patients at risk for having hereditary nonpolyposis colon cancer/Lynch syndrome | Immunohistochemistry (IHC) | Yes | MMR Protein, IHC Only, Tumor | When this test is ordered, MLH1, MSH2, MSH6, and PMS2 stains will always be performed at an additional charge. | Tumor tissue is required. Preferred: Specimen Type:Tissue block Collection Instructions:Submit formalin-fixed, paraffin-embedded tissue block. Acceptable: Specimen Type:Tissue slide Slides:1 Hematoxylin and eosin stained and 10 unstained Collection Instructions:Submit 1 slide stained with hematoxylin and eosin and 10 unstained, nonbaked slides (5-micron-thick sections) of tumor tissue. |  | Hereditary nonpolyposis colon cancer (HNPCC), also known as Lynch syndrome, is an autosomal dominant inherited cancer syndrome that predisposes individuals to the development of colorectal, endometrial, gastric, upper urinary tract, and other cancers. Individuals with HNPCC/Lynch syndrome have a germline mutation in 1 of several genes involved in DNA mismatch repair. The majority of mutations associated with HNPCC/Lynch syndrome occur inMSH2andMLH1; however, mutations inMSH6andPMS2have also been identified. There are several strategies for evaluating individuals whose personal or family history of cancer is suggestive of HNPCC/Lynch syndrome. Typically, the first step is to evaluate tumors for the characteristics common to individuals with HNPCC/Lynch syndrome, which include microsatellite instability (presence of numerous alterations in a type of repetitive DNA called microsatellites) and loss of protein expression of 1 or more of the genes associated with HNPCC/Lynch syndrome. Microsatellite instability (MSI) and immunohistochemistry (IHC) are commonly interpreted together to evaluate risk for HNPCC/Lynch syndrome. High levels of MSI within a tumor are suggestive of defective DNA mismatch repair,however, this finding does not provide information about which gene is involved. IHC is a complementary testing strategy used to evaluate the expression of the MLH1, MSH2, MSH6, and PMS2 proteins in HNPCC/Lynch syndrome-related cancers. Loss of expression of 1 or more of these proteins within the tumor is helpful in identifying which corresponding genes to target for mutation analysis. Although MSI and IHC are best interpreted together, they are also available separately to accommodate clinical situations in which there are barriers to performing these tests concurrently (eg, financial concerns, specimen requirements). IHC alone can determine retention or loss of MLH1, MSH2, MSH6, and PMS2 protein expression. If all 4 proteins are present, the likelihood of HNPCC/Lynch syndrome is reduced, but not eliminated, because approximately 5% of tumors that display MSI also have normal protein expression for these 4 genes. Loss of 1 or more proteins by IHC is suggestive of defective DNA mismatch repair within the tumor and the likelihood of HNPCC/Lynch syndrome is increased. Germline testing (ie, mutation analysis) for the corresponding genes can then be performed to identify the causative germline mutation and allow for predictive testing of at-risk individuals. Of note, loss of protein expression by IHC has also been demonstrated in various sporadic cancers, including those of the colon and endometrium. Absence of MLH1 and PMS2 protein expression within a tumor, for instance, is most often associated with a somatic alteration in individuals with an older age of onset of cancer than typical HNPCC/Lynch syndrome families. Therefore, an MSI-H phenotype or loss of protein expression by IHC within a tumor does not distinguish between somatic and germline mutations. Genetic testing of the gene indicated by IHC analysis can help to distinguish between these 2 possibilities. In addition, when absence of MLH1 and PMS2 are observed, the BRMLH /MLH1Hypermethylation andBRAFMutation Analysis, Tumor or ML1HM /MLH1Hypermethylation Analysis, Tumor test may also help to distinguish between a sporadic and germline etiology. It should be noted that this is not a genetic test, but rather stratifies the risk of having an inherited cancer predisposition syndrome and identifies patients who might benefit from subsequent genetic testing. For more information seeLynch Syndrome Testing Algorithm | An interpretive report will be provided. | The interpretation of molecular biomarker analysis includes an overview of the results and the associated diagnostic, prognostic, and therapeutic implications. | The finding of absent protein expression for 1 or more of the MMR genes tested does not distinguish between somatic and germline mutations. Because immunohistochemistry (IHC) results may indicate likelihood of a germline alteration, it is recommended that genetic counseling be provided prior to IHC testing. Test results should be interpreted in the context of clinical findings, family history, and other laboratory data. Errors may occur in our interpretation of results if information given to us is inaccurate or incomplete. | 1. Baudhuin LM, Burgart LJ, Lentovich O, Thibodeau SN. Use of microsatellite instability and immunohistochemistry testing for the identification of individuals at risk for Lynch Syndrome. Fam Cancer. 2005;4(3):255-265. doi: 10.1007/s10689-004-1447-6 2. Shia J, Klimstra DS, Nafa K, et al. Value of immunohistochemical detection of DNA mismatch repair proteins in predicting germline mutation in hereditary colorectal neoplasms. Am J Surg Pathol. 2005;29(1):96-104 3. Idos G, Valle L. Lynch syndrome. In: Adam MP, Feldman J, Mirzaa GM, et al, eds. GeneReviews (Internet). University of Washington, Seattle; 2004. Updated February 2, 2021. Accessed December 5, 2023. Available at www.ncbi.nlm.nih.gov/books/NBK1211/ | Immunohistochemistry staining is used to determine the presence or absence of protein expression for MLH1, MSH2, MSH6, and PMS2. Lymphocytes and normal epithelium exhibit strong nuclear staining and serve as positive internal controls for staining of these proteins.(Cunningham JM, Kim CY, Christensen ER, et al. The frequency of hereditary defective mismatch repair in a prospective series of unselected colorectal carcinomas. Am J Hum Genet. 2001;69[4]:780-790; Gill S, Lindor NM, Burgart LJ, et al. Isolated loss of PMS2 expression in colorectal cancers: frequency, patient age, and familial aggregation. Clin Cancer Res. 2005;11[18]:6466-6471) | 5 to 8 days | FFPE tissue: Unused portions of FPPE blocks will be returned. Unused, unstained slides: 5 years; Stained slides: Indefinitely. | This test was developed and its performance characteristics determined by Mayo Clinic in a manner consistent with CLIA requirements. It has not been cleared or approved by the US Food and Drug Administration. | 88341 MLH1, MLH2, or MLH6 (if appropriate)88342 PMS2 (if appropriate) | MMR Protein, IHC Only, Tumor | In Process | 53266 | Released By | 18771-6
MITF | MiTF Immunostain, Technical Component Only | Identification of melanomas | Immunohistochemistry (IHC) | Yes | MiTF IHC, Tech Only | For the initial technical component only immunohistochemical (IHC) stain performed, the appropriate bill-only test ID will be reflexed and charged (IHTOI). For each additional technical component only IHC stain performed, an additional bill-only test ID will be reflexed and charged (IHTOA). | Supplies:Immunostain Technical Only Envelope (T693) Specimen Type:Tissue Container/Tube:Immunostains Technical Only Envelope Preferred:2 Unstained positively charged glass slide (25- x 75- x 1-mm) per test ordered; sections 4-microns thick. Acceptable:Formalin-fixed, paraffin-embedded tissue block |  | Microphthalmia-associated transcription factor is produced by melanocytes and osteoclasts and can be useful in the classification of melanoma. |  | This test does not include pathologist interpretation, only technical performance of the stain. If interpretation is required, order PATHC / Pathology Consultation for a full diagnostic evaluation or second opinion of the case. The positive and negative controls are verified as showing appropriate immunoreactivity. If a control tissue is not included on the slide, a scanned image of the relevant quality control tissue is available upon request; call 855-516-8404. Interpretation of this test should be performed in the context of the patient's clinical history and other diagnostic tests by a qualified pathologist. | Age of a cut paraffin section can affect immunoreactivity. Stability thresholds vary widely among published literature and are antigen dependent. Best practice is for paraffin sections to be cut within 6 weeks. | 1. Nybakken GE, Sargen M, Abraham R, Zhang PJ, Ming M, Xu. MITF accurately highlights epidermal melanocytes in atypical intraepidermal melanocytic proliferations. Am J Dermatopathol. 2013;35(1):25-29 2. Fox MD, Billings SD, Gleason BC, et al. Expression of MiTF may be helpful in differentiating cellular neurothekeoma from plexiform fibrohistiocytic tumor (histiocytoid predominant) in a partial biopsy specimen. Am J Dermatopathol. 2012;34(2):157-160 3. Wang Y, Radfar S, Liu S, Riker AI, Khong HT. Mitf-Mdel, a novel melanocyte/melanoma-specific isoform of microphthalmia-associated transcription factor-M, as a candidate biomarker for melanoma. BMC Med. 2010;8:14 4. Magaki S, Hojat SA, Wei B, So A, Yong WH. An introduction to the performance of immunohistochemistry. Methods Mol Biol. 2019;1897:289-298. doi:10.1007/978-1-4939-8935-5_25 | Immunohistochemistry on sections of paraffin-embedded tissue.(Unpublished Mayo method) | 1 to 3 days | Until staining is complete. | This test has been cleared, approved, or is exempt by the US Food and Drug Administration and is used per manufacturer's instructions. Performance characteristics were verified by Mayo Clinic in a manner consistent with CLIA requirements. | 88342-TC, primary88341-TC, if additional IHC | MiTF IHC, Tech Only | Order only;no result | 70821 | MiTF IHC, Tech Only | Bill only; no result
AMA | Mitochondrial Antibodies (M2), Serum | Establishing the diagnosis of primary biliary cholangitis This testis not useful forindicating the stage or prognosis of the disease or for monitoring the course of the disease. | Enzyme Immunoassay (EIA) | Yes | Mitochondrial Ab, M2, S | Serum | Supplies:Sarstedt Aliquot Tube, 5 mL (T914) Collection Container/Tube: Preferred:Serum gel Acceptable:Red top Submission Container/Tube:Plastic vial Specimen Volume:0.5 mL Collection Instructions:Centrifuge and aliquot serum into a plastic vial. | 0.4 mL | Primary biliary cholangitis (PBC) is a chronic and progressive autoimmune liver disease characterized by the destruction of the small intrahepatic bile ducts and a variable clinical course, which may include fatigue and pruritus. Untreated patients with PBC have a high risk of liver cirrhosis and related complications, liver failure and death.(1,2) The serological hallmark of PBC is the presence of antimitochondrial antibody (AMA) characterized by cytoplasmic reticular/AMA (anti-cell 21 [AC-21] based on the International Consensus on Antinuclear Antibody Patterns [ICAP] nomenclature) staining pattern on HEp-2 substrate by indirect immunofluorescence assay (IFA).(3) In addition, autoantibodies associated with the HEp-2 IFA nuclear patterns have been reported in a subset of patients with PBC who are seronegative for AMA or may be positive for AMA but have uncertain clinical or phenotypic attributes.(1,2,4,5) The HEp-2 IFA nuclear patterns in PBC include multiple nuclear dots (MND or AC-6) and punctate nuclear envelope (AC-12), which are associated with anti-Sp100 and anti-gp210 antibodies, respectively. (3) The diagnosis of PBC can be established if 2 out of the 3 following criteria are met: sustained elevated levels of alkaline phosphatase (ALP), evidence AMA or specific antinuclear antibody (ANA) (anti-Sp100 and anti-gp210 antibodies), and diagnostic liver histology.(2) Based on these criteria, a biopsy can be avoided in case of high ALP levels and detection of these PBC-specific autoantibodies.(1,2) Therefore, reliable and accurate serologic determination of PBC-specific autoantibodies play a critical role in disease evaluation. Positivity of AMA ranges from 90% to 95% in patients with PBC, while the PBC-specific ANA (anti-Sp100 and anti-gp210 antibodies) may occur in approximately 30% of all patients with PBC, and up to 50% of patients who are AMA-negative.(6) The M2-type AMA (AMA-M2) is the dominant target of the 9 subunits of the mitochondrial antigenic complex.(1,2) AMA-M2 target components of the 2-oxo-acid dehydrogenase complex: pyruvate dehydrogenase complex (PDC), 2-oxoglutarate dehydrogenase complex (OGDC) and branched-chain 2-oxoacid dehydrogenase complex (BCOADC). Specifically, autoantibodies mainly recognize the E2 subunits of these complexes: PDC-E2 (80%-90% of cases), BCOADC-E2 (50%-80% of cases) and OGDC-E2 (20%-60% of cases), and to a lesser extent, the E1 and E3 subunits.(2). Although the sensitivities of the anti-Sp100 and anti-gp210 antibodies are low, their specificities for PBC are excellent; therefore, both tests have been reported to be useful in confirming a diagnosis of PBC or predicting development of disease in nonestablished PBC cases with positive AMA.(4,5) In addition to the diagnostic relevance of anti-gp210 IgG antibody, a few studies have suggested a role for their use in the risk stratification and prognosis in PBC; however, the significance of these remain contentious. In one study, the presence of anti-gp210 antibodies was reported to pose a significant risk for hepatic failure type progression, more severe interface hepatitis, and lobular inflammation, compared to those with centromere antibodies who had relatively higher ductular reaction.(7) In addition to MND and punctate nuclear envelope, the anticentromere (AC-3) and the speckled (AC-4 and AC-5) patterns can be found in variable prevalence in patients with PBC with overlapping connective tissue diseases (systemic sclerosis [SSc] and Sjogren syndrome).(8) In the context of other liver diseases, the cytoplasmic fibrillar linear (AC-15) HEp-2 IFA pattern associated with autoimmune hepatitis (AIH) may also be seen when PBC overlaps in patients with AIH or other liver diseases, such as hepatitis B virus infection, hepatitis C virus infection, and hepatic carcinoma.(9) In general, a mixed pattern composed of at least two HEp-2 IFA patterns is mostly found in patients with PBC rather than in other liver diseases.(9) Traditionally, the IFA method was used for the detection of AMA; however, antigen-specific solid-phase immunoassays (SPA), such as enzyme-linked immunosorbent assay (ELISA), line blot immunoassay (LIA), and dot immunoassay (DIA) have been developed and are increasingly being used in the laboratory evaluation of PBC.(4,5,7-10) The AMA SPA use a variety of M2 antigens, including fusion protein combining the three E2 subunits, a mixture of recombinant E2 subunits, or the three E2 recombinant subunits isolated, among others.(4,5,7,10) The anti-Sp100 and anti-gp210 antibodies can also be determined using analyte-specific ELISA, LIA and DIA. In addition to the SPA for detecting antibodies to AMA, Sp100, and gp210, the use HEp-2 substrate by IFA provides a simple and strategic approach for confirming the presence of AMA cytoplasmic staining if positive byenzyme immunoassay (EIA) with the possibility of identifying patients who may be AMA-negative but positive to nuclear antibodies. In PBC patients, the nuclear envelope pattern is associated with anti-gp210 antibody while the multiple nuclear dot pattern is specific for anti-Sp100 antibodies. However, expression of the MND and the nuclear envelope patterns may not be easily identified in the presence of other antibodies. Testing for these antibodies is indicated in patients who are AMA positive by EIA as well as patients at-risk for PBC but are AMA negative. In addition to providing additional support for PBC diagnosis in AMA-positive and AMA-negative patients, the use of HEp-2 substrate offers the possibility to identify patients at-risk for PBC who may present with coexisting systemic autoimmune rheumatic diseases (systemic lupus erythematosus, systemic sclerosis, and Sjogren syndrome) or autoimmune liver disease (autoimmune hepatitis) through additional pattern recognition. The use of SPA for ANA testing do not provide these additional diagnostic insights. | Negative: <0.1 Units Borderline: 0.1-0.3 Units Weakly positive: 0.4-0.9 Units Positive: > or =1.0 Units Reference values apply to all ages. | A positive result for antimitochondrial antibodies of M2 specificity in the setting of chronic cholestasis after exclusion of other causes of liver disease is highly suggestive of primary biliary cholangitis. | Positive results are found (infrequently) in patients with systemic sclerosis, relatives of patients with primary biliary cholangitis (PBC), and other autoimmune diseases. If negative, and clinical suspicion for PBC is strong, patients should be tested for antinuclear antibodies using Hep-2 substrate by indirect immunofluorescence assay as well as antibodies to Sp100 and gp210. | 1. Younossi ZM, Bernstein D, Shiffman ML, et al. Diagnosis and management of primary biliary cholangitis. Am J Gastroenterol. 2019;114(1):48-63 2. Lindor KD, Bowlus CL, Boyer J, Levy C, Mayo M. Primary biliary cholangitis: 2018 practice guidance update from the American Association for the Study of Liver Diseases. Hepatology. 2019;69(1):394-419 3. International Consensus on ANA Patterns. AC-20 Cytoplasmic fine speckled. ICAP; 2015. Accessed November 16, 2023. Available at www.anapatterns.org/view_pattern.php?pattern=20 4. Zhang Q, Liu Z, Wu S, et al. Meta-analysis of antinuclear antibodies in the diagnosis of antimitochondrial antibody-negative primary biliary cholangitis. Gastroenterol Res Pract. 2019;2019:8959103 5. Dahlqvist G, Gaouar F, Carrat F, et al. Large-scale characterization study of patients with antimitochondrial antibodies but nonestablished primary biliary cholangitis. Hepatology. 2017;65(1):152-163 6.Trivella J, John BV, Levy C. Primary biliary cholangitis: Epidemiology, prognosis, and treatment. Hepatol Commun. 2023;7(6):e0179 7. Nakamura M, Kondo H, Mori T, et al. Anti-gp210 and anti-centromere antibodies are different risk factors for the progression of primary biliary cirrhosis. Hepatology. 2007;45(1):118-127 8. Favoino E, Grapsi E, Barbuti G, et al. Systemic sclerosis and primary biliary cholangitis share an antibody population with identical specificity. Clin Exp Immunol. 2023;212(1):32-38 9. Wei Q, Jiang Y, Xie J, et al. Investigation and analysis of HEp 2 indirect immunofluorescence titers and patterns in various liver diseases [published correction appears in Clin Rheumatol. 2021 Apr;40(4):1667]. Clin Rheumatol. 2020;39(8):2425-2432 10. Munoz-Sanchez G, Perez-Isidro A, Ortiz de Landazuri I, et al. Working algorithms and detection methods of autoantibodies in autoimmune liver disease: A nationwide study. Diagnostics (Basel). 2022;12(3):697 | A recombinantpyruvate dehydrogenase complex-E2 (M2) antigen for detection of antibodies against M2 is attached to the surface of a microplate. Diluted patient serum, standards, or controls are added to the wells, and the M2 specific IgG and IgM antibodies, if present, bind to the antigen. All unbound human antibodies are washed away, and a conjugate of enzyme-labeled polyclonal antibody to human IgG and IgM is added. The enzyme conjugate binds to the antibody complex. Excess enzyme-conjugate is washed away, and substrate is added. After a specified time, the enzyme reaction is stopped. The intensity of the color generated is proportional to the amount of anti-M2 IgG and/or IgM antibody in the sample. The results are read by a spectrophotometer producing a direct measurement of the anti-M2 IgG and IgM antibodies in the serum. Testing is performed on the Agility instrument by Dynex.(Package insert: Kallestad Anti-MitochondrialKit. Bio-Rad Laboratories, Inc; 10/2014) | 2 to 3 days | 14 days | This test has been cleared, approved, or is exempt by the US Food and Drug Administration and is used per manufacturer's instructions. Performance characteristics were verified by Mayo Clinic in a manner consistent with CLIA requirements. | 86381 | Mitochondrial Ab, M2, S | 51715-1 | AMA | Mitochondrial Ab, M2, S | 51715-1
DMITO | Mitochondrial DNA Deletion Heteroplasmy, ddPCR, Varies | Assessing the heteroplasmy level of previously detected large mitochondrial DNA (mtDNA) deletions. Screening family members for previously detected large mtDNA deletions. This testis not recommended forfirst tier diagnostic testing for mitochondrial disorders. This testdoes not assessmtDNA depletion. | Droplet Digital Polymerase Chain Reaction (ddPCR) | Yes | Mitochondrial Deletion Heteroplasmy | For skin biopsy or cultured fibroblast specimens, fibroblast culture testing will be performed at an additional charge. If viable cells are not obtained, the client will be notified. | Patient Preparation:A previous bone marrow transplant from an allogenic donor will interfere with testing. Call 800-533-1710 for instructions for testing patients who have received a bone marrow transplant. Submit only 1 of the following specimens: Specimen Type:Whole blood Container/Tube: Preferred:Lavender top (EDTA) or yellow top (ACD) Acceptable:Any anticoagulant Specimen Volume:3 mL Collection Instructions: 1. Invert several times to mix blood. 2. Send whole blood specimen in original tube.Do not aliquot. Specimen Stability Information:Ambient (preferred) 4 days/Refrigerated SpecimenType: Cultured fibroblasts Container/Tube: T-25 flask SpecimenVolume: 2 Flasks CollectionInstructions: Submit confluent cultured fibroblast cells from a skin biopsy. Cultured cells from a prenatal specimen will not be accepted. Specimen Stability Information: Ambient (preferred)/Refrigerated (<24 hours) Additional Information:A separate culture charge will be assessed under CULFB / Fibroblast Culture for Biochemical or Molecular Testing. An additional 3 to 4 weeks is required to culture fibroblasts before genetic testing can occur. Specimen Type: Skin biopsy Supplies: Fibroblast Biopsy Transport Media (T115) Container/Tube: Sterile container with any standard cell culture media (eg, minimal essential media, RPMI 1640). The solution should be supplemented with 1% penicillin and streptomycin. Specimen Volume: 4-mm punch Specimen Stability Information: Refrigerated (preferred)/Ambient Additional Information:A separate culture charge will be assessed under CULFB / Fibroblast Culture for Biochemical or Molecular Testing. An additional 3 to 4 weeks is required to culture fibroblasts before genetic testing can occur. Specimen Type:Muscle tissue biopsy Supplies:Muscle Biopsy Kit (T541) Collection Instructions:Prepare and transport specimen per instructions inMuscle Biopsy Specimen PreparationInstructions. Specimen Volume:10-80 mg Specimen Stability Information:Frozen (preferred)/Ambient/Refrigerated Specimen Type:Snap frozen nerve tissue biopsy Collection Instructions:Prepare snap frozen tissue biopsy per surgical procedure Specimen Volume:0.25-0.5 cm Specimen Stability Information:Frozen Specimen Type: Blood spot Supplies:Card-Blood Spot Collection (Filter Paper) (T493) Container/Tube: Preferred: Collection card (Whatman Protein Saver 903 Paper) Acceptable: PerkinElmer 226 (formerly Ahlstrom 226) filter paper, or blood spot collection card Specimen Volume: 2 to 5 Blood spots Collection Instructions: 1.An alternative blood collection option for a patient older than 1 year is a fingerstick. For detailed instructions, seeHow to Collect Dried Blood Spot Samples. 2. Let blood dry on the filter paper at ambient temperature in a horizontal position for a minimum of 3 hours. 3. Do not expose specimen to heat or direct sunlight. 4. Do not stack wet specimens. 5. Keep specimen dry. Specimen Stability Information:Ambient (preferred)/Refrigerated Additional Information: 1.Due to lower concentration of DNA yielded from blood spot, it is possible that additional specimen may be required to complete testing. 2.For collection instructions, seeBlood Spot Collection Instructions. 3. For collection instructions in Spanish, seeBlood Spot Collection Card-Spanish Instructions(T777). 4. For collection instructions in Chinese, seeBlood Spot Collection Card-Chinese Instructions(T800). | Blood: 1 mL; Blood spots: 2 spots; Other specimen types: See Specimen Required | Large deletions in the mitochondrial genome (mtDNA deletions) cause up to 10% of primary mitochondrial disease.(1) mtDNA deletions typically present with 1 of 3 syndromes, but a large amount of clinical overlap exists. The 3 syndromes include Kearns-Sayre syndrome, Pearson syndrome, and progressive external ophthalmoplegia (PEO). Occasionally large mtDNA deletions may cause Leigh syndrome. The phenotypes for these conditions vary. Kearns-Sayre syndrome typically has an age of onset of less than 20 years and is characterized by pigmentary retinopathy or PEO, cardiac conduction defects, ataxia, and an increased spinal fluid (CSF) protein level. A common, recurrent deletion spanning m.8470_13446 causes Kearns-Sayre syndrome; however, there are additional deletions that contribute to the syndrome. These deletions are detected in muscle. Pearson syndrome's clinical features include sideroblastic anemia, exocrine pancreas dysfunction with symptoms in the first year of life. mtDNA deletions that cause Pearson syndrome are abundant in blood. Chronic PEO can be the mildest of the mtDNA deletion phenotypes. This presentation is characterized by progressive ptosis, ophthalmoplegia, oropharyngeal, and proximal muscle weakness. mtDNA deletions that cause PEO are primarily detectable in muscle. Occasionally, mtDNA deletions cause Leigh syndrome, which is characterized by psychomotor regression, abnormal brain MRI, and elevated blood and CSF lactate levels. However, other mtDNA variants may also cause Leigh syndrome. If caused by a large deletion, it is usually detectable in muscle or blood. Large deletions can be present in only a fraction of mitochondria; a phenomenon known as heteroplasmy. Typically, the severity of disease presentation is a function of the degree of heteroplasmy. Determining the heteroplasmy of large mtDNA deletions is challenging by common clinical methods, such as next-generation sequencing. However, this droplet digital polymerase chain reaction method can obtain an accurate range of heteroplasmy levels in a variety of tissues. | An interpretive report will be provided. | The interpretation of molecular biomarker analysis includes an overview of the results and the associated diagnostic, prognostic, and therapeutic implications. | Clinical Correlations: Test results should be interpreted in context of clinical findings, family history, and other laboratory data. Misinterpretation of results may occur if the information provided is inaccurate or incomplete. If testing was performed because of a clinically significant family history, it is often useful to first test an affected family member. Detection of a reportable variant in an affected family member would allow for more informative testing of at-risk individuals. Technical Limitations: This assay will not detect the breakpoints for large mitochondrial deletions or single nucleotide variants that cause mitochondrial disease. Therefore, the absence of a detectable variant does not rule out the possibility that an individual is affected with mitochondrial disease. This test can only detect mitochondrial DNA (mtDNA) deletions that include themt-ND4ormt-ND2genes. Some individuals who have a mitochondrial deletion syndromemay have a deletion that is not identified by this assay. The absence of a deletion, therefore, does not eliminate the possibility of a mitochondrial DNA deletion syndrome. For predictive testing of asymptomatic individuals, it is important to first document the presence of a deletion in an affected family member. Of note, absence of a mitochondrial deletion does not rule out the presence of a deletion below the limits of detection of this assay (<10% heteroplasmy). Rare variants exist that could lead to false-negative or false-positive results. If results obtained do not match clinical findings, additional testing should be considered. | 1. Lamont PJ, Surtees R, Woodward CE, Leonard JV, Wood NW, Harding AE. Clinical and laboratory findings in referrals for mitochondrial DNA analysis. Arch Dis Child. 1998;79(1):22-27. doi:10.1136/adc.79.1.22 2. Goldstein A, Falk MJ. Mitochondrial DNA deletion syndromes. In: Adam MP, Mirzaa GM, Pagon RA, et al, eds. GeneReviews [Internet]. University of Washington, Seattle; 2003. Updated May 11, 2023. Accessed June 30, 2023. Available atwww.ncbi.nlm.nih.gov/books/NBK1203/ 3. Legati A, Zanetti N, Nasca A, et al. Current and new next-generation sequencing approaches to study mitochondrial DNA. J Mol Diagn. 2021;23(6), 732-741 4. McCormick EM, Lott MT, Dulik MC, et al. Specifications of the ACMG/AMP standards and guidelines for mitochondrial DNA variant interpretation. Hum Mutat. 2020;41(12):2028-2057 | This test is a droplet digital polymerase chain reaction method for determining heteroplasmy for large mitochondrial genome deletions.(Unpublished Mayo method) | 7 to 10 days | Whole Blood: 2 weeks (if available); Extracted DNA: 3 months; Blood spots, cultured fibroblasts, skin biopsy:1 month | This test was developed and its performance characteristics determined by Mayo Clinic in a manner consistent with CLIA requirements. It has not been cleared or approved by the US Food and Drug Administration. | 81479 | Mitochondrial Deletion Heteroplasmy | 35470-4 | 618621 | Released By | 18771-6
MITOP | Mitochondrial Full Genome Analysis, Next-Generation Sequencing (NGS), Varies | Diagnosis of the subset of mitochondrial diseases that results from variants in the mitochondrial genome A second-tier test for patients in whom previous targeted gene variant analyses for specific mitochondrial disease-related genes were negative Identifying variants within genes of the mitochondrial genome that are known to be associated with mitochondrial disease, allowing for predictive testing of at-risk family members | Long-Range Polymerase Chain Reaction (LR-PCR) followed by Next-Generation Sequencing (NGS) | Yes | Mitochondrial Full Genome Analysis | For skin biopsy or cultured fibroblast specimens, fibroblast culture testing will be performed at an additional charge. If viable cells are not obtained, the client will be notified. | Patient Preparation:A previous bone marrow transplant from an allogenic donor will interfere with testing. Call 800-533-1710 for instructions for testing patients who have received a bone marrow transplant. Submit only 1 of the following specimens: Specimen Type:Whole blood Container/Tube: Preferred:Lavender top (EDTA) or yellow top (ACD) Acceptable:Any anticoagulant Specimen Volume:3 mL Collection Instructions: 1. Invert several times to mix blood. 2. Send whole blood specimen in original tube.Do not aliquot. Specimen Stability Information:Ambient (preferred)/Refrigerated Specimen Type:Cultured fibroblasts Container/Tube:T-75 or T-25 flask Specimen Volume:1 Full T-75 or 2 full T-25 flasks Specimen Stability Information:Ambient (preferred)/Refrigerated <24 hours Additional Information:A separate culture charge will be assessed under CULFB / Fibroblast Culture for Biochemical or Molecular Testing. An additional 3 to 4 weeks is required to culture fibroblasts before genetic testing can occur. Specimen Type:Skin biopsy Supplies:Fibroblast Biopsy Transport Media (T115) Container/Tube:Sterile container with any standard cell culture media (eg, minimal essential media, RPMI 1640). The solution should be supplemented with 1% penicillin and streptomycin. Specimen Volume:4-mm punch Specimen Stability Information:Refrigerated (preferred)/Ambient Additional Information:A separate culture charge will be assessed under CULFB / Fibroblast Culture for Biochemical or Molecular Testing. An additional 3 to 4 weeks is required to culture fibroblasts before genetic testing can occur. Specimen Type:Muscle tissue biopsy Supplies:Muscle Biopsy Kit (T541) Collection Instructions:Prepare and transport specimen per instructions inMuscle Biopsy Specimen Preparation Instructions. Specimen Volume:10-80 mg Specimen Stability Information:Frozen (preferred)/Ambient/Refrigerated Specimen Type:Snap frozen nerve tissue biopsy Collection Instructions:Prepare snap frozen tissue biopsy per surgical procedure Specimen Volume:0.25-0.5 cm Specimen Stability Information:Frozen Specimen Type:Blood spot Supplies:Card-Blood Spot Collection (Filter Paper) (T493) Preferred:Collection card (Whatman Protein Saver 903 Paper) Acceptable:PerkinElmer 226 (formerly Ahlstrom 226) filter paper or blood spot collection card Specimen Volume:2 to 5 Blood spots Collection Instructions: 1.An alternative blood collection option for a patient older than 1 year is a fingerstick. For detailed instructions, seeHow to Collect Dried Blood Spot Samples. 2. Let blood dry on the filter paper at ambient temperature in a horizontal position for a minimum of 3 hours. 3. Do not expose specimen to heat or direct sunlight. 4. Do not stack wet specimens. 5. Keep specimen dry Specimen Stability Information:Ambient (preferred)/Refrigerated Additional Information: 1. Due to lower concentration of DNA yielded from blood spot, it is possible that additional specimen may be required to complete testing. 2. For collection instructions, seeBlood Spot Collection Instructions 3. For collection instructions in Spanish, seeBlood Spot Collection Card-Spanish Instructions(T777) 4. For collection instructions in Chinese, seeBlood Spot Collection Card-Chinese Instructions(T800) | Blood: 1 mL Muscle tissue biopsy: 20 mg Nerve tissue biopsy: See Specimen Required. Blood Spots: 5 punches-3 mm diameter | The mitochondrion occupies a unique position in eukaryotic biology. First, it is the site of energy metabolism, without which aerobic metabolism and life as we know it would not be possible. Second, it is the sole subcellular organelle that is composed of proteins derived from 2 genomes, mitochondrial and nuclear. A group of hereditary disorders due to variants in either the mitochondrial genome or nuclear mitochondrial genes have been well characterized. The diagnosis of mitochondrial disease can be particularly challenging as the presentation can occur at any age, involving virtually any organ system, and with widely varying severities. This test utilizes massively parallel sequencing, also termed next-generation sequencing (NGS), to determine the exact sequence of the entire 16,569 base-pair mitochondrial genome. The utility of this test is to assist in the diagnosis of the subset of mitochondrial diseases that result from variants in the mitochondrial genome .This includes certain types of myopathies and neuro-ophthalmologic diseases, such asMELAS (mitochondrial encephalomyopathy, lactic acidosis, stroke-like episodes), MERRF (myoclonic epilepsy with ragged red fibers), mitochondrial myopathy,neurogenic muscle weakness, ataxia, retinitis pigmentosa, Leigh syndrome, Leber hereditary optic neuropathy, andchronic progressive external ophthalmoplegia.In addition to the detection of single base changes with these disorders, large deletions, such as those associated with Kearns-Sayre or Pearson syndromes, are also detected. Variants in mitochondrial proteins that are encoded by genes in the nucleus, such as the enzymes of fatty acid oxidation, are not detected using this test. In contrast to variants in nuclear genes, which are present in either 0, 1, or 2 copies, mitochondrial variants can be present in any fraction of the total organelles, a phenomenon known as heteroplasmy. Typically, the severity of disease presentation is a function of the degree of heteroplasmy. Individuals with a higher fraction of altered mitochondria present with more severe disease than those with lower percentages of altered alleles. The sensitivity for the detection of altered alleles in a background of wild-type (or normal) mitochondrial sequences by NGS is approximately 10%. | An interpretive report will be provided. | All detected alterations are evaluated according to American College of Medical Genetics and Genomics recommendations.(1) Variants are classified based on known, predicted, or possible pathogenicity and reported with interpretive comments detailing their potential or known significance. The degree of heteroplasmy of each single nucleotide or delin (deletion/insertion) variant,defined as the ratio (percentage) of variant sequence reads to the total number of reads,will also be reported.Large deletions will be reported as either homoplasmic or heteroplasmic, but the degree of heteroplasmy will not be estimated, due to possible preferential amplification of the smaller deletion product by long-rangepolymerase chain reaction. | Clinical Correlations: A small percentage of individuals who have mitochondrial genome involvement may have a variant that is not identified by the methods performed. The absence of a variant, therefore, does not eliminate the possibility of a mitochondrial disease due to variant in the mitochondrial genome. Variants in mitochondrial genes encoded by the nuclear genome will not be detected with this assay. For predictive testing of asymptomatic individuals, it is important to first document the presence of a gene variant in an affected family member. Test results should be interpreted in the context of clinical findings, family history, and other laboratory data. Misinterpretation of results may occur if the information provided is inaccurate or incomplete. Technical Limitations: In some cases, DNA variants of undetermined significance may be identified. Rare variants (ie, polymorphisms) exist that could lead to false-negative or false-positive results. If results obtained do not match the clinical findings, additional testing should be considered. Evaluation Tools: Multiple in-silico evaluation tools were used to assist in the interpretation of these results. These tools are updated regularly; therefore, changes to these algorithms may result in different predictions for a given alteration. Additionally, the predictability of these tools for the determination of pathogenicity is currently unvalidated. Unless reported or predicted to cause disease, alterations in protein coding genes that do not result in an amino acid substitution are not reported. The mitochondrial haplogroup classification of the patient will be reported, but the individual nucleotide changes that define the haplogroup will not be reported. These and common alterations identified for this patient are available upon request. Reclassification of Variants-Policy: At this time, it is not standard practice for the laboratory to systematically review likely deleterious alterations or variants of uncertain significance that are detected and reported. The laboratory encourages healthcare providers to contact the laboratory at any time to learn how the status of a particular variant may have changed over time. | 1. Richards S, Aziz N, Bale S, et al: Standards and guidelines for the interpretation of sequence variants: a joint consensus recommendation of the American College of Medical Genetics and Genomics and the Association for Molecular Pathology. Genet Med. 2015 May;17(5):405-424 2. Munnich A, Rotig A, Cormier-Daire V, Rustin P: Clinical presentation of respiratory chain deficiency. In: Valle D, Antonarakis S, Ballabio A, Beaudet AL, Mitchell GA eds. The Online Metabolic and Molecular Basis of Inherited Disease. McGraw-Hill; 2019.Accessed September 28, 2020. Available at https://ommbid.mhmedical.com/content.aspx?bookid=2709&sectionid=225086827 3. Wallace DC, Lott MT, Brown MD, Kerstann K: Mitochondria and neuro-ophthalmologic diseases. In: Valle D, Antonarakis S, Ballabio A, Beaudet AL, Mitchell GA et al, eds. The Online Metabolic and Molecular Basis of Inherited Disease. McGraw-Hill; 2019.Accessed September 28, 2020. Available at https://ommbid.mhmedical.com/content.aspx?bookid=2709&sectionid=225088522 4. Wong LJ: Molecular genetics of mitochondrial disorders. Dev Disabil Res Rev. 2010 Jun;16(2):154-162.doi: 10.1002/ddrr.104 | Next-generation sequencing (NGS) is used to test for the presence of variants within the mitochondrial genome (includes 13 protein coding genes, 22 transfer RNA genes, and 2 ribosomal RNA genes) and to determine the mitochondrial haplogroup of the patient. Large deletions within the mitochondrial genome are first detected by gel electrophoresis (as size-shifted polymerase chain reaction bands), and the locations of the deletions in the mitochondrial DNA are then determined from the NGS data. The haplogroup is computed using the software package HaploGrep.(Kloss-Brandstatter A, Pacher D, Schonherr S, et al: HaploGrep: a fast and reliable algorithm for automatic classification of mitochondrial DNA haplogroups. Hum Mutat. 2011 Jan;32(1):25-32) and PhyloTree.(van Oven M, Kayser M: Updated comprehensive phylogenetic tree of global human mitochondrial DNA variation. Hum Mutat.. 2009;30[2]:E386-E394 Available at www.phylotree.org) | 28 to 42 days | Whole Blood: 2 weeks (if available); Extracted DNA: 3 months | This test was developed and its performance characteristics determined by Mayo Clinic in a manner consistent with CLIA requirements. It has not been cleared or approved by the US Food and Drug Administration. | 81460-Whole Mitochondrial Genome81465-Whole Mitochondrial Genome Large Deletion Analysis88233-Tissue culture, skin, solid tissue biopsy (if appropriate)88240-Cryopreservation (if appropriate) | Mitochondrial Full Genome Analysis | In Process | 55287 | Released By | 18771-6
MMPP | Mitochondrial Metabolites, Plasma | Monitoring patients with mitochondrial disorders, organic acidurias, and ketone body disorders | Gas Chromatography Mass Spectrometry (GC-MS) | Yes | Mitochondrial Metabolites, P | Plasma | Collection Container/Tube: Preferred:Green top (Sodium heparin) Acceptable:Green top (Lithium heparin) Submission Container/Tube: Plastic vial Specimen Volume:0.5 mL Collection Instructions:Centrifuge and aliquot plasma into a plastic vial. | 0.1 mL | Mitochondrial metabolites occur as physiologic intermediates in a variety of metabolic pathways. Mitochondrial diseases, organic acidurias, and ketone disorders are groups of disorders in which one or more of these pathways are blocked, resulting in a deficiency of normal products and an abnormal accumulation of intermediate metabolites in the body. In some conditions, these excess metabolites are observed in abnormal plasma concentrations. Mitochondrial disorders vary widely in both clinical presentation and age of onset. Patients commonly present with neurologic and myopathic features. In addition, patients may experience involvement of multiple organ systems with features such asmyopathy, ophthalmoplegia, ptosis, cardiomyopathy, sensorineural hearing loss, optic atrophy, pigmentary retinopathy, diabetes mellitus, encephalomyopathy, seizures, and stroke-like episodes. Organic acidurias typically present with either an acute life-threatening illness in early infancy or unexplained developmental delay with intercurrent episodes of metabolic decompensations in later childhood. Organic acidurias should be considered when patients present with severe and persistent metabolic acidosis of unexplained origin, elevated anion gap, and severe neurologic manifestations, such as seizures. Other findings, especially during acute episodes of metabolic decompensations, may include elevated ketones in urine or plasma, hyperammonemia, hypoglycemia, and lactic acidemia. Ketone disorders includedisorders of impaired ketone body metabolism and disorders of ketogenesis.Ketones are converted as an energy source when either carbohydrate reserves are depleted or excessive fatty acids are present. Clinical symptoms of ketonebody metabolismdisorders include episodes of ketoacidosis, vomiting, dehydration, and lethargy with increased risk of symptoms during periods of illness or fasting. Patients withdisorders of ketogenesisexperience hypoketotic hypoglycemic episodes that may result in long-term sequelae including seizure disorders, intellectual disability, and white matter changes in the brain. Treatment for ketone disorders involves avoidance of fasting and management of acute symptoms. A diagnostic workup for mitochondrial disorders, organic acidurias, and ketone body disorders includes analysis of urine organic acids (OAU / Organic Acids Screen, Random, Urine), plasma amino acids (AAQP /Amino Acids, Quantitative, Plasma)and plasma acylcarnitines (ACRN / Acylcarnitines, Quantitative, Plasma) as recommended first-tier tests for assessment. While the mitochondrial metabolites panel complements this work up and provides additional context, this test should not be used in isolation for diagnostic purposes. | LACTIC ACID < or = 4000.0 nmol/mL 2-HYDROXYBUTYRIC ACID < or = 124.0 nmol/mL 3-HYDROXYBUTYRIC ACID < or = 700.0 nmol/mL PYRUVIC ACID < or = 350.0 nmol/mL cis-ACONITIC ACID < or = 9.0 nmol/mL CITRIC ACID < or = 250.0 nmol/mL 3-HYDROXYPROPIONIC ACID < or = 12.4 nmol/mL 3-HYDROXY-2-METHYLBUTYRIC ACID < or = 2.5 nmol/mL 3-HYDROXYISOVALERIC ACID < or = 15.4 nmol/mL SUCCINIC ACID < or = 10.0 nmol/mL FUMARIC ACID < or = 5.0 nmol/mL 3-METHYLGLUTACONIC ACID < or = 1.6 nmol/mL MALIC ACID < or = 20.0 nmol/mL 2-KETOBUTYRIC ACID < or = 16.0 nmol/mL 2-KETOISOVALERIC ACID < or = 35.0 nmol/mL ACETOACETIC ACID < or = 350.0 nmol/mL 3-METHYL-2-KETOVALERIC ACID < or = 70.0 nmol/mL 2-KETOISOCAPROIC ACID < or = 70.0 nmol/mL 2-METHYLCITRIC ACID < or = 1.0 nmol/mL 2-KETOGLUTARIC ACID < or = 40.0 nmol/mL | An interpretive report based on pattern recognition is provided. The individual quantitative results support the interpretation of the mitochondrial metabolite profile but are not diagnostic by themselves. The elevation of 3-hydroxyisovaleric acid can be explained by several differential diagnoses that cannot always be distinguished by the mitochondrial metabolite profile. Differential diagnoses will be noted in the interpretative comment. For patients without a prior known diagnosis, abnormal results are typically not sufficient to conclusively establish a diagnosis of a particular disease. To verify a preliminary diagnosis based on a mitochondrial metabolite profile, independent biochemical or molecular genetic analyses are required. | 3-Hydroxyisobutyric acid can cause a false elevation in the quantitation of 3-hydroxybutyric acid. Patients affected by 3-hydroxyisobutyric aciduria may have falsely elevated 3-hydroxybutyric acid. Gross elevations of methylmalonic acid may interfere with the quantitation of 3-hydroxyisovaleric and succinic acid. When observed, the report will include a comment indicating presence of interference. Gross elevations of acetoacetic acid may interfere with the quantification of 3-methyl-2-ketovaleric acid. When observed, the report will include a comment indicating presence of interference. | 1. Munnich A, Rotig A, Cormier-Daire V, Rustin P. Clinical presentation of respiratory chain deficiency. In: Valle DL, Antonarakis S, Ballabio A, Beaudet AL, Mitchell GA, eds. The Online Metabolic and Molecular Bases of Inherited Disease. McGraw-Hill; 2019. Accessed July 5, 2024. Available at http://ommbid.mhmedical.com/content.aspx?bookid=2709&sectionid=225086827 2. Robinson BH. Lactic acidemia: Disorders of pyruvate carboxylase and pyruvate dehydrogenase. In: Valle DL, Antonarakis S, Ballabio A, Beaudet AL, Mitchell GA, eds. The Online Metabolic and Molecular Bases of Inherited Disease. McGraw-Hill; 2019. Accessed July 5, 2024. Available at http://ommbid.mhmedical.com/content.aspx?bookid=2709&sectionid=225087140 3. Shoffner JM. Oxidative phosphorylation diseases. In: Valle DL, Antonarakis S, Ballabio A, Beaudet AL, Mitchell GA, eds. Online Metabolic and Molecular Bases of Inherited Disease. McGraw-Hill; 2019 Accessed July 5, 2024. Available at http://ommbid.mhmedical.com/content.aspx?bookid=2709&sectionid=225088339 4. Mitchell GA, Fukao T. Inborn errors of ketone body metabolism. In: Valle D, Antonarakis S, Ballabio A, Beaudet A, Mitchell GA. eds. The Online Metabolic and Molecular Bases of Inherited Disease McGraw-Hill Education; 2019. Accessed July 5, 2024. Available at http://ommbid.mhmedical.com/content.aspx?bookid=2709&sectionid=225087757 | Plasma specimen is spiked with a mixture of labeled internal standards following oximation of keto acids. The samples are acidified and extracted. After evaporation, the dry residue is silylated and analyzed by capillary gas chromatography/mass spectrometry using selected ion monitoring with positive electron impact ionization and stable isotope dilution.(Unpublished Mayo method) | 3 to 9 days | 2 months | This test was developed and its performance characteristics determined by Mayo Clinic in a manner consistent with CLIA requirements. It has not been cleared or approved by the US Food and Drug Administration. | 82542 | Mitochondrial Metabolites, P | 101455-4 | 616818 | Reviewed by | 18771-6
FETCE | Mitochondrial Respiratory Chain Enzyme Analysis (ETC) - Skin Fibroblasts |  | Spectrophotometric | Yes | Electron Transport Chain Enzymes | Fibroblasts | Cultured Fibroblasts 3 T-25 flasks(s) filled to neck with culture media. Maintain sterility and forward promptly at ambient temperature. Complete and submit with specimen: 1.Baylor Mitochondrial request form. |  |  | A final report will be attached in Mayo Access. |  |  | Kirby DM, Thorburn DR, Turnbull DM, Taylor RW. Biochemical assays of respiratory chain complex activity. Methods CellBiol, 2007; 80:93-119. Trounce, I.A., Kim, Y.L., Jun, A.S., Wallace, D.C. Assessmentof mitochondrial oxidative phosphorylation in patients muscle biopsies, lymphoblastsand transmitochondrial cell lines. Methods Enzymol, 1996. 264, 484-509. Gellerich, F.N. et al. (2004) The problem of interlab variation in methods mitochondrial disease diagnosis: enzymatic measurement of respiratory chain complexes. Mitochondrion 4, (427-439) Enns,G.M. et al. (2005) ReIatonship of primary mitochondrial respiratory chain· dysfunction to fiber type abnormalities in skeletal muscle. Clin.Genet. 66: 337-346. Bernier, FP, Boneh A, DennettX, ChowCW, Cleary MA, Thorburn DR (2002) diagnostic criteria for respiratory chain disorders in adults and children.Neurology 59, 1406-11. Walker UA, Collins S, Byrne E (1996) Respiratory chain encephalomyopathies: a diagnostic classification. Eur Neurol 36, 260-267. | The electron transport chain enzymes were assayed at 30 C using a temperature-controlled spectrophotometer.Each assay is performed in duplicate.The activities of complex I (NADH:Ferricyanide dehydrogenase), complex II (succinate- dehydrogenase), complex I+III (NADH:cytochrome c oxidoreductase), complex II+III (succinate:cytochrome c reductase) and complex IV (cytochrome c oxidase) were measured using different electron acceptors/donors. The increase or decrease of cytochrome c at 550 nm was measured for complex I+III, II+III, or complex IV. The activity of complex I was measured-by following the oxidation of NADH at 340 nm. For complex II, the reduction of 2, 6-dichloroindophenol (DCIP) at 600 nm was measured. Citrate synthase is used as a marker for mitochondrial content. Enzyme activities are normalized against citrate synthase (CS) activity when CS activity is greater than 1 standard deviation above or below the control mean. The second figures in parentheses represent data after normalization if it has been performed. The interpretation of the results is done on the assumption that the specimen has been handled properly. | 42 to 45 days |  |  | 84311 x 682657 x 68823388240 | Electron Transport Chain Enzymes | Not Provided | Z1751 | Electron Transport Chain Enzymes | Not Provided
FMITO | Mitotane (Lysodren) |  | Gas Chromatography/Flame Ionization Detection (GC-FID) | Yes | Mitotane (Lysodren) | Varies | Submit only 1 of the following specimens: Plasma Draw blood in a green-top (sodium heparin) tube(s),plasma gel tube is not acceptable.Spin down and send 2 mL sodium heparin plasma refrigerated in a plastic vial. Serum Draw blood in a plain red-top tube(s),serum gel tube is not acceptable.Spin down and send 2 mL ofserum refrigerated in a plastic vial. | 0.5 mL |  | Units:ug/mL Therapeutic and toxic ranges have not been established. Usual therapeutic doses produce Mitotane serum concentrations of less than 100 ug/mL. |  |  |  |  | 5 to 9 days | 2 weeks |  | 80299 | Mitotane (Lysodren) | 13626-7 | Z1197 | Mitotane | 13626-7
FMITU | Mitragynine (Qualitative), Urine |  | High Performance Liquid Chromatography/Tandem Mass Spectrometry (LC-MS/MS) | Yes | Mitragynine | Urine | ***Must submit one specimen per order. Specimens cannot be shared between multiple orders.*** Specimen Type:Urine Container/Tube:Plastic preservative-free urine container Specimen Volume:2 mL Collection Instructions:Collect 2 mL random urine without preservative. Send specimen refrigerated in a plastic, preservative-free urine container. | 0.7 mL | Mitragynine is an alkaloid found in the plant Kratom which originates from Asia. The leaves of plant are consumed for their stimulant and analgesic effects and these effects are attributed to mitragynine. Plant extracts are sold for their medicinal use and may be subject to abuse. Some Kratom materials have also been reported to contain O-desmethyltramadol presumably from exogenous sources. | Reporting limit determined each analysis. None Detected ng/mL |  |  |  |  | 9 to 13 days |  | This test was developed and its performance charateristics determined by NMS Labs. It has not been cleared or approved by the U.S. Food and Drug Administration. | 80323 | Mitragynine | Not Provided | FMITU | Mitragynine | Not Provided
FCDX2 | Mitragynine Confirmation (Qualitative), Umbilical Cord Tissue |  | Can only be ordered as a reflex test. | Yes | Mitragynine Conf (Qual), UC | Tissue | Only orderable as a reflex test. |  |  | Reporting limit determined each analysis. Units: ng/g Only orderable as a reflex test. | [7 empty] | 80375 | Mitragynine Conf (Qual), UC | Not Provided | Z6301 | Mitragynine | Not Provided
MLH1I | MLH-1, Immunostain (Bill Only) |  |  | Yes | MLH-1, Immunostain | Varies | This test is for billing purposes only. This is not an orderable test. |  |  | This test is for billing purposes only. This is not an orderable test. | [6 empty] | Not Applicable | 88341
BMLHH | MLH1 Hypermethylation Analysis (Bill Only) |  | This test is for billing purposes only. This is not an orderable test. | No | MLH1 Hypermethylation Analysis | Varies | This test is for billing purposes only. This is not an orderable test. |  |  | This test is for billing purposes only. This is not an orderable test. | [6 empty] | Not Applicable | 81288-MLH1promoter methylation analysis
MLHPB | MLH1 Hypermethylation Analysis, Blood | As an adjunct to positive hypermethylation in tumor to distinguish between somatic and germline hypermethylation As an adjunct to negativeMLH1germline testing in cases where colon or endometrial tumor demonstrates microsatellite instability-H (MSI-H) and loss of MLH1 protein expression | Polymerase Chain Reaction (PCR) | Yes | MLH1 Hypermethylation Analys, Blood | For information seeLynch Syndrome Testing Algorithm. | Patient Preparation:A previous bone marrow transplant from an allogenic donor will interfere with testing. Call 800-533-1710 for instructions for testing patients who have received a bone marrow transplant. Container/Tube: Preferred:Lavender top (EDTA) or yellow top (ACD) Acceptable:Any anticoagulant Specimen Volume:3 mL Collection Instructions: 1. Invert several times to mix blood. 2. Send whole blood specimen in original tube.Do not aliquot. | 1 mL | Lynch syndrome/hereditary nonpolyposis colorectal cancer (HNPCC) is an autosomal dominant hereditary cancer syndrome associated with germline mutations in the mismatch repair genesMLH1, MSH2, MSH6,andPMS2.Deletions within the 3' end ofEPCAMhave also been associated with Lynch syndrome/HNPCC, as this leads to inactivation of theMSH2promoter. Lynch syndrome/HNPCC is predominantly characterized by significantly increased risks for colorectal and endometrial cancer. The lifetime risk for colorectal cancer is highly variable and dependent on the gene involved. The risk for colorectal cancer associatedMLH1andMSH2mutations (approximately 50%-80%) is generally higher than the risks associated with mutations in the other Lynch syndrome/HNPCC-related genes, and the lifetime risk for endometrial cancer (approximately 25%-60%) is also highly variable. Other malignancies within the tumor spectrum include gastric cancer, ovarian cancer, hepatobiliary and urinary tract carcinomas, and small bowel cancer. The lifetime risks for these cancers are <15%. Of the 4 mismatch repair genes, mutations withinPMS2confer the lowest risk for any tumor within the Lynch syndrome/HNPCC spectrum. Several clinical variants of Lynch syndrome/HNPCC have been defined. These include Turcot syndrome, Muir-Torre syndrome, and homozygous mismatch repair mutations (also called constitutional mismatch repair deficiency syndrome). Turcot syndrome and Muir-Torre syndrome are associated with increased risks for cancers within the tumor spectrum described but also include brain and central nervous system malignancies and sebaceous carcinomas, respectively. Homozygous mismatch repair mutations, characterized by the presence of biallelic deleterious mutations within a mismatch repair gene, are associated with a different clinical phenotype defined by hematologic and brain cancers, cafe au lait macules, and childhood colon or small bowel cancer. There are several strategies for evaluating individuals whose personal or family history of cancer is suggestive of Lynch syndrome/HNPCC. One such strategy involves testing the tumors from suspected individuals for microsatellite instability (MSI) and/or immunohistochemistry (IHC) for the presence or absence of defective DNA mismatch repair. However, it is important to note that the MSI-H tumor phenotype is not restricted to inherited cancer cases; approximately 20% of sporadic colon cancers are MSI-H. Thus, MSI-H does not distinguish between a somatic (sporadic) and a germline (inherited) mutation, nor does it identify which gene is involved. Although IHC analysis is helpful in identifying the responsible gene, it also does not distinguish between somatic and germline defects. Defective mismatch repair in sporadic colon cancer is most often due to an abnormality inMLH1, and the most common cause of gene inactivation is promoter hypermethylation (epigenetic silencing). A specific mutation inBRAF(V600E)has been shown to be present in approximately 70% of tumors with hypermethylation of theMLH1promoter. Importantly, the V600E mutation is rarely identified in cases with germlineMLH1mutations. Thus, direct assessment ofMLH1promoter methylation status and testing for theBRAFV600E mutation can be used to help distinguish between a germline mutation and epigenetic/somatic inactivation ofMLH1. Tumors that have theBRAFV600E mutation and demonstrateMLH1promoter hypermethylation are almost certainly sporadic, whereas tumors that show neither are most often caused by an inherited mutation. However, individuals with tumor hypermethylation may additionally haveMLH1promoter hypermethylation consistent with germline inactivation. Individuals with germline inactivation ofMLH1by promoter hypermethylation are at an increased risk for Lynch syndrome/HNPCC-related tumors. In contrast to sequence mutations inMLH1, current evidence suggests that the risk of transmitting germlineMLH1promoter hypermethylation is <50%. | Interpretive report will be provided. | The report will include specimen information, assay information, and interpretation of test results. Absence of hypermethylation is reported as not providing evidence for germline (constitutional) MLH1 promoter hypermethylation. Presence of hypermethylation is reported as consistent with germline (constitutional) inactivation of MLH1 by promoter hypermethylation. | Test results should be interpreted in the context of clinical findings, family history, and other laboratory data. Errors in the interpretation of results may occur ifrequestedinformation is inaccurate or incomplete. | 1. Hitchins MP, Ward RL: Constitutional (germline)MLH1epimutation as an aetiological mechanism for hereditary non-polyposis colorectal cancer. J Med Genet. 2009;46(12):793-802 2. Hitchins M, Williams R, Cheong K, et al:MLH1germline epimutations as a factor in hereditary nonpolyposis colorectal cancer. Gastroenterology. 2005;129(5):1392-1399 3.Niessen RC, Hofstra RM, Westers H, et al: Germline hypermethylation ofMLH1andEPCAMdeletions are a frequent cause of Lynch syndrome. Genes Chromosomes Cancer. 2009;48(8):737-744 4. Valle L, Carbonell P, Fernandez V, et al:MLH1germline epimutations in selected patients with early-onset non-polyposis colorectal cancer. Clin Genet. 2007;71(3):232-237 5. Idos G, Valle L: Lynch syndrome. In: Adam MP,Mirzaa GM,Pagon RA, et al, eds. GeneReviews (Internet). University of Washington, Seattle; 2004. Updated February 2, 2021. Accessed June 27, 2023. Available at www.ncbi.nlm.nih.gov/books/NBK1211/ | A polymerase chain reaction-based assay is used to test normal DNA for the presence of hypermethylation of theMLH1promoter.(Grady WM, Rajput A, Lutterbaugh JD, Markowitz SD: Detection of aberrantly methylatedhMLH1promoter DNA in the serum of patients with microsatellite unstable colon cancer. Cancer Res. 2001 Feb;61(3):900-902) | 8 to 12 days | Whole blood: 2 weeks (if available) Extracted DNA: 3 months | This test was developed and its performance characteristics determined by Mayo Clinic in a manner consistent with CLIA requirements. It has not been cleared or approved by the US Food and Drug Administration. | 81288 | MLH1 Hypermethylation Analys, Blood | 97760-3 | 52912 | Released By | 18771-6
ML1HM | MLH1 Hypermethylation Analysis, Tumor | An adjunct to TMSI / Microsatellite Instability, Tumor and IHC / Mismatch Repair (MMR) Protein Immunohistochemistry Only, Tumor when colon or endometrial tumor demonstrates microsatellite instability (MSI-H) and loss of MLH1 protein expression, to help distinguish a somatic versus germline event prior to performing expensive germline testing An adjunct to negativeMLH1germline testing in cases where colon or endometrial tumor demonstrates MSI-H and loss of MLH1 protein expression | Polymerase Chain Reaction (PCR) | Yes | MLH1 Hypermethylation Analys, Tumor | When this test is ordered, slide review will always be performed at an additional charge. | Specimen Type: Tissue block or slide Collection Instructions: 1. Submit formalin-fixed, paraffin-embedded tissue block (preferred) or 1 slide stained with hematoxylin and eosin and 10 unstained, nonbaked slides (5-micron thick sections) of the tumor tissue. 2. Sections should contain tumor tissue. | See Specimen Required | Hereditary nonpolyposis colon cancer (HNPCC), also known as Lynch syndrome, is an inherited cancer syndrome caused by a germline mutation in one of several genes involved in DNA mismatch repair (MMR), includingMLH1,MSH2, MSH6,andPMS2.There are several laboratory-based strategies that help establish the diagnosis of HNPCC/Lynch syndrome, including testing tumor tissue for the presence of microsatellite instability (MSI-H) and loss of protein expression for any one of the MMR proteins by immunohistochemistry (IHC). However, it is important to note that the MSI-H tumor phenotype is not restricted to inherited cancer cases; approximately 20% of sporadic colon cancers are MSI-H. Thus, MSI-H does not distinguish between a somatic (sporadic) and a germline (inherited) mutation, nor does it identify which gene is involved. Although IHC analysis is helpful in identifying the responsible gene, it also does not distinguish between somatic and germline defects. Defective MMR in sporadic colon cancer is most often due to an abnormality inMLH1, and the most common cause of gene inactivation is promoter hypermethylation (epigenetic silencing). A specific mutation inBRAF(V600E) has been shown to be present in approximately 70% of tumors with hypermethylation of theMLH1promoter. Importantly, the V600E mutation is rarely identified in cases with germlineMLH1mutations. Thus, direct assessment ofMLH1promoter methylation status and testing for theBRAFV600E mutation can be used to help distinguish between a germline mutation and epigenetic/somatic inactivation ofMLH1. Tumors that have theBRAFV600E mutation and demonstrateMLH1promoter hypermethylation are almost certainly sporadic, whereas tumors that show neither are most often caused by an inherited mutation. Although testing for theBRAFV600E mutation andMLH1promoter hypermethylation are best interpreted together, they are also available separately to accommodate various clinical situations and tumor types. These tests can provide helpful diagnostic information when evaluating an individual suspected of having HNPCC/Lynch syndrome, especially when testing is performed in conjunction with TMSI / Microsatellite Instability, Tumor and IHC / Mismatch Repair (MMR) Protein Immunohistochemistry Only, Tumor studies. It should be noted that these tests are not genetic tests but rather stratify the risk of having an inherited cancer predisposition and identify patients who may benefit from subsequent genetic testing. | An interpretative report will be provided. | An interpretive report will be provided. The likelihood of a germline (inherited) mutation is very low in those cases where the tumor demonstratesMLH1promoter hypermethylation and the normal tissue is unmethylated. The likelihood of a germline mutation is high in those cases where the tumor and normal tissue lackMLH1promoter hypermethylation. In cases where the tumor and normal tissue demonstrateMLH1promoter hypermethylation, this result will be interpreted as equivocal, and a blood sample will be requested to confirm potential germline hypermethylation. | Testing tumors other than colon or endometrial forMLH1hypermethylation has not been fully evaluated, and these specimens are not accepted for testing. Colon cancer is relatively common, and it is possible for a sporadic colon cancer to occur in a family with hereditary nonpolyposis colorectal cancer (HNPCC). Therefore, evaluation of other family members should still be considered in cases withMLH1promoter hypermethylation if there is high clinical suspicion of HNPCC. | 1. Cunningham JM, Kim CY, Christensen ER, et al: The frequency of hereditary defective mismatch repair in a prospective series of unselected colorectal carcinomas. Am J Hum Genet. 2001 Oct;69(4):780-790 2. Wang L, Cunningham JM, Winters JL, et al:BRAFmutations in colon cancer are not likely attributable to defective DNA mismatch repair. Cancer Res. 2003 Sep;63(17):5209-5212 3. Domingo E, Laiho P, Ollikainen M, et al:BRAFscreening as a low-cost effective strategy for simplifying HNPCC genetic testing. J Med Genet. 2004 Sep;41(9):664-668 4. Bettstetter M, Dechant S, Ruemmele P, et al: Distinction of hereditary nonpolyposis colorectal cancer and sporadic microsatellite-unstable colorectal cancer through quantification ofMLH1methylation by real-time PCR. Clin Cancer Res. 2007 Jun;13(11):3221-3228 5. Idos G, Valle L: Lynch syndrome. In: Adam MP,Mirzaa GM,Pagon RA, et al, eds. GeneReviews Internet). University of Washington, Seattle; 2004. Updated February 2, 2021. Accessed June 27, 2023. Available at www.ncbi.nlm.nih.gov/books/NBK1211/ | A polymerase chain reaction-based assay is used to test tumor DNA for the presence of hypermethylation of theMLH1promoter.(Modification of Grady WM, Rajput A, Lutterbaugh JD, Markowitz S: Detection of aberrantly methylatedhMLH1promoter DNA in the serum of patients with microsatellite unstable colon cancer. Cancer Res. 2001 Feb;61(3):900) | 7 to 14 days | FFPE tissue block: Unused portions of FPPE blocks will be returned; Unused, unstained slides: 5 years; Stained slides: Indefinitely | This test was developed and its performance characteristics determined by Mayo Clinic in a manner consistent with CLIA requirements. It has not been cleared or approved by the US Food and Drug Administration. | 8128888381 | MLH1 Hypermethylation Analys, Tumor | 97761-1 | 53305 | Released By | 18771-6
BRMLH | MLH1 Hypermethylation and BRAF Mutation Analysis, Tumor | An adjunct to MSI / Microsatellite Instability (MSI), Tumor and IHC / Mismatch Repair (MMR) Protein Immunohistochemistry Only, Tumor testing, when colon tumor demonstrates microsatellite instability (MSI-H) and loss of MLH1 protein expression, to help distinguish a somatic versus germline event prior to performing expensive germline testing An adjunct to negative MLH1 germline testing in cases where colon tumor from the same patient demonstrates MSI-H and loss of MLH1 protein expression | Methylation-Specific Polymerase Chain Reaction (PCR) and Digital Droplet Polymerase Chain Reaction (ddPCR) | Yes | MLH1 Hypermethylation/BRAF Mutation | When this test is ordered,BRAFanalysis andMLH1hypermethylation analysis will always be performed. The exception would be if the tissue origin is an endometrial tumor; in those cases, only theMLH1hypermethylation analysis component will be performed. | Specimen Type: Tissue block or slide Collection Instructions: 1. Submit formalin-fixed, paraffin-embedded tissue block (preferred) or 1 slide stained with hematoxylin and eosin and 10 unstained, nonbaked slides (5 micron-thick sections) of the tumor tissue. 2. Sections should contain both tumor and normal tissue. |  | Lynch syndrome is an inherited cancer syndrome caused by a germline pathogenic variant in one of several genes involved in DNA mismatch repair (MMR), includingMLH1,MSH2, MSH6,andPMS2.There are several laboratory-based strategies that help establish the diagnosis of Lynch syndrome, including testing tumor tissue for the presence of microsatellite instability (MSI-H) and loss of protein expression for any one of the MMR proteins by immunohistochemistry (IHC). It is important to note, however, that the MSI-H tumor phenotype is not restricted to inherited cancer cases; approximately 20% of sporadic colon cancers are MSI-H. Thus, MSI-H does not distinguish between a somatic (sporadic) and a germline (inherited) etiology, nor does it identify which gene is involved. Although IHC analysis is helpful in identifying the responsible gene, it also does not distinguish between somatic and germlinedefects. Defective MMR in sporadic colon cancer is most often due to an abnormality inMLH1, and the most common cause of gene inactivation is promoter hypermethylation (epigenetic silencing). A specific alteration in theBRAFgene (V600E) has been shown to be present in approximately 70% of tumors with hypermethylation of theMLH1promoter. Importantly, the V600E alteration is rarely identified in cases with germlineMLH1pathogenic variants. Thus, direct assessment ofMLH1promoter methylation status and testing for theBRAFV600E alteration can be used to help distinguish between germline etiologyand epigenetic/somatic inactivation ofMLH1. Tumors that have theBRAFV600E alteration and demonstrateMLH1promoter hypermethylation are almost certainly sporadic, whereas tumors that show neither are most often caused by an inherited (germline) pathogenic variant. Although testing for theBRAFV600E alteration andMLH1promoter hypermethylation are best interpreted together, they are also available separately to accommodate various clinical situations and tumor types. These tests can provide helpful diagnostic information when evaluating an individual suspected of having Lynch syndrome, especially when testing is performed in conjunction with MSI / Microsatellite Instability (MSI), Tumor and IHC / Mismatch Repair (MMR) Protein Immunohistochemistry Only, Tumor. It should be noted that these tests are not genetic tests, but rather stratify the risk of having an inherited cancer predisposition and identify patients who might benefit from subsequent genetic testing. SeeLynch Syndrome Testing Algorithm | An interpretive report will be provided. | An interpretive report will be provided. | Testing tumors other than colon (in the evaluation of Lynch syndrome) forBRAFandMLH1hypermethylation has not been fully evaluated; therefore, other specimens are not accepted. Colon cancer is relatively common, and it is possible for a sporadic colon cancer to occur in a Lynch syndrome family. Therefore, evaluation of other family members should still be considered in cases withMLH1promoter hypermethylation and absence of theBRAFV600E alteration if there is high clinical suspicion of Lynch syndrome. | 1. CunninghamJM,KimCY,ChristensenER,etal:Thefrequencyofhereditarydefectivemismatchrepairina prospective series of unselected colorectal carcinomas. Am J Hum Genet.2001;69:780-790 2. WangL,CunninghamJM,WintersJL,etal:BRAFmutationsincoloncancerarenotlikelyattributableto defective DNA mismatch repair. Cancer Res.2003;63:5209-5212 3. DomingoE,LaihoP,OllikainenM,etal:BRAFscreeningasalow-costeffectivestrategyforsimplifying HNPCC genetic testing. J Med Genet.2004;41:664-668 4. Bettstetter M, Dechant S, Ruemmele P, et al: Distinction of hereditary nonpolyposis colorectal cancer and sporadicmicrosatellite-unstablecolorectalcancerthroughquantificationofMLH1methylationbyreal-timePCR. Clin Cancer Res.2007;13:3221-3228 5. Gupta S, Provenzale D, Llor X, et al: NCCN Guidelines Insights: Genetic/familial high-risk assessment: colorectal, version 2.2019. J Natl Compr Canc Netw. 2019;17(9):1032-1041 | A methylation-specific polymerase chain reaction (PCR)-based assay is used to test tumor DNA for the presence of hypermethylation of theMLH1promoter, based on a modification of the method described by Grady et al (Grady WM, Rajput A, Lutterbaugh JD, Markowitz S: Detection of aberrantly methylatedhMLH1promoter DNA in the serum of patients with microsatellite unstable colon cancer. Cancer Res 2001;61:900), and digital droplet PCR (ddPCR) is used to test for the presence of the V600E alteration within theBRAFgene.(Unpublished Mayo method) | 7 to 14 days | Extracted DNA: 3 months | This test was developed and its performance characteristics determined by Mayo Clinic in a manner consistent with CLIA requirements. It has not been cleared or approved by the US Food and Drug Administration. | Slide Review88381-Microdissection, manual81210-BRAF(v-raf murine sarcoma viral oncogene homolog B1) (eg, colon cancer), gene analysis, V600E variant, if appropriate81288-MLH1promoter methylation analysis, if appropriate | MLH1 Hypermethylation/BRAF Mutation | 97761-1 | 621822 | Disclaimer | 62364-5
MLH1 | MLH1 Immunostain, Technical Component Only | Evaluation of tumor tissue to identify patients at high risk for having hereditary nonpolyposis colorectal cancer, also known as Lynch syndrome Evaluation of tumor tissue to identify patients at risk for having hereditary endometrial carcinoma | Immunohistochemistry (IHC) | Yes | MLH1 IHC, Tech Only | For the initial technical component only immunohistochemical (IHC) stain performed, the appropriate bill-only test ID will be reflexed and charged (IHTOI). For each additional technical component only IHC stain performed, an additional bill-only test ID will be reflexed and charged (IHTOA). | Specimen Type:Tissue Supplies:Immunostain Technical Only Envelope (T693) Container/Tube:Immunostains Technical Only Envelope Preferred:2 Unstained positively charged glass slides (25- x 75- x 1-mm) per test ordered; sections 4-microns thick. Acceptable:Formalin-fixed, paraffin-embedded tissue block |  | Hereditary nonpolyposis colorectal cancer (HNPCC), also known as Lynch syndrome, is an autosomal dominant hereditary cancer syndrome associated with germline mutations in the mismatch repair genes:MLH1,MSH2,MSH6, andPMS2. Lynch syndrome is predominantly characterized by significantly increased risks for colorectal and endometrial cancer. The lifetime risk for colorectal cancer is highly variable and dependent on the gene involved. The risk for colorectal cancer associatedMLH1andMSH2mutations (approximately 50%-80%) is generally higher than the risks associated with mutations in the other Lynch syndrome-related genes and the lifetime risk for endometrial cancer (approximately 25%-60%) is also highly variable. Other malignancies within the tumor spectrum include sebaceous neoplasms, gastric cancer, ovarian cancer, hepatobiliary and urinary tract carcinomas, and small bowel cancer. The lifetime risks for these cancers are less than 15%. Of the 4 mismatch repair genes, mutations within thePMS2gene confer the lowest risk for any of the tumors within the Lynch syndrome spectrum. Several clinical variants of Lynch syndrome have been defined. These include Turcot syndrome, Muir-Torre syndrome, and homozygous mismatch repair mutations (also called constitutional mismatch repair deficiency syndrome). Turcot syndrome and Muir-Torre syndrome are associated with increased risks for cancers within the tumor spectrum described but also include brain and central nervous system malignancies and sebaceous carcinomas, respectively. Homozygous or compound heterozygous mismatch repair mutations, characterized by the presence of biallelic deleterious mutations within a mismatch repair gene, are associated with a different clinical phenotype defined by hematologic and brain cancers, cafe au lait macules, and childhood colon or small bowel cancer. There are several strategies for evaluating individuals whose personal or family history of cancer is suggestive of Lynch syndrome. Testing tumors from individuals at risk for Lynch syndrome for microsatellite instability (MSI) indicates the presence or absence of defective DNA mismatch repair phenotype within the tumor but does not suggest in which gene the abnormality rests. Tumors from individuals affected by Lynch syndrome usually demonstrate an MSI-H phenotype (MSI >30% of microsatellites examined). The MSI-H phenotype can also be seen in individuals whose tumors have somaticMLH1promoter hypermethylation. Tumors from individuals that show the MSS/MSI-L phenotype (MSI at <30% of microsatellites examined), are not likely to have Lynch syndrome or somatic hypermethylation ofMLH1. Immunohistochemistry (IHC) is a complementary testing strategy to MSI testing. In addition to identifying tumors with defective DNA mismatch repair, IHC analysis is helpful for identifying the gene responsible for the defective DNA mismatch repair within the tumor, because the majority of MSI-H tumors show a loss of expression of at least 1 of the 4 mismatch repair genes described above. Testing is typically first performed on the tumor of an affected individual and in the context of other risk factors, such as young age at diagnosis or a strong family history of Lynch syndrome-related cancers. If defective DNA mismatch repair is identified within the tumor, mutation analysis of the associated gene can be performed to identify the causative germline mutation and allow for predictive testing of at-risk individuals. Of note, MSI-H phenotypes and loss of protein expression by IHC have also been demonstrated in various sporadic cancers, including those of the colon and endometrium. Absence of MLH1 and PMS2 protein expression within a tumor, for instance, is most often associated with a somatic alteration in individuals with an older age of onset of cancer than typical Lynch syndrome families. Therefore, an MSI-H phenotype or loss of protein expression by IHC within a tumor does not distinguish between somatic and germline mutations. Genetic testing of the gene indicated by IHC analysis can help to distinguish between these 2 possibilities. In addition, when absence of MLH1/PMS2 is observed, BRMLH /MLH1Hypermethylation andBRAFMutation Analyses, Tumor or ML1HM /MLH1Hypermethylation Analysis, Tumor may also help to distinguish between a sporadic and germline etiology. It should be noted that this Lynch syndrome screen is not a genetic test, but rather stratifies the risk of having an inherited cancer predisposition syndrome and identifies patients who might benefit from subsequent genetic testing. |  | This test does not include pathologist interpretation, only technical performance of the stain. If interpretation is required, order PATHC / Pathology Consultation for a full diagnostic evaluation or second opinion of the case. The positive and negative controls are verified as showing appropriate immunoreactivity. If a control tissue is not included on the slide, a scanned image of the relevant quality control tissue is available upon request; call 855-516-8404. Interpretation of this test should be performed in the context of the patient's clinical history and other diagnostic tests by a qualified pathologist. | Age of a cut paraffin section can affect immunoreactivity. Stability thresholds vary widely among published literature and are antigen dependent. Best practice is for paraffin sections to be cut within 6 weeks. | 1. Burgart LJ: Testing for defective DNA mismatch repair in colorectal carcinoma: a practical guide. Arch Pathol Lab Med 2005;129:1385-1389 2. Klarskov L, Ladelund S, Holck S, et al. Interobserver variability in the evaluation of mismatch repair protein immunostaining. Hum Pathol. 2010;41(10):1387-1396 3. Lanza G, Gafa R, Maestri I, Santini A, Matteuzzi M, Cavazzini L. Immunohistochemical pattern of MLH1/MSH2 expression is related to clinical and pathological features in colorectal adenocarcinomas with microsatellite instability. Mod Pathol. 2002;15(7):741-749 4. Modica I, Soslow RA, Black D, Tornos C, Kauff N, Shia J. Utility of immunohistochemistry in predicting microsatellite instability in endometrial carcinoma. Am J Surg Pathol. 2007;31(5):744-751 5. Mojtahed A, Schrijver I, Ford JM, Longacre TA, Pai RK. A two-antibody mismatch repair protein immunohistochemistry screening approach for colorectal carcinomas, skin sebaceous tumors, and gynecologic tract carcinomas. Mod Pathol. 2011;24(7):1004-1014 6. Rigau V, Sebbagh N, Olschwang S, et al. Microsatellite instability in colorectal carcinoma. The comparison of immunohistochemistry and molecular biology suggests a role for hMLH6 [correction of hMLH6] immunostaining. Arch Pathol Lab Med. 2003;127(6):694-700 7. Shia J. Immunohistochemistry versus microsatellite instability testing for screening colorectal cancer patients at risk for hereditary nonpolyposis colorectal cancer syndrome. Part I. The utility of immunohistochemistry. J Mol Diagn. 2008;10(4):293-300 8. Magaki S, Hojat SA, Wei B, So A, Yong WH. An introduction to the performance of immunohistochemistry. Methods Mol Biol. 2019;1897:289-298. doi:10.1007/978-1-4939-8935-5_25 | Immunohistochemistry on sections of paraffin-embedded tissue.(Unpublished Mayo method) | 1 to 3 days | Until staining is complete. | This test was developed and its performance characteristics determined by Mayo Clinic in a manner consistent with CLIA requirements. It has not been cleared or approved by the US Food and Drug Administration. | 88342-TC, primary88341-TC, if additional IHC | MLH1 IHC, Tech Only | Order only;no result | 70822 | MLH1 IHC, Tech Only | Bill only; no result
MOC31 | MOC-31 Immunostain, Technical Component Only | Marker of epithelial cells | Immunohistochemistry (IHC) | Yes | MOC-31 IHC, Tech Only | For the initial technical component only immunohistochemical (IHC) stain performed, the appropriate bill-only test ID will be reflexed and charged (IHTOI). For each additional technical component only IHC stain performed, an additional bill-only test ID will be reflexed and charged (IHTOA). | Supplies:Immunostain Technical Only Envelope (T693) Specimen Type:Tissue Container/Tube:Immunostain Technical Only Envelope Preferred:2 Unstained positively charged glass slide (25- x 75- x 1-mm) per test ordered; sections 4-microns thick. Acceptable:Formalin-fixed, paraffin-embedded tissue block. |  | MOC31 reacts with an antigen present on most normal and malignant epithelia. Antibodies to the MOC31 antigen stain tumors of epithelial origin, adenocarcinomas, papillary serous carcinoma, breast, lung, prostate, and cholangiocarcinoma, among others. MOC31 may be used as part of a panel of stains to rule-out mesothelioma and support the diagnosis of carcinoma. |  | This test does not include pathologist interpretation, only technical performance of the stain. If interpretation is required, order PATHC / Pathology Consultation for a full diagnostic evaluation or second opinion of the case. The positive and negative controls are verified as showing appropriate immunoreactivity. If a control tissue is not included on the slide, a scanned image of the relevant quality control tissue is available upon request; call 855-516-8404. Interpretation of this test should be performed in the context of the patient's clinical history and other diagnostic tests by a qualified pathologist. | Age of a cut paraffin section can affect immunoreactivity. Stability thresholds vary widely among published literature and are antigen dependent. Best practice is for paraffin sections to be cut within 6 weeks. | 1. Gonzalez-Lois C, Ballestin C, Sotelo MT, et al. Combined use of novel epithelial (MOC-31) and mesothelial (HBME-1) immunohistochemical markers for optimal first line diagnostic distinction between mesothelioma and metastatic carcinoma in pleura. Histopathology. 2001;18(6):528-534 2. Pai RK, West RB. MOC31 exhibits superior reactivity compared with Ber-EP4 in invasive lobular and ductal carcinoma of the breast. Appl Immunohistochem Mol Morphol. 2009;17(3):202-206 3. Porcell AI, DeYoung BR, Proca DM, Frankel WL. Immunohistochemical analysis of hepatocellular and adenocarcinoma in the liver: MOC31 compare favorably with other putative markers. Mod Pathol. 2000;13(7):773-778 4.Balancin ML, Teodoro WR, Farhat C, et al. An integrative histopathologic clustering model based on immuno-matrix elements to predict the risk of death in malignant mesothelioma. Cancer Med. 2020;9(13):4836-4849. doi:10.1002/cam4.3111 5.Magaki S, Hojat SA, Wei B, So A, Yong WH. An Introduction to the Performance of Immunohistochemistry. Methods Mol Biol. 2019;1897:289-298. doi:10.1007/978-1-4939-8935-5_25 | Immunohistochemistry on sections of paraffin-embedded tissue.(Unpublished Mayo method) | 1 to 3 days | Until staining is complete. | This test has been cleared, approved, or is exempt by the US Food and Drug Administration and is used per manufacturer's instructions. Performance characteristics were verified by Mayo Clinic in a manner consistent with CLIA requirements. | 88342-TC, Primary88341-TC, If additional IHC | MOC-31 IHC, Tech Only | Order only;no result | 70817 | MOC-31 IHC, Tech Only | Bill only; no result
MOLD1 | Mold Panel, Serum | Establishing a diagnosis of an allergy to mold Defining the allergen responsible for eliciting signs and symptoms Identifying allergens: -Responsible for allergic response and/or anaphylactic episode -To confirm sensitization prior to beginning immunotherapy -To investigate the specificity of allergic reactions to insect venom allergens, drugs, or chemical allergens Testing for IgE antibodies isnot usefulin patients previously treated with immunotherapy to determine if residual clinical sensitivity exists, or in patients in whom the medical management does not depend upon identification of allergen specificity. | Fluorescence Enzyme Immunoassay (FEIA) | Yes | Mold Panel | Includes testing forAlternaria tenuis,Aspergillus fumigatus,Candida albicans(monilia),Cladosporium herbarum,Helminthosporium halodes, andPenicillium chrysogenumallergen. | Collection Container/Tube: Preferred:Serum gel Acceptable:Red top Submission Container/Tube:Plastic vial Specimen Volume:0.5 mL for every 5 allergens requested Collection Instructions:Centrifuge and aliquot serum into a plastic vial. | For 1 allergen: 0.3 mL For more than 1 allergen: (0.05 mL x number of allergens) + 0.25 mL deadspace | Clinical manifestations of immediate hypersensitivity (allergic) diseases are caused by the release of proinflammatory mediators (histamine, leukotrienes, and prostaglandins) from IgE-sensitized effector cells (mast cells and basophils) when cell-bound IgE antibodies interact with an allergen. In vitro serum testing for IgE antibodies provides an indication of the immune response to allergens that may be associated with allergic disease. The allergens chosen for testing often depend upon the age of the patient, history of allergen exposure, season of the year, and clinical manifestations. In individuals predisposed to develop allergic disease, the sequence of sensitization and clinical manifestations proceed as follows: eczema and respiratory disease (rhinitis and bronchospasm) in infants and children less than 5 years due to food sensitivity (milk, egg, soy, and wheat proteins) followed by respiratory disease (rhinitis and asthma) in older children and adults due to sensitivity to inhalant allergens (dust mite, mold, and pollen inhalants). | Class,IgE kU/L,Interpretation, 0,<0.10,Negative, 0/1,0.10-0.34,Borderline/equivocal, 1,0.35-0.69,Equivocal, 2,0.70-3.49,Positive, 3,3.50-17.4,Positive, 4,17.5-49.9,Strongly positive, 5,50.0-99.9,Strongly positive, 6,> or =100,Strongly positive, | Positive results indicate the possibility of allergic disease induced by one or more allergens present in the multi-allergen cap. Negative results may rule out allergy, except in rare cases of allergic disease induced by exposure to a single allergen. Detection of IgE antibodies in serum (class 1 or greater) indicates an increased likelihood of allergic disease as opposed to other etiologies and defines the allergens that may be responsible for eliciting signs and symptoms. The level of IgE antibodies in serum varies directly with the concentration of IgE antibodies expressed as a class score or kU/L. | Positive results indicate the possibility of allergic disease induced by one or more allergens present in the multi-allergen cap. Negative results may rule out allergy, except in rare cases of allergic disease induced by exposure to a single allergen. Testing for IgE antibodies is not useful in patients previously treated with immunotherapy to determine if residual clinical sensitivity exists or in patients in whom the medical management does not depend upon identification of allergen specificity. Some individuals with clinically insignificant sensitivity to allergens may have measurable levels of IgE antibodies in serum, and test results must be interpreted in the clinical context. False-positive results for IgE antibodies may occur in patients with markedly elevated serum IgE (>2500 kU/L) due to nonspecific binding to allergen solid phases. | Homburger HA, Hamilton RG: Allergic diseases. In: McPherson RA, Pincus MR, eds. Henry's Clinical Diagnosis and Management by Laboratory Methods. 23rd ed. Elsevier; 2017:1057-1070 | Specific IgE from the patient's serum reacts with the allergen of interest, which is covalently coupled to an ImmunoCAP. After washing away nonspecific IgE, enzyme-labeled anti-IgE antibody is added to form a complex. After incubation, unbound anti-IgE is washed away, and the bound complex incubated with a developing agent. After stopping the reaction, the fluorescence of the eluate is measured. Fluorescence is proportional to the amount of specific IgE present in the patient's sample (ie, the higher the fluorescence value, the more IgE antibody is present).(Package insert: ImmunoCAP System Specific IgE FEIA. Phadia; Rev 06/2020) | Same day/1 to 3 days | 14 days | This test has been cleared, approved, or is exempt by the US Food and Drug Administration and is used per manufacturer's instructions. Performance characteristics were verified by Mayo Clinic in a manner consistent with CLIA requirements. | 86003 | Mold Panel | 30183-8 | MOLD1 | Mold Panel | 30183-8
MINT | Molecular Interpretation | Interpretation of the hereditary erythrocytosis profile | Only orderable as part of a profile. For more information see HEMP / Hereditary Erythrocytosis Mutations, Whole Blood. Medical Interpretation | Yes | Molecular Interpretation | A molecular interpretation will be provided when HEMP / Hereditary Erythrocytosis Mutations, Whole Blood is ordered. |  |  | Erythrocytosis (ie, increased red blood cell [RBC] mass or polycythemia) may be primary, due to an intrinsic defect of bone marrow stem cells (ie, polycythemia vera), or secondary, in response to increased serum erythropoietin (EPO) levels. Secondary erythrocytosis is associated with a number of disorders including chronic lung disease, chronic increase in carbon monoxide (due to smoking), cyanotic heart disease, high-altitude living, kidney cysts and tumors, hepatoma, and other EPO-secreting tumors. When these common causes of secondary erythrocytosis are excluded, a heritable cause involving hemoglobin or erythrocyte regulatory mechanisms may be suspected. Unlike polycythemia vera, hereditary erythrocytosis is not associated with the risk of clonal evolution and should present with isolated erythrocytosis that has been present since birth. A small subset of cases is associated with pheochromocytoma or paraganglioma formation. It is caused by variations in several genes and may be inherited in either an autosomal dominant or autosomal recessive manner. A family history of erythrocytosis would be expected in these cases, although it is possible for new variants to arise in an individual. The genes coding for hemoglobin, beta globin and alpha globin (high-oxygen-affinity hemoglobin variants), hemoglobin-stabilization proteins (2,3 bisphosphoglycerate mutase:BPGM), and the erythropoietin receptor,EPOR, and oxygen-sensing pathway enzymes (hypoxia-inducible factor:HIF/EPAS1, prolyl hydroxylase domain:PHD2/EGLN1, and von Hippel Lindau:VHL) can result in hereditary erythrocytosis (see Table). High-oxygen-affinity hemoglobin variants andBPGMabnormalities result in a decreased p50 result, whereas those affectingEPOR,HIF,PHD, andVHLhave normal p50 results. The true prevalence of hereditary erythrocytosis-causing variants is unknown. The hemoglobin genes,HBA1/HBA2andHBBare not assayed in this profile. Table. Genes Associated with Hereditary Erythrocytosis Gene Inheritance Serum EPO p50 JAK2V617F Acquired Decreased Normal JAK2exon 12 Acquired Decreased Normal EPOR Dominant Decreased Normal PHD2/EGLN1 Dominant Normal level Normal BPGM Recessive Normal level Decreased Beta Globin Dominant Normal level to increased Decreased Alpha Globin Dominant Normal level to increased Decreased HIF2A/EPAS1 Dominant Normal level to increased Normal VHL Recessive Normal to increased Normal The oxygen-sensing pathway functions through an enzyme, hypoxia-inducible factor (HIF), which regulates RBC mass. A heterodimer protein comprised of alpha and beta subunits, HIF functions as a marker of depleted oxygen concentration. When present, oxygen becomes a substrate mediating HIF-alpha subunit degradation. In the absence of oxygen, degradation does not take place and the alpha protein component is available to dimerize with a HIF-beta subunit. The heterodimer then induces transcription of many hypoxia response genes includingEPO, VEGF, and GLUT1. HIF-alpha is regulated by von Hippel-Lindau (VHL) protein-mediated ubiquitination and proteasomal degradation, which requires prolyl hydroxylation of HIF proline residues. The HIF-alpha subunit is encoded by theHIF2A (EPAS1)gene. Enzymes important in the hydroxylation of HIF-alpha are the prolyl hydroxylase domain proteins, of which the most significant isoform is PHD2, which is encoded by thePHD2(EGLN1) gene. Variations resulting in altered HIF-alpha, PHD2, and VHL proteins can lead to clinical erythrocytosis. A small subset of variants, inPHD2/EGLN1andHIF2A/EPAS1, has also been detected in erythrocytic patients presenting with paragangliomas or pheochromocytomas. Truncating variants in theEPORgene coding for the erythropoietin receptor can result in erythrocytosis through loss of the negative regulatory cytoplasmic SHP-1 binding domain leading to EPO hypersensitivity. All currently known variants have been localized to exon 8 and are heterozygous truncating variants.EPORvariants are associated with decreased EPO levels and normal p50 values (see Table). | Only orderable as part of a profile. For more information see HEMP / Hereditary Erythrocytosis Mutations, Whole Blood. | An interpretive report will be provided and will include specimen information, assay information, and whether the specimen was positive for any variations in the gene. If positive, the variant will be correlated with clinical significance if known. | No significant cautionary statements | 1. Patnaik MM, Tefferi A. The complete evaluation of erythrocytosis: congenital and acquired. Leukemia. 2009;23(5):834-844 2. McMullin MF. The classification and diagnosis of erythrocytosis. Int J Lab Hematol. 2008;30:447-459 3. Percy MJ, Lee FS. Familial erythrocytosis: molecular links to red blood cell control. Haematologica. 2008;93(7):963-967 4. Huang LJ, Shen YM, Bulut GB. Advances in understanding the pathogenesis of primary familial and congenital polycythaemia.Br J Haematol. 2010;148(6):844-852 5. Maran J, Prchal J.Polycythemia and oxygen sensing. Pathologie Biologie. 2004;52:280-284 6. Lee F. Genetic causes of erythrocytosis and the oxygen-sensing pathway. Blood Rev. 2008;22:321-332 7. Merchant SH, Oliveira JL, Hoyer JD, Viswanatha DS. Erythrocytosis. In: His ED, ed. Hematopathology. 2nd ed. Elsevier Saunders; 2012:22-723 8.Zhuang Z, Yang C, Lorenzo F, et al. SomaticHIF2Again-of-function mutations in paraganglioma with polycythemia. N Engl J Med. 2012;367(10):922-930 9. Ladroue C, Carcenac R, Leporrier M, et al.PHD2mutation and congenital erythrocytosis with paraganglioma. N Engl J Med. 2008;359(25):2685-2692 10. Lorenzo FR, Yang C, Ng Tang Fui M, et al. A novelEPAS1/HIF2Agermline mutation in congenital polycythemia with paraganglioma. J Mol Med. 2013;91(4):507-512 11. Tarade D, Robinson CM, Lee JE, Ohh M. HIF-2alpha-pVHL complex reveals broad genotype-phenotype correlations in HIF-2aalpha-driven disease. Nat Commun. 2018;9(1):3359 12. Oliveira JL, Coon LM, Frederick LA, et al. Genotype-phenotype correlation of hereditary erythrocytosis mutations, a single center experience. Am J Hematol. 2018. doi:10.1002/ajh.2515) 13. Oliveira JL. Algorithmic evaluation of hereditary erythrocytosis: Pathways and caveats. Int J Lab Hematol. 2019;41 Suppl 1:89-94 | A hematologist reviews the laboratory data, and an interpretive report is issued. | 10 to 25 days |  | Not Applicable |  | Molecular Interpretation | 69047-9 | 35000 | Reviewed By | 18771-6
MOWB | Molybdenum, Blood | Determining molybdenum toxicity | Inductively Coupled Plasma Mass Spectrometry (ICP-MS) | Yes | Molybdenum, B | Whole blood | Patient Preparation:High concentrations of gadolinium and iodine are known to potentially interfere with mostinductively coupled plasma mass spectrometry-basedmetal tests. If either gadolinium- or iodine-containing contrast media has been administered, a specimen should not be collected for 96 hours. Supplies:Metal Free B-D Tube (EDTA), 6 mL (T183) Collection Container/Tube:Royal blue top (EDTA) plastic trace element blood collection tube Specimen Volume:0.8 mL Collection Instructions: 1. SeeMetals Analysis Specimen Collection and Transportfor complete instructions. 2. Send whole blood specimen in original tube.Do not aliquot. | 0.25 mL | Molybdenum is an essential trace element and a component of metalloflavoproteins. High concentrations are found in leafy vegetables and legumes. The recommended daily dietary allowance for molybdenum is 45 mcg for adults.(1) As an industrial metal, molybdenum is used in the manufacturing of steel alloys, lubricants, or pigments. Occupational exposure is generally from inhalation of dusts or fumes. The current threshold limit is 0.5 mg/m(2) for soluble compounds and 3 mg/m(2) (respirable fraction) for the metal and its insoluble compounds.(1) Oral absorption varies from 28% to 77%. Whole blood concentrations averaged 0.43 mcg/L (range 0.6-4.0 mcg/L) in unexposed individuals.(2) However, exposed adults averaged 2.7 mcg/L (range 1.2-4.8 mcg/L).(3) Once absorbed, molybdenum is primarily eliminated in the urine over 5 or more days.(4) Molybdenum deficiency can cause irritability, altered levels of consciousness, and a variety of biochemical abnormalities.(5) Toxicity can range from auditory and visual hallucinations, diarrhea, insomnia, painful extremities, and seizures.(6) Whole blood molybdenum concentrations are likely to be increased above the reference range in patients with metallic joint prosthesis. | <4 ng/mL (unexposed) <5 ng/mL (exposed) | Normal blood concentrations are 0.6-4.0 ng/mL in unexposed individuals and 1.2-4.8 ng/mL in exposed individuals.(4) | To avoid contamination during specimen collection, it is essential to follow collection procedures as outlined inMetals Analysis Specimen Collection and Transport. | 1. Baselt R. Disposition of Toxic Drugs and Chemicals In: Man. 10th ed. Biomedical Publications; 2014 2. Heitland P, Koster HD. Biomonitoring of 37 trace elements in blood samples from inhabitants of northern Germany by ICP-MS. J Trace Elem Med Biol. 2006;20(4):253-262 3. Burguera JL, Burguera M. Molybdenum in human whole blood of adult residents of the Merida State (Venezuela). J Trace Elem Med Biol. 2007;21(3):178-183 4. Werner E, Roth P, Heinrichs U, et al. Internal biokinetic behaviour of molybdenum in humans studied with stable isotopes as tracers. Isotopes Environ Health Stud. 2000;36(2):123-132 5. Abumrad NN, Schneider AJ, Steel D, Rogers LS. Amino acid intolerance during prolonged total parenteral nutrition reversed by molybdate therapy. Am J Clin Nutr. 1981;34(11):2551-2559 6. Momcilovic B. A case report of acute human molybdenum toxicity from a dietary molybdenum supplement--a new member of the "Lucor metallicum" family. Arh Hig Rada Toksikol. 1999;50(3):289-297 7. Gebel T, Claussen K, Dunkelberg H. Human biomonitoring of antimony. Int Arch Occup Environ Health. 1998;71(3):221-224 8. Sodi R. Vitamins and trace elements. In: Rifai N, Chiu RWK, Young I, Burnham CAD, Wittwer CT, eds. Tietz Textbook of Laboratory Medicine. 7th ed. Elsevier; 2023:417-417 9. Witzleb WC, Ziegler J, Krummenauer F, Neumeister V, Guenther KP. Exposure to chromium, cobalt and molybdenum from metal-on-metal total hip replacement and hip resurfacing arthroplasty. Acta Orthop. 2006;77(5):697-705 | The metal of interest is analyzed by inductively coupled plasma mass spectrometry.(Unpublished Mayo method) | 1 to 8 days | 14 days | This test was developed and its performance characteristics determined by Mayo Clinic in a manner consistent with CLIA requirements. It has not been cleared or approved by the US Food and Drug Administration. | 83018 | Molybdenum, B | 5696-0 | 64272 | Molybdenum, B | 5696-0
MOLPS | Molybdenum, Serum | Monitoring of parenteral nutrition Monitoring metallic prosthetic implant wear As an indicator of molybdenum cofactor deficiency | Inductively Coupled Plasma Mass Spectrometry (ICP-MS) | Yes | Molybdenum, S | Serum | Patient Preparation:High concentrations of gadolinium and iodine are known to potentially interfere with mostinductively coupled plasma mass spectrometry-basedmetal tests. If either gadolinium- or iodine-containing contrast media has been administered,a specimen should not be collected for 96 hours. Supplies: -Metal Free B-D Tube (No Additive), 6 mL (T184) -Metal Free Specimen Vial (T173) Collection Container/Tube:Plain, royal blue-top Vacutainer plastic trace element blood collection tube Submission Container/Tube:7-mL Mayo metal-free, screw-capped, polypropylene vial Specimen Volume:1.6 mL Collection Instructions: 1. Allow specimen to clot for 30 minutes; then centrifuge the specimen to separate serum from the cellular fraction. 2. Remove the stopper. Carefully pour specimen into a Mayo metal-free, polypropylene vial, avoiding transfer of the cellular components of blood.Do notinsert a pipet into the serum to accomplish transfer, anddo notream the specimen with a wooden stick to assist with serum transfer. 3. SeeMetals Analysis Specimen Collection and Transportfor complete instructions. | 0.4 mL | Molybdenum is an essential trace element found in the daily diet. It is a cofactor for some enzymes important in nitrogen metabolism (aldehyde dehydrogenase, xanthine oxidase, nicotinamide adenine dinucleotide dehydrogenase). Due to the wide distribution of molybdenum in the environment and particularly in plant materials, molybdenum deficiency is rare in adults with normal, diverse diets. Typical molybdenum intake in most geographic locations is between 45 and 90 mcg/day. Urine is the primary source of excretion, though excesses are sometimes excreted by the biliary route. Molybdenum deficiency associated with parenteral nutrition is indicated by symptoms such as stunted growth, reduced appetite, tachycardia, tachypnea, blindness, and coma. These symptoms can be corrected by introducing molybdenum supplementation. Molybdenum cofactor disease is a severe genetic disorder that is due to defective variants in theMOCS1,MOCS2, andGEPHgenes. Molybdenum toxicity is rare and usually related to molybdenum mining exposure; however, it has been observed in cases of intake above 400 mcg/day. Molybdenum interferes with copper uptake; molybdenum toxicity is predominantly due to copper deficiency (hypochromic anemia and neutropenia) and inhibition of xanthine oxidase (uric acid accumulation). Serum molybdenum concentrations are likely to be increased above the reference range in patients with metallic joint prosthesis. Prosthetic devices produced by Depuy Company, Dow Corning, Howmedica, LCS (low contact stress), PCA (porous-coated anatomic), Osteonics, Richards Company, Tricon, and Whiteside are typically made of chromium, cobalt, and molybdenum. This list of products is incomplete, and these products change occasionally; see prosthesis product information for each device for composition details. | 0.3-2.0 ng/mL | Prosthesis wear is known to result in increased circulating concentrations of metal ions.(1) Serum concentrations above 10 ng/mL in a patient with molybdenum-based implant suggest significant prosthesis wear. Increased serum trace element concentrations in the absence of corroborating clinical information do not independently predict prosthesis wear or failure. Serum molybdenum levels below 0.3 ng/mL indicate potential deficiency. Increased serum molybdenum may be seen in acute viral hepatitis, chronic active hepatitis, alcoholic liver disease, and other forms of liver inflammation. | No significant cautionary statements | 1. Witzleb WC, Ziegler J, Krummenauer F, Neumeister V, Guenther KP. Exposure to chromium, cobalt and molybdenum from metal-on-metal total hip replacement and hip resurfacing arthroplasty. Acta Orthop. 2006;77(5):697-705 2. Centers for Disease Control and Prevention: The Third National Report on Exposure to Environmental Chemicals (NHANES). NCEH Publication 05-0570. National Center for Environmental Health; July 2005. Available at www.jhsph.edu/research/centers-and-institutes/center-for-excellence-in-environmental-health-tracking/Third_Report.pdf 3. Yoshida M, Ota S, Fukunaga K, Nishivama T. Serum molybdenum concentration in healthy Japanese adults determined by inductively coupled plasma-mass spectrometry. J Trace Elem Med Biol. 2006;20(1):19-23 4. Reiss J, Johnson JL. Mutations in the molybdenum cofactor biosynthetic genes MOCS1, MOCS2, and GEPH. Hum Mutat. 2003;21(6):569-576 5. Sodi R. Vitamins and trace elements. In: Rifai N, Chiu RWK, Young I, Burnham C-AD, Wittwer CT, eds. Tietz Textbook of Laboratory Medicine. 7th ed. Elsevier; 2023:417-417 | The metal of interest is analyzed by inductively coupled plasma mass spectrometry.(Unpublished Mayo method) | 1 to 8 days | 14 days | This test was developed and its performance characteristics determined by Mayo Clinic in a manner consistent with CLIA requirements. It has not been cleared or approved by the US Food and Drug Administration. | 83018 | Molybdenum, S | 5698-6 | 89270 | Molybdenum, S | 5698-6
FMPVP | Mpox Virus DNA, Qualitative Real-Time PCR |  | Real-Time Polymerase Chain Reaction | Yes | Mpox Virus DNA, QL PCR | Varies | Specimen Type:Lesion Swab Container/Tube:Viral Culture Media (VCM), Viral Transport Media (VTM), Universal Transport Media (UTM), or equivalent Specimen Volume:1 swab Collection Instructions: Note: Each individual specimen submitted should be transported in its own sealed bag. Multiple specimens collected on a single patient should be submitted separately. | 0.5 mL |  | Orthopoxvirus DNA, QL PCR: Not Detected Mpox Virus DNA, QL PCR: Not Detected |  |  |  |  | 4 to 8 days |  |  | 87593 x 2 | Mpox Virus DNA, QL PCR | Not Provided | Z6257 | Anatomic Location | 39111-0
QMPTS | Monoclonal Protein Isotype, Quantitative, Serum | Aiding in the diagnosis and monitoring of monoclonal gammopathies if used in conjunction with free light chain studies This test alone isnotconsidered an adequate screen for monoclonal gammopathies. | Only orderable as part of a profile. For more information see QMPSS / Monoclonal Protein Study, Quantitative, Serum. Matrix-Assisted Laser Desorption/Ionization Time-of-Flight Mass Spectrometry (MALDI-TOF) | Yes | Quantitative M-protein Isotype, S | Only orderable as part of a profile. For more information see QMPSS / Monoclonal Protein Study, Quantitative, Serum. | Only orderable as part of a profile. For more information see QMPSS / Monoclonal Protein Study, Quantitative, Serum. Patient Preparation:None indicated Supplies:SarstedtAliquot Tube, 5 mL (T914) Container/Tube: Preferred:Serum gel Acceptable:Red top Specimen Volume:1 mL Collection Instructions:Centrifuge and aliquot serum into a plastic vial. |  | Monoclonal gammopathy is a general term which includes a spectrum of diagnoses including malignancies of plasma cells or B-cells (e.g. multiple myeloma [MM], Waldenstrom’s macroglobulinemia, plasmacytoma, and B-cell lymphomas and leukemias), symptomatic disorders directly related to the M-protein (eg, immunoglobulin light chain (AL) amyloidosis, light chain deposition disease, cryoglobulinemia, monoclonal gammopathy of clinical significance (MGCS), monoclonal gammopathy of renal significance (MGRS), monoclonal gammopathy of thrombotic significance (MGTS) and POEMS syndrome) and asymptomatic premalignant conditions (eg, monoclonal gammopathy of undetermined significance [MGUS] and smoldering MM). While the identification of the monoclonal gammopathy is a laboratory diagnosis, the specific clinical diagnosis is dependent on several other laboratory and clinical assessments. Monoclonal proteins (M-proteins) are the marker of monoclonal gammopathies. An M-protein is defined by the presence of a monoclonal immunoglobulin which is expressed above the polyclonal background. The International Myeloma Working Group (IMWG) guidelines state that to adequately document the presence of a monoclonal protein, a serum protein electrophoresis (SPEP), serum free light chain (FLC) analysis, and serum immunofixation electrophoresis (IFE) or serum mass spectrometry, should all be used. If AL amyloidosis is suspected, a 24-hour urine monoclonal protein study should be performed when all serum testing is negative. Mass-Fix has been demonstrated to be more analytically and clinically sensitive than IFE in detecting M-proteins. Mass-Fix results have also been shown to better predict patient’s progression free survival time than IFE in treated MM patients. In addition, Mass-Fix can detect M-proteins with glycosylated light chains which were demonstrated to be a risk factor for AL-amyloidosis, cold agglutin disease, and MGUS progression. When MALDI-TOF MS results are combined with quantitative immunoglobulin measurements, the assay can replace traditional SPEP for M-protein quantitation for common M-protein isotypes IgG, IgA and IgM. M-proteins which consist of only light chains are best quantitated using serum free light chains measurements. If a monoclonal protein pattern is detected by Mass-Fix or serum FLC measurements, a diagnosis of a monoclonal gammopathy is established. The patient should be assessed clinically for symptomatic conditions such as multiple myeloma and the other diagnoses listed above. Once symptomatic disease is ruled out, a diagnosis of MGUS can be established. The IMWG guidelines suggests follow-up M-protein testing at 6 months for the first two years following a MGUS diagnosis. If the M-protein concentration remains stable over this period (ie, less than 0.5 g/dL increase) and the patient remains asymptomatic, testing can reduce to once per year. The Iceland Screens, Treats, or Prevents Multiple Myeloma (iStopMM) study involving 75,422 participants has online resources to predict the chance that a bone marrow biopsy will have greater than 10 percent plasma cells given the isotype, M-protein concentrations, free light chain ratio and total IgG, IgA and IgM. This could be an important resource for physicians trying to decide if their patient should have a follow up bone marrow evaluation. https://istopmm.com/riskmodel/ | Only orderable as part of a profile. For more information see QMPSS / Monoclonal Protein Study, Quantitative, Serum. M-protein Isotype Flag: Negative Interpretation: No monoclonal protein detected. | Immunoaffinity purification followedbymatrix-assisted laser desorption/ionization time-of-flight mass spectrometry (MALDI-TOF MS) isperformed to identify the immunoglobulin heavy and light chains. The assay examines the mass-to-charge distributions of Ig light chains derived from immunoglobulin G, immunoglobulin A, immunoglobulin M, kappa, and lambda immunopurified from patient serum. Over-expressed Ig (ie, M-proteins or paraproteins) are detected as distinct peaks in the mass-to-charge distributions. Quantitation is accomplished by calculating the percent of monoclonal protein in the charge-to-mass distribution and multiplying this by Ig concentration as measured immunonephelometry. | Quantitation of immunoglobulin D (IgD), immunoglobulin E (IgE), free kappa and free lambda cannot be performed by this assay. Free light chain M-proteins should be quantified using test code FLCS / Immunoglobulin Free light Chains, S. The IgD and IgE should be quantified using test code IgD / Immunoglobulin D (IgD), S or IgE / Immunoglobulin E (IgE), S. | 1. Rajkumar SV, Kyle RA, Therneau TM, et al. Serum free light chain ratio is an independent risk factor for progression in monoclonal gammopathy of undetermined significance. Blood. 2005;106(3):812-817 2. Katzmann JA, Dispenzieri A, Kyle RA, et al. Elimination of the need for urine studies in the screening algorithm for monoclonal gammopathies by using serum immunofixation and free light chain assays. Mayo Clin Proc. 2006;81(12):1575-1578 3. Mills JR, Kohlhagen MC, Dasari S, et al. Comprehensive assessment of M-proteins using nanobody enrichment coupled to MALDI-TOF mass spectrometry. Clin Chem. 2016;62(10):1334-1344 4. Milani P, Murray DL, Barnidge DR, et al. The utility of MASS-FIX to detect and monitor monoclonal proteins in the clinic. Am J Hematol. 2017;92(8):772-779. doi:10.1002/ajh.24772 | M-protein isotype bymatrix-assisted laser desorption/ionization time-of-flight mass spectrometry (MALDI-TOF MS) is performed with immunoaffinity purification followed by MALDI-TOF MS analysis. For the immunoaffinity purification, patient serum is applied to 5 separate immunoaffinity resins specific to immunoglobulin G, A, M, K, and L. Unbound protein is washed away and the isolated immunoglobulins are broken down in to their reduced to separate the heavy and light chains subunits to be analyzed via MALDI-TOF MS. The 5 separate spectra from each specimen immunopurification are overlaid and investigated for an overabundance of immunoglobulin and immunoglobulin light chain. Monoclonal protein peaks are integrated based on the modeled polyclonal background. The quantitative value is determined based on the percent area and nephelometric value of the corresponding immunoglobulin.(Milani P, Murray DL, Barnidge DR, et al. The utility of MASS-FIX to detect and monitor monoclonal proteins in the clinic. Am J Hematol. 2017;92(8):772-779. doi:10.1002/ajh.24772) | 2 to 4 days | 14 days | This test was developed and its performance characteristics determined by Mayo Clinic in a manner consistent with CLIA requirements. It has not been cleared or approved by the US Food and Drug Administration. | 0077U | Quantitative M-protein Isotype, S | 74773-3 | 621012 | QMPTS Interpretation | 69048-7
MPQU | Monoclonal Protein Quantitation, 24 Hour, Urine | Monitoring patients with monoclonal gammopathies using 24-hour urine collections | PTU3: Turbidimetry PEU: Agarose Gel Electrophoresis MPTU: Matrix-Assisted Laser Desorption/Ionization Time-of-Flight Mass Spectrometry (MALDI-TOF MS) | Yes | M-protein Quantitation, 24 HR, U | Urine protein electrophoresis alone is not considered an adequate screening for monoclonal gammopathies. | Supplies:Urine Container, 60 mL(T313) Submission Container/Tube:Plastic, 60-mL urine bottle Specimen Volume:50 mL Collection Instructions: 1. Collect urine for 24 hours. 2. Aliquot between 30 mL and 50 mL urine into plastic, 60-mL urine bottle. Additional Information:SeeUrine Preservatives-Collection and Transportation for 24-Hour Urine Specimensfor multiple collections. | 30 mL | Urine proteins can be grouped into 5 fractions by protein electrophoresis: -Albumin -Alpha-1 -Alpha-2 -Beta-globulin -Gamma-globulin One or more quantifiable monoclonal proteins may be present and reported as M spike The urine total protein concentration, the electrophoretic pattern, and the presence of a monoclonal immunoglobulin light chain may be characteristic of monoclonal gammopathies such as multiple myeloma, primary systemic amyloidosis, and light chain deposition disease. The following algorithms are available: -Amyloidosis: Laboratory Approach to the Diagnosis -Multiple Myeloma: Laboratory Screening | PROTEIN, TOTAL <229 mg/24 hours Reference values have not been established for patients who are younger than 18 years of age. ELECTROPHORESIS, PROTEIN The following fractions, if present, will be reported as mg/24 hours: Albumin Alpha-1-globulin Alpha-2-globulin Beta-globulin Gamma-globulin MASS-FIXM-PROTEIN ISOTYPE M-protein Isotype MS: No monoclonal protein detected Flag M-protein Isotype MS: Negative | The presence of a monoclonal immunoglobulin light chain in the urine is seen in multiple myeloma, macroglobulinemia, primary systemic amyloidosis and light-chain deposition disease, monoclonal gammopathy of undetermined significance, and idiopathic Bence Jones proteinuria. The presence of a monoclonal light chain can produce kidney insufficiency, may be deposited as amyloid fibrils, may damage the proximal tubes producing Fanconi syndrome, or light chains may deposit in the glomerulus and cause light-chain deposition disease. Heavy chain fragments as well as light chains may be seen in the urine of patients with multiple myeloma or amyloidosis. | Patients suspected of having a monoclonal gammopathy may have a normal urine protein electrophoretic pattern, and these patients should haveM-protein isotypingperformed. Monoclonal gammopathies are rarely seen in patients younger than 30 years of age. Hemolysis may cause a discrete band on protein electrophoresis, which will be negative on M-protein isotyping. Penicillin may split the albumin band. Radiographic agents may produce an uninterpretable pattern. | 1. Abraham RS, Barnidge DR: Protein analysis in the clinical immunology laboratory. In: Detrick BD, Hamilton RG, Schmitz JL eds. Manual of Molecular and Clinical Laboratory Immunology. 8th ed. 2016:chap 4 2. Sykes E, Posey Y: Immunochemical characterization of immunoglobulins in serum, urine, and cerebrospinal fluid. In: Detrick B, Hamilton RG, Schmitz JL, eds. Molecular and Clinical Laboratory Immunology. 8th ed. Wiley; 2016:chap 9 | Total Protein: The sample is preincubated in an alkaline solution containing EDTA, which denatures the protein and eliminates interference from magnesium ions. Benzethonium chloride is then added, producing turbidity.(Package insert: Total Protein Urine/CSF Gen.3. Roche Diagnostics; V13.0 11/2018) Electrophoresis: Urine proteins are separated in an electric field according to their size, shape, and electric charge (Helena SPIFE Touch). The separation is performed on agarose gels. The proteins are visualized by staining with acid blue and the intensity of staining is quantitated by densitometry (Helena Quick Scan Touch). Multiplying by the urine protein concentration converts the percentage of protein in each fraction into urine concentration.(Instruction manual: SPIFE Touch. Helena Laboratories, Corp; 11/2016; package insert: SPIFE Touch SPE Pro 277. Helena Laboratories, Corp; 06/2018; Keren DF, Humphrey RL: Clinical indications and applications of serum and urine protein electrophoresis. In: Detrick BD, Hamilton RG, Schmitz JL eds. Manual of Molecular and Clinical Laboratory Immunology. 8th ed. 2016:chap 8) Mass Fix: Mass-Fix M-protein isotype by matrix-assisted laser desorption/ionization time-of-flight mass spectrometry (MALDI-TOF MS) is performed with immunoaffinity purification followed by MALDI-TOF MS analysis. For the immunoaffinity purification, patient sample is applied to 5 separate immunoaffinity resins (CaptureSelect, Life Sciences) specific to immunoglobulin G, A, M, K, and L. Unbound protein is washed away and the isolated immunoglobulins are reduced to separate the heavy and light chains subunits to be analyzed via MALDI-TOF MS. The 5 separate spectra from each patient immunopurification are overlaid and investigated for an overabundance of immunoglobulin and immunoglobulin light chain.(Milani P, Murray DL, Barnidge DR, et al: The utility of MASS-FIX to detect and monitor monoclonal proteins in the clinic. Am J Hematol. 2017 Aug;92(8):772-779. doi: 10.1002/ajh.24772) | 4 to 6 days | See Individual Test IDs | This test was developed and its performance characteristics determined by Mayo Clinic in a manner consistent with CLIA requirements. It has not been cleared or approved by the US Food and Drug Administration. | 84156841660077U (if appropriate) | M-protein Quantitation, 24 HR, U | 101665-8 | CONCU | Total Protein Concentration | 21482-5
RMPQU | Monoclonal Protein Quantitation, Random, Urine | Identifying monoclonal gammopathies using random urine specimens | RPTU2: Turbidimetry/Enzymatic Colorimetric Assay RPEU: Agarose Gel Electrophoresis MPTRU: Matrix-Assisted Laser Desorption/Ionization-Time of Flight Mass Spectrometry (MALDI-TOF MS) | Yes | M-protein Quantitation, Random, U | Urine protein electrophoresis alone is not considered an adequate screening for monoclonal gammopathies. | Supplies:Urine Container, 60 mL (T313) Submission Container/Tube:Plastic, 60-mL urine bottle Specimen Volume:50 mL Collection Instructions: 1. Collect random urine specimen. 2. Aliquot between 30 mL and 50 mL of urine into a plastic, 60-mL urine bottle. | 30 mL | Urine proteins can be grouped into 5 fractions by protein electrophoresis: -Albumin -Alpha-1-globulin -Alpha-2-globulin -Beta-globulin -Gamma-globulin One or more quantifiable monoclonal proteins may be present and reported as M spike. The urine total protein concentration, the electrophoretic pattern, and the presence of a monoclonal immunoglobulin light chain may be characteristic of monoclonal gammopathies such as multiple myeloma, primary systemic amyloidosis, and light-chain deposition disease. The following algorithms are available: -Amyloidosis: Laboratory Approach to Diagnosis -Multiple Myeloma: Laboratory Screening | CREATININE: > or =18 years old: 16-326 mg/dL Reference values have not been established for patients who are younger than 18 years of age. PROTEIN/CREATININE RATIO: > or =18 years: <0.18 mg/mg creatinine Reference values have not been established for patients younger than 18 years of age. ELECTROPHORESIS, PROTEIN The following fractions, if present, will be reported as mg/dL: -Albumin -Alpha-1-globulin -Alpha-2-globulin -Beta-globulin -Gamma-globulin No reference values apply to random urines. MASS-FIXM-PROTEIN ISOTYPE M-protein Isotype MS: No monoclonal protein detected Flag M-protein Isotype MS: Negative | The presence of a monoclonal immunoglobulin light chain in the urine is seen in multiple myeloma, macroglobulinemia, primary systemic amyloidosis and light-chain deposition disease, monoclonal gammopathy of undetermined significance, and idiopathic Bence Jones proteinuria. The presence of a monoclonal light chain can produce renal insufficiency, may be deposited as amyloid fibrils, may damage the proximal tubes producing Fanconi syndrome, or light chains may deposit in the glomerulus and cause light-chain deposition disease. Heavy-chain fragments as well as light chains may be seen in the urine of patients with multiple myeloma or amyloidosis. | Patients suspected of having a monoclonal gammopathy may have a normal urine protein electrophoretic pattern, and these patients should have M-protein isotyping performed. Monoclonal gammopathies are rarely seen in patients younger than 30 years of age. Hemolysis may cause a discrete band on protein electrophoresis, which will be negative on immunofixation. Penicillin may split the albumin band. Radiographic agents may produce an uninterpretable pattern. | 1. Abraham RS, Barnidge DR: Protein analysis in the clinical immunology laboratory. In: Detrick B, Hamilton RG, Schmitz JL, eds. Molecular and Clinical Laboratory Immunology. 8th ed Wiley; 2016:chap 4 2.Sykes E, Posey Y: Immunochemical characterization of immunoglobulins in serum, urine, and cerebrospinal fluid. In: Detrick B, Hamilton RG, Schmitz JL, eds. Molecular and Clinical Laboratory Immunology. 8th ed. Wiley; 2016:chap 9 | Protein: The sample is preincubated in an alkaline solution containing EDTA, which denatures the protein and eliminates interference from magnesium ions. Benzethonium chloride is then added, producing turbidity.(Package insert: Total Protein Urine/CSF. Roche Diagnostics; V13.0, 11/2018) Creatinine: The enzymatic method is based on the determination of sarcosine from creatinine with the aid of creatininase, creatinase, and sarcosine oxidase. The liberated hydrogen peroxide is measured via a modified Trinder reaction using a colorimetric indicator. Optimization of the buffer system and the colorimetric indicator enables the creatinine concentration to be quantified both precisely and specifically.(Package insert: Creatinine plus v2. Roche Diagnostics; V15.0, 03/2019) Electrophoresis: Urine proteins are separated in an electric field according to their size, shape, and electric charge (Helena SPIFE Touch). The separation is performed on agarose gels. The proteins are visualized by staining with acid blue and the intensity of staining is quantitated by densitometry (Helena Quick Scan Touch). Multiplying by the urine protein concentration (benzethonium chloride) converts the percentage of protein in each fraction into urine concentration.(Instruction manual: Helena SPIFE Touch. Helena Laboratories, Corp; 11/2016; package insert: Helena SPIFE Touch SPE Pro 277. Helena Laboratories, Corp; 06/2018; Keren DF, Humphrey RL: Clinical indications and applications for serum and urine protein electrophoresis and immunofixation. In: Detrick B, Hamilton RG, Schmitz JL, eds. Molecular and Clinical Laboratory Immunology. 8th ed. Wiley; 2016:chap 8) Mass-Fix: M-protein isotype by matrix-assisted laser desorption/ionization time-of-flight mass spectrometry (MALDI-TOF MS) is performed with immunoaffinity purification followed by MALDI-TOF MS analysis. For the immunoaffinity purification, patient sample is applied to 5 separate immunoaffinity resins (CaptureSelect, Life Sciences) specific to immunoglobulin G, A, M, K, and L. Unbound protein is washed away and the isolated immunoglobulins are reduced to separate the heavy and light chains subunits to be analyzed via MALDI-TOF MS. The 5 separate spectra from each patient immunopurification are overlaid and investigated for an overabundance of immunoglobulin and immunoglobulin light chain.(Milani P, Murray DL, Barnidge DR, et al: The utility of MASS-FIX to detect and monitor monoclonal proteins in the clinic. Am J Hematol. 2017 Aug;92(8):772-779. doi: 10.1002/ajh.24772) | 4 to 6 days | See Individual Test IDs | This test was developed and its performance characteristics determined by Mayo Clinic in a manner consistent with CLIA requirements. It has not been cleared or approved by the US Food and Drug Administration. | 8415682570841660077U (if appropriate) | M-protein Quantitation, Random, U | 101668-2 | PTCN1 | Protein, Total, Random, U | 2888-6
SMPU | Monoclonal Protein Screen, 24 Hour, Urine | Monitoring patients with monoclonal gammopathies | PTU3: Turbidimetry PEU: Agarose Gel Electrophoresis MPTU: Matrix-Assisted Laser Desorption/Ionization Time-of-Flight Mass Spectrometry (MALDI-TOF MS) | Yes | M-protein Screen, 24 HR, U | Testing for urine monoclonal proteins (M-proteins) with mass-fix alone is not considered adequate screening for monoclonal gammopathies. | Supplies:Urine Container, 60 mL(T313) Submission Container/Tube:Plastic, 60-mL urine bottle Specimen Volume:50 mL Collection Instructions: 1. Collect urine for 24 hours. 2. Aliquot between 30 mL and 50 mL of urine into a plastic, 60-mL urine bottle. Additional Information:SeeUrine Preservatives-Collection and Transportation for 24-Hour Urine Specimensfor multiple collections. | 30 mL | Urine proteins can be grouped into 5 fractions by protein electrophoresis: -Albumin -Alpha-1 -Alpha-2 -Beta-globulin -Gamma-globulin One or more quantifiable monoclonal proteins may be present and reported as M spike. The urine total protein concentration, the electrophoretic pattern, and the presence of a monoclonal immunoglobulin light chain may be characteristic of monoclonal gammopathies such as multiple myeloma, primary systemic amyloidosis, and light chain deposition disease. The following algorithms are available: -Amyloidosis: Laboratory Approach to Diagnosis -Multiple Myeloma: Laboratory Screening | PROTEIN, TOTAL <229 mg/24 hours Reference values have not been established for patients younger than 18 years of age. ELECTROPHORESIS, PROTEIN The following fractions, if present, will be reported as mg/24 hours: Albumin Alpha-1-globulin Alpha-2-globulin Beta-globulin Gamma-globulin MASS-FIXM-PROTEIN ISOTYPE M-protein Isotype MS: No monoclonal protein detected Flag M-protein Isotype MS: Negative | The presence of a monoclonal immunoglobulin light chain in the urine is seen in multiple myeloma, macroglobulinemia, primary systemic amyloidosis and light-chain deposition disease, monoclonal gammopathy of undetermined significance, and idiopathic Bence-Jones proteinuria. The presence of a monoclonal light chain can produce renal insufficiency, may be deposited as amyloid fibrils, may damage the proximal tubes producing Fanconi syndrome, or light chains may deposit in the glomerulus and cause light-chain deposition disease. Heavy-chain fragments as well as light chains may be seen in the urine of patients with multiple myeloma or amyloidosis. | Monoclonal gammopathies are rarely seen in patients younger than 30 years of age. Hemolysis may cause a discrete band on protein electrophoresis, which will be negative on isotyping. Penicillin may split the albumin band. Radiographic agents may produce an uninterpretable pattern. | 1. Abraham RS, Barnidge DR: Protein analysis in the clinical immunology laboratory. In: Detrick BD, Hamilton RG, Schmitz JL eds. Manual of Molecular and Clinical Laboratory Immunology. 8th ed. 2016:chap 4 2. Sykes E, Posey Y: Immunochemical characterization of immunoglobulins in serum, urine, and cerebrospinal fluid. In: Detrick B, Hamilton RG, Schmitz JL, eds. Molecular and Clinical Laboratory Immunology. 8th ed. Wiley; 2016:chap 9 | Protein: The sample is preincubated in an alkaline solution containing EDTA, which denatures the protein and eliminates interference from magnesium ions. Benzethonium chloride is then added, producing turbidity.(Package insert: Total Protein Urine/CSF. Roche Diagnostics; V13.0, 11/2018) Electrophoresis: Urine proteins are separated in an electric field according to their size, shape, and electric charge (Helena SPIFE Touch). The separation is performed on agarose gels. The proteins are visualized by staining with acid blue and the intensity of staining is quantitated by densitometry (Helena Quick Scan Touch). Multiplying by the urine protein concentration converts the percentage of protein in each fraction into urine concentration.(Instruction manual: Helena SPIFE Touch. Helena Laboratories, Corp; 11/2016; package insert: Helena SPIFE Touch SPE Pro 277. Helena Laboratories, Corp; 06/2018; Keren DF, Humphrey RL: Clinical indications and applications of serum and urine protein electrophoresis. In: Detrick BD, Hamilton RG, Schmitz JL eds. Manual of Molecular and Clinical Laboratory Immunology. 8th ed. 2016:chap 8) Mass-Fix: Mass-Fix M-protein isotype by matrix-assisted laser desorption/ionization time-of-flight mass spectrometry (MALDI-TOF MS) is performed with immunoaffinity purification followed by MALDI-TOF MS analysis. For the immunoaffinity purification, patient sample is applied to 5 separate immunoaffinity resins (CaptureSelect, Life Sciences) specific to immunoglobulin G, A, M, K, and L. Unbound protein is washed away and the isolated immunoglobulins are reduced to separate the heavy and light chains subunits to be analyzed via MALDI-TOF MS. The 5 separate spectra from each patient immunopurification are overlaid and investigated for an overabundance of immunoglobulin and immunoglobulin light chain.(Milani P, Murray DL, Barnidge DR, et al: The utility of MASS-FIX to detect and monitor monoclonal proteins in the clinic. Am J Hematol. 2017 Aug;92(8):772-779. doi: 10.1002/ajh.24772) | 4 to 6 days | See Individual Test IDs | This test was developed and its performance characteristics determined by Mayo Clinic in a manner consistent with CLIA requirements. It has not been cleared or approved by the US Food and Drug Administration. | 8415684166 Electrophoresis, protein (if appropriate)0077U | M-protein Screen, 24 HR, U | In Process | CONCU | Total Protein Concentration | 21482-5
RSMPU | Monoclonal Protein Screen, Random, Urine | Identifying monoclonal gammopathies using random urine specimens | RPTU2: Turbidimetry/Enzymatic Colorimetric Assay RPEU: Agarose Gel Electrophoresis MPTRU: Matrix-Assisted Laser Desorption/Ionization Time-of-Flight Mass Spectrometry (MALDI-TOF MS) | Yes | M-protein Screen, Random, U | Urine M-protein mass-fix alone is not considered adequate screening for monoclonal gammopathies. | Supplies:Urine Container, 60 mL (T313) Submission Container/Tube:Plastic, 60-mL urine bottle Specimen Volume:50 mL Collection Instructions: 1. Collect random urine specimen. 2. Aliquot between 30 mL and 50 mL of urine into a plastic, 60 mL urine bottle. | 30 mL | Urine proteins can be grouped into 5 fractions by protein electrophoresis: -Albumin -Alpha-1-globulin -Alpha-2-globulin -Beta-globulin -Gamma-globulin One or more quantifiable monoclonal proteins may be present and reported as M spike The urine total protein concentration, the electrophoretic pattern, and the presence of a monoclonal immunoglobulin light chain may be characteristic of monoclonal gammopathies such as multiple myeloma, primary systemic amyloidosis, and light-chain deposition disease. The following algorithms are available: -Amyloidosis: Laboratory Approach to Diagnosis -Multiple Myeloma: Laboratory Screening | CREATININE: > or =18 years old: 16-326 mg/dL Reference values have not been established for patients younger than 18 years of age. PROTEIN/CREATININE RATIO: > or =18 years: <0.18 mg/mg creatinine Reference values have not been established for patients younger than 18 years of age. ELECTROPHORESIS, PROTEIN The following fractions, if present, will be reported as mg/dL: -Albumin -Alpha-1-globulin -Alpha-2-globulin -Beta-globulin -Gamma-globulin No reference values apply to random urines. MASS-FIXM-PROTEIN ISOTYPE M-protein Isotype MS: No monoclonal protein detected Flag M-protein Isotype MS: Negative | The presence of a monoclonal immunoglobulin light chain in the urine is seen in multiple myeloma, macroglobulinemia, primary systemic amyloidosis and light-chain deposition disease, monoclonal gammopathy of undetermined significance, and idiopathic Bence-Jones proteinuria. The presence of a monoclonal light chain can produce renal insufficiency, may be deposited as amyloid fibrils, may damage the proximal tubes producing Fanconi syndrome, or light chains may deposit in the glomerulus and cause light-chain deposition disease. Heavy chain fragments as well as light chains may be seen in the urine of patients with multiple myeloma or amyloidosis. | Monoclonal gammopathies are rarely seen in patients younger than 30 years of age. Hemolysis may cause a discrete band on protein electrophoresis, which will be negative on isotyping. Penicillin may split the albumin band. Radiographic agents may produce an uninterpretable pattern. | 1. Abraham RS, Barnidge DR: Protein analysis in the clinical immunology laboratory. In: Detrick B, Hamilton RG, Schmitz JL, eds. Molecular and Clinical Laboratory Immunology. 8th ed. Wiley; 2016:chap 4 2.Sykes E, Posey Y: Immunochemical characterization of immunoglobulins in serum, urine, and cerebrospinal fluid. In: Detrick B, Hamilton RG, Schmitz JL, eds. Molecular and Clinical Laboratory Immunology. 8th ed. Wiley; 2016:chap 9 | Protein: The sample is preincubated in an alkaline solution containing EDTA, which denatures the protein and eliminates interference from magnesium ions. Benzethonium chloride is then added, producing turbidity.(Package insert: Total Protein Urine/CSF. Roche Diagnostics; V13.0, 11/2018) Creatinine: The enzymatic method is based on the determination of sarcosine from creatinine with the aid of creatininase, creatinase, and sarcosine oxidase. The liberated hydrogen peroxide is measured via a modified Trinder reaction using a colorimetric indicator. Optimization of the buffer system and the colorimetric indicator enables the creatinine concentration to be quantified both precisely and specifically.(Package insert: Creatinine plus v2. Roche Diagnostics; V15.0, 03/2019) Mass-Fix: M-protein isotype by matrix-assisted laser desorption/ionization time-of-flight mass spectrometry (MALDI-TOF MS) is performed with immunoaffinity purification followed by MALDI-TOF MS analysis. For the immunoaffinity purification, patient serum is applied to 5 separate immunoaffinity resins (CaptureSelect, Life Sciences) specific to immunoglobulin G, A, M, K, and L. Unbound protein is washed away and the isolated immunoglobulins are reduced to separate the heavy and light chains subunits to be analyzed via MALDI-TOF MS. The 5 separate spectra from each patient immunopurification are overlaid and investigated for an overabundance of immunoglobulin and immunoglobulin light chain.(Milani P, Murray DL, Barnidge DR, et al: The utility of MASS-FIX to detect and monitor monoclonal proteins in the clinic. Am J Hematol. 2017 Aug;92(8):772-779. doi: 10.1002/ajh.24772) Electrophoresis: Urine proteins are separated in an electric field according to their size, shape, and electric charge (Helena SPIFE Touch). The separation is performed on agarose gels. The proteins are visualized by staining with acid blue and the intensity of staining is quantitated by densitometry (Helena Quick Scan Touch). Multiplying by the urine protein concentration converts the percentage of protein in each fraction into urine concentration.(Instruction manual: Helena SPIFE Touch. Helena Laboratories, Corp; 11/2016; package insert: Helena SPIFE Touch SPE Pro 277. Helena Laboratories, Corp; 06/2018;Keren DF, Humphrey RL: Clinical indications and applications of serum and urine protein electrophoresis. In: Detrick BD, Hamilton RG, Schmitz JL eds. Manual of Molecular and Clinical Laboratory Immunology. 8th ed. 2016:chap 8) | 4 to 6 days | See Individual Test IDs | This test was developed and its performance characteristics determined by Mayo Clinic in a manner consistent with CLIA requirements. It has not been cleared or approved by the US Food and Drug Administration. | 841568257084166 Electrophoresis, protein (if appropriate)0077U | M-protein Screen, Random, U | In Process | PTCN1 | Protein, Total, Random, U | 2888-6
MPU | Monoclonal Protein Studies, 24 Hour, Urine | Monitoring patients with monoclonal gammopathies | PTU: Turbidimetry PEU: Agarose Gel Electrophoresis MPTU: Matrix-Assisted Laser Desorption/Ionization Time-of-Flight Mass Spectrometry (MALDI-TOF MS) | Yes | M-protein Studies, 24 HR, U | The following algorithms are available: | Supplies:Urine Container, 60 mL (T313) Submission Container/Tube:Plastic, 60-mL urine bottle Specimen Volume:50 mL Collection Instructions: 1. Collect urine for 24 hours. 2. Aliquot between 30 mL and 50 mL urine into plastic, 60-mL urine bottle. Additional Information:SeeUrine Preservatives-Collection and Transportation for 24-Hour Urine Specimensfor multiple collections. | 30 mL | Urine proteins can be grouped into 5 fractions by protein electrophoresis: -Albumin -Alpha-1 -Alpha-2 -Beta-globulin -Gamma-globulin One or more quantifiable monoclonal proteins may be present and reported as M spike. The urine total protein concentration, the electrophoretic pattern, and the presence of a monoclonal immunoglobulin light chain may be characteristic of monoclonal gammopathies such as multiple myeloma, primary systemic amyloidosis, and light chain deposition disease. The following algorithms are available: -Amyloidosis: Laboratory Approach to Diagnosis -Multiple Myeloma: Laboratory Screening | PROTEIN, TOTAL: <229 mg/24 hours Reference values have not been established for patients <18 years of age. ELECTROPHORESIS, PROTEIN: The following fractions, if present, will be reported as mg/24 hours: Albumin Alpha-1 globulin Alpha-2 globulin Betaglobulin Gamma globulin MASS-FIXM-PROTEIN ISOTYPE: M-protein Isotype MS: No monoclonal protein detected Flag M-protein Isotype MS: Negative | The presence of a monoclonal immunoglobulin light chain in the urine is seen in multiple myeloma, macroglobulinemia, primary systemic amyloidosis and light-chain deposition disease, monoclonal gammopathy of undetermined significance, and idiopathic Bence Jones proteinuria. The presence of a monoclonal light chain can produce renal insufficiency, may be deposited as amyloid fibrils, may damage the proximal tubes producing Fanconi syndrome, or light chains may deposit in the glomerulus and cause light-chain deposition disease. Heavy chain fragments as well as light chains may be seen in the urine of patients with multiple myeloma or amyloidosis. | Monoclonal gammopathies are rarely seen in patients younger than 30 years of age. Hemolysis may cause a discrete band on protein electrophoresis, which will be negative on M-protein isotyping. Penicillin may split the albumin band. Radiographic agents may produce an uninterpretable pattern. | 1. Kyle RA, Katzmann JA, Lust JA, Dispenzieri A: Clinical indications and applications of electrophoresis and immunofixation. In: Rose NR, Hamilton RG, Detrick B, eds. Manual of Clinical Laboratory Immunology. 6th ed. ASM Press; 2002:71-91 2. Abraham RS, Barnidge DR: Protein analysis in the clinical immunology laboratory. In: Detrick BD, Hamilton RG, Schmitz JL eds. Manual of Molecular and Clinical Laboratory Immunology. 8th ed. 2016:chap 4 | Total Protein: The sample is preincubated in an alkaline solution containing EDTA, which denatures the protein and eliminates interference from magnesium ions. Benzethonium chloride is then added, producing turbidity.(Package insert: Total Protein Urine/CSF Gen.3. Roche Diagnostics; V13.0 11/2018) Electrophoresis: Urine proteins are separated in an electric field according to their size, shape, and electric charge (Helena SPIFE Touch). The separation is performed on agarose gels. The proteins are visualized by staining with acid blue and the intensity of staining is quantitated by densitometry (Helena Quick Scan Touch). Multiplying by the urine protein concentration converts the percentage of protein in each fraction into urine concentration.(Instruction manual: Helena SPIFE Touch. Helena Laboratories, Corp; 11/2016; package insert: Helena SPIFE Touch SPE Pro 277. Helena Laboratories, Corp; 06/2018;Keren DF, Humphrey RL: Clinical indications and applications of serum and urine protein electrophoresis. In: Detrick BD, Hamilton RG, Schmitz JL eds. Manual of Molecular and Clinical Laboratory Immunology. 8th ed. 2016:chap 8) Mass Fix: Mass-Fix M-protein isotype by matrix-assisted laser desorption/ionization time-of-flight mass spectrometry (MALDI-TOF MS) is performed with immunoaffinity purification followed by MALDI-TOF MS analysis. For the immunoaffinity purification, patient sample is applied to 5 separate immunoaffinity resins (CaptureSelect, Life Sciences) specific to immunoglobulin G, A, M, K, and L. Unbound protein is washed away and the isolated immunoglobulins are reduced to separate the heavy and light chains subunits to be analyzed via MALDI-TOF MS. The 5 separate spectra from each patient immunopurification are overlaid and investigated for an overabundance of immunoglobulin and immunoglobulin light chain.(Milani P, Murray DL, Barnidge DR, et al: The utility of MASS-FIX to detect and monitor monoclonal proteins in the clinic. Am J Hematol. 2017 Aug;92(8):772-779. doi: 10.1002/ajh.24772) | 4 to 6 days | See Individual Test IDs | This test was developed and its performance characteristics determined by Mayo Clinic in a manner consistent with CLIA requirements. It has not been cleared or approved by the US Food and Drug Administration. | 84156841660077U | M-protein Studies, 24 HR, U | 101910-8 | CONCU | Total Protein Concentration | 21482-5
RMPU | Monoclonal Protein Studies, Random, Urine | Identifying monoclonal gammopathies using random urine specimens | MPTRU: Matrix-Assisted Laser Desorption/Ionization-Time of Flight Mass Spectrometry (MALDI-TOF MS) RPEU: Agarose Gel Electrophoresis RPTU2: Turbidimetry/Enzymatic Colorimetric Assay | Yes | M-protein Studies, Random, U | The following algorithms are available: | Supplies:Urine Container, 60 mL (T313) Submission Container/Tube:Plastic, 60-mL urine bottle Specimen Volume:50 mL Collection Instructions: 1. Collect a random urine specimen. 2. Aliquot between 30 mL and 50 mL of urine into a plastic, 60-mL urine bottle. | 30 mL | Urine proteins can be grouped into 5 fractions by protein electrophoresis: -Albumin -Alpha-1 -Alpha-2 -Beta-globulin -Gamma globulin One or more quantifiable monoclonal proteins may be present and reported as M spike. The urine total protein concentration, the electrophoretic pattern, and the presence of a monoclonal immunoglobulin light chain may be characteristic of monoclonal gammopathies such as multiple myeloma, primary systemic amyloidosis, and light-chain deposition disease. The following algorithms are available: -Amyloidosis: Laboratory Approach to Diagnosis -Multiple Myeloma: Laboratory Screening | CREATININE: > or =18 years old: 16-326 mg/dL Reference values have not been established for patients younger than 18 years of age. PROTEIN/CREATINE RATIO: > or =18 years: <0.18 mg/mg creatinine Reference values have not been established for patients younger than 18 years of age. ELECTROPHORESIS, PROTEIN: The following fractions, if present, will be reported as mg/dL: Albumin Alpha-1 globulin Alpha-2 globulin Beta globulin Gamma globulin No reference values apply to random urines. MASS-FIXM-PROTEIN ISOTYPE: M-protein Isotype MS: No monoclonal protein detected Flag M-protein Isotype MS: Negative | The presence of a monoclonal immunoglobulin light chain in the urine is seen in multiple myeloma, macroglobulinemia, primary systemic amyloidosis and light-chain deposition disease, monoclonal gammopathy of undetermined significance, and idiopathic Bence-Jones proteinuria. The presence of a monoclonal light chain can produce renal insufficiency, may be deposited as amyloid fibrils, may damage the proximal tubes producing Fanconi syndrome, or light chains may deposit in the glomerulus and cause light-chain deposition disease. Heavy-chain fragments as well as light chains may be seen in the urine of patients with multiple myeloma or amyloidosis. | Monoclonal gammopathies are rarely seen in patients younger than 30 years of age. Hemolysis may cause a discrete band on protein electrophoresis, which will be negative on isotyping. Penicillin may split the albumin band. Radiographic agents may produce an uninterpretable pattern. | 1. Abraham RS, Barnidge DR: Protein analysis in the clinical immunology laboratory. In: Detrick B, Hamilton RG, Schmitz JL, eds. Molecular and Clinical Laboratory Immunology. 8th ed. Wiley; 2016:chap 4 2. Sykes E, Posey Y: Immunochemical characterization of immunoglobulins in serum, urine, and cerebrospinal fluid. In: Detrick B, Hamilton RG, Schmitz JL, eds. Molecular and Clinical Laboratory Immunology. 8th ed. Wiley; 2016:chap 9 | Protein: The sample is preincubated in an alkaline solution containing EDTA, which denatures the protein and eliminates interference from magnesium ions. Benzethonium chloride is then added, producing turbidity.(Package insert: Total Protein Urine/CSF. Roche Diagnostics; V13.0, 11/2018) Creatinine: The enzymatic method is based on the determination of sarcosine from creatinine with the aid of creatininase, creatinase, and sarcosine oxidase. The liberated hydrogen peroxide is measured via a modified Trinder reaction using a colorimetric indicator. Optimization of the buffer system and the colorimetric indicator enables the creatinine concentration to be quantified both precisely and specifically.(Package insert: Creatinine plus v2. Roche Diagnostics; V15.0, 03/2019) Electrophoresis: Urine proteins are separated in an electric field according to their size, shape, and electric charge (Helena SPIFE Touch). The separation is performed on agarose gels. The proteins are visualized by staining with acid blue and the intensity of staining is quantitated by densitometry (Helena Quick Scan Touch). Multiplying by the urine protein concentration converts the percentage of protein in each fraction into urine concentration.(Instruction manual: SPIFE Touch. Helena Laboratories, Corp; 11/2016; package insert: SPIFE Touch SPE Pro 277. Helena Laboratories, Corp; 06/2018;Keren DF, Humphrey RL: Clinical indications and applications for serum and urine protein electrophoresis and immunofixation. In: Detrick B, Hamilton RG, Schmitz JL, eds. Molecular and Clinical Laboratory Immunology. 8th ed. Wiley; 2016:chap 8) Mass-Fix: M-protein isotype by matrix-assisted laser desorption/ionization time-of-flight mass spectrometry (MALDI-TOF MS) is performed with immunoaffinity purification followed by MALDI-TOF MS analysis. For the immunoaffinity purification, patient sample is applied to 5 separate immunoaffinity resins (CaptureSelect, Life Sciences) specific to immunoglobulin G, A, M, K, and L. Unbound protein is washed away and the isolated immunoglobulins are to separate the heavy and light chains subunits to be analyzed via MALDI-TOF MS. The 5 separate spectra from each patient immunopurification are overlaid and investigated for an overabundance of immunoglobulin and immunoglobulin light chain.(Milani P, Murray DL, Barnidge DR, et al: The utility of MASS-FIX to detect and monitor monoclonal proteins in the clinic. Am J Hematol. 2017 Aug;92(8):772-779. doi: 10.1002/ajh.24772) | 4 to 6 days | See Individual Test IDs | This test was developed and its performance characteristics determined by Mayo Clinic in a manner consistent with CLIA requirements. It has not been cleared or approved by the US Food and Drug Administration. | 8415682570841660077U | M-protein Studies, Random, U | 101909-0 | PTCN1 | Protein, Total, Random, U | 2888-6
QMPSS | Monoclonal Protein Study, Quantitative, Serum | Aiding in the diagnosis and monitoring of monoclonal gammopathies, when used in conjunction with free light chain studies This test alone isnotconsideredan adequate screen for monoclonal gammopathies. | QMPTS: Matrix-Assisted Laser Desorption/Ionization Time-of-Flight Mass Spectrometry (MALDI-TOF MS) IGG, IGA, IGM: Nephelometry TMAB1: Patient Information | Yes | Quantitative M-protein Study, S | This test includes quantitation of monoclonal-protein isotype and immunoglobulins G, A, and M. | Supplies:Sarstedt Aliquot Tube, 5 mL (T914) Container/Tube:Plastic vial Preferred:Serum gel Acceptable:Red top Specimen Volume:2 mL totalin 2 separate plastic vials, each containing 1 mL Collection Instructions:Centrifuge and aliquot serum into 2 plastic vials, each containing 1 mL | 1.5 mL | Monoclonal gammopathy is a general term which includes a spectrum of diagnoses including malignancies of plasma cells or B cells (eg, multiple myeloma [MM], Waldenstrom macroglobulinemia, plasmacytoma, and B-cell lymphomas and leukemias), symptomatic disorders directly related to the M-protein (eg, immunoglobulin light chain [AL] amyloidosis, light chain deposition disease, cryoglobulinemia, monoclonal gammopathy of clinical significance [MGCS], monoclonal gammopathy of renal significance [MGRS], monoclonal gammopathy of thrombotic significance [MGTS] and POEMS syndrome [polyneuropathy, organomegaly, endocrinopathy, monoclonal plasma cell disorder, skin changes]) and asymptomatic premalignant conditions (eg, monoclonal gammopathy of undetermined significance [MGUS] and smoldering MM). While the identification of the monoclonal gammopathy is a laboratory diagnosis, the specific clinical diagnosis is dependent on several other laboratory and clinical assessments. Monoclonal proteins (M-proteins) are the marker of monoclonal gammopathies. An M-protein is defined by the presence of a monoclonal immunoglobulin which is expressed above the polyclonal background. The International Myeloma Working Group (IMWG) guidelines state that to adequately document the presence of a monoclonal protein, a serum protein electrophoresis (SPEP), serum free light chain (FLC) analysis, and serum immunofixation electrophoresis (IFE) or serum mass spectrometry, should all be used. If AL amyloidosis is suspected, a 24-hour urine monoclonal protein study should be performed when all serum testing is negative. Mass-Fix has been demonstrated to be more analytically and clinically sensitive than IFE in detecting M-proteins. Mass-Fix results have also been shown to better predict patient's progression free survival time than IFE in treated MM patients. In addition, Mass-Fix can detect M-proteins with glycosylated light chains, which were demonstrated to be a risk factor for AL amyloidosis, cold agglutin disease, and MGUS progression. When matrix-assisted laser desorption/ionization time-of-flight mass spectrometry (MALDI-TOF MS) results are combined with quantitative immunoglobulin measurements, the assay can replace traditional SPEP for M-protein quantitation for common M-protein isotypes IgG, IgA, and IgM. M-proteins, which consist of only light chains are best quantitated using serum free light chains measurements. If a M-protein pattern is detected by Mass-Fix or serum FLC measurements, a diagnosis of a monoclonal gammopathy is established. The patient should be assessed clinically for symptomatic conditions such as multiple myeloma and the other diagnoses listed above. Once symptomatic disease is ruled out, a diagnosis of MGUS can be established. The IMWG guidelines suggests follow-up M-protein testing at 6 months for the first two years following a MGUS diagnosis. If the M-protein concentration remains stable over this period (ie, less than 0.5 g/dL increase) and the patient remains asymptomatic, testing can reduce to once per year. The Iceland Screens, Treats, or Prevents Multiple Myeloma (iStopMM) study involving 75,422 participants has online resources to predict the chance that a bone marrow biopsy will have greater than 10 percent plasma cells given the isotype, M-protein concentrations, free light chain ratio and total IgG, IgA, and IgM. This could be an important resource for physicians trying to decide if their patient should have a follow up bone marrow evaluation (https://istopmm.com/riskmodel/). | Monoclonal-protein Isotype Flag: Negative Interpretation: No monoclonal protein detected. IgG: 0-<5 months: 100-334 mg/dL 5-<9 months: 164-588 mg/dL 9-<15 months: 246-904 mg/dL 15-<24 months: 313-1,170 mg/dL 2-<4 years: 295-1,156 mg/dL 4-<7 years: 386-1,470 mg/dL 7-<10 years: 462-1,682 mg/dL 10-<13 years: 503-1,719 mg/dL 13-<16 years: 509-1,580 mg/dL 16-<18 years: 487-1,327 mg/dL > or =18 years: 767-1,590 mg/dL IgA: 0-<5 months: 7-37 mg/dL 5-<9 months: 16-50 mg/dL 9-<15 months: 27-66 mg/dL 15-<24 months: 36-79 mg/dL 2-<4 years: 27-246 mg/dL 4-<7 years: 29-256 mg/dL 7-<10 years: 34-274 mg/dL 10-<13 years: 42-295 mg/dL 13-<16 years: 52-319 mg/dL 16-<18 years: 60-337 mg/dL > or =18 years: 61-356 mg/dL IgM: 0-<5 months: 26-122 mg/dL 5-<9 months: 32-132 mg/dL 9-<15 months: 40-143 mg/dL 15-<24 months: 46-152 mg/dL 2-<4 years: 37-184 mg/dL 4-<7 years: 37-224 mg/dL 7-<10 years: 38-251 mg/dL 10-<13 years: 41-255 mg/dL 13-<16 years: 45-244 mg/dL 16-<18 years: 49-201 mg/dL > or =18 years: 37-286 mg/dL | Monoclonal Gammopathies: -A monoclonal IgG or IgA of greater than 3 g/dL is consistent with multiple myeloma (MM). -A monoclonal IgM of greater than 3 g/dL is consistent with macroglobulinemia. -A monoclonal IgG, IgM, or IgA of less than 3 g/dL may be consistent with monoclonal gammopathy of undetermined significance (MGUS), light chain (AL) amyloidosis, well as other monoclonal gammopathies of clinical significance. -If the initial identification of a serum M-spike is greater than 1.5 g/dL, then order a follow-up MPU / Monoclonal Protein Studies, 24 Hour, Urine to evaluate renal impairment due to the M-protein -If the initial identification of an IgM, IgA, or IgG M-spike greater than 4 g/dL, greater than 5 g/dL, and greater than 6 g/dL, respectively, then SVISC / Viscosity, Serum should be ordered to rule out hyperviscosity syndrome. -Patients with monoclonal light chain diseases who have no serum or urine M-spike may be monitored with the quantitative serum free light chain (FLC) assay. -Patients with IgD or IgE can be followed using quantitative IgD or IgE measurements. -Patients with monoclonal Ig heavy chains (gamma, alpha and mu) can be detected by the Mass-Fix assay. -A small subset of MM patients (<1%) have malignant plasma cells that do not secrete an M-protein. Thus, these non-secretory MM patients need additional clinical testing to establish the diagnosis. -Patients with normal serum protein electrophoresis and IFE can have positive results on Mass-Fix testing due to the increased sensitivity of the assay. Detection of Therapeutic Monoclonal Antibodies:) -Patients who are receiving therapeutic monoclonal antibodies (t-mAb) therapies can have a "pseudo" monoclonal protein (M-protein) depending on the level of the t-mAb in the blood. These t-mAb have predictable light chain mass to charge values. The lab has a limited (but expanding) number of t-mAb for which a comment is provided. If an M-protein is detected with a mass, isotype, and concentration similar to a t-mAb in the database, a comment is added to the report : "A monoclonal [isotype] is present with a light chain mass suggestive of [t-mAb name]. If the patient is not on [t-mAb name] the monoclonal [isotype] is indicative of a monoclonal gammopathy. Given that some M-proteins mass, isotype, and concentration will match a t-mAb, it is possible that the named t-mAb is not present and is in fact a low-level M-protein associated with a monoclonal gammopathy. If the patient has no history of taking the named t-mAb, then the reported M-protein is likely associated with a monoclonal gammopathy." -In studies performed at Mayo Clinic, it is possible to see daratumumab for 9 months after the cessation of treatment. -Mass-fix testing will not quantitate albumin, alpha-1-trypisin, alpha-2-macroglobulins or the beta fractions. MGUS Prognosis: -Low-risk MGUS patients are defined as having an M-spike of less than 1.5 g/dL, IgG monoclonal protein, and a normal FLC K/L (kappa/lambda) ratio (0.25-1.65), and these patients have a lifetime risk of progression to MM of less than 5%. -High-risk MGUS patients (M-spike >1.5, IgA or IgM, abnormal FLC ratio) have a lifetime risk of progression to MM of 60%. Other Abnormal Findings: -IgG, IgA, and free light chain M-proteins with reported light chain glycosylation have demonstrated to be a risk factor for AL amyloidosis. -IgM M-proteins with light chain glycosylation have been demonstrated to be associated with cold agglutinin disease. -Persistent elevated immunoglobulin levels are consistent with autoimmune disease, IgG4 related disease and liver failure. | Quantitation of IgD, IgE, free kappa and free lambda monoclonal proteins cannot be performed by this assay. Free light chain M-proteins should be quantified using FLCS / Immunoglobulin Free light Chains, Serum. IgD and IgE should be quantified using IgD / Immunoglobulin D (IgD), Serum; or IgE / Immunoglobulin E (IgE), Serum. | 1. Rajkumar SV, Kyle RA, Therneau TM, et al. Serum free light chain ratio is an independent risk factor for progression in monoclonal gammopathy of undetermined significance. Blood. 2005;106(3):812-817 2. Katzmann JA, Dispenzieri A, Kyle RA, et al. Elimination of the need for urine studies in the screening algorithm for monoclonal gammopathies by using serum immunofixation and free light chain assays. Mayo Clin Proc. 2006;81(12):1575-1578 3. Mills JR, Kohlhagen MC, Dasari S, et al. Comprehensive assessment of M-proteins using nanobody enrichment coupled to MALDI-TOF mass spectrometry. Clin Chem. 2016;62(10):1334-1344 4. Milani P, Murray DL, Barnidge DR, et al. The utility of MASS-FIX to detect and monitor monoclonal proteins in the clinic. Am J Hematol. 2017;92(8):772-779. doi:10.1002/ajh.24772 | Monoclonal protein isotype bymatrix-assisted laser desorption/ionization time-of-flight mass spectrometry (MALDI-TOF MS) is performed with immunoaffinity purification followed by MALDI-TOF MS analysis. For the immunoaffinity purification, patient serum is applied to 5 separate immunoaffinity resins specific to immunoglobulins G, A, M, K, and L. Unbound protein is washed away and the isolated immunoglobulins are broken down in to their reduced to separate the heavy and light chains subunits to be analyzed via MALDI-TOF MS. The 5 separate spectra from each specimen immunopurification are overlaid and investigated for an overabundance of immunoglobulin and immunoglobulin light chain. Monoclonal protein peaks are integrated based on the modeled polyclonal background. The quantitative value is determined based on the percent area and nephelometric value of the corresponding immunoglobulin.(Milani P, Murray DL, Barnidge DR, et al. The utility of MASS-FIX to detect and monitor monoclonal proteins in the clinic. Am J Hematol. 2017;92(8):772-779. doi:10.1002/ajh.24772) | 2 to 4 days | 14 days | This test was developed and its performance characteristics determined by Mayo Clinic in a manner consistent with CLIA requirements. It has not been cleared or approved by the US Food and Drug Administration. | 0077U82784 x 3 | Quantitative M-protein Study, S | 104266-2 | TMAB1 | Therapeutic Antibody Administered? | 98855-0
MONOF | Monocyte Repartition by CD14/CD16, Blood | Aiding in the diagnosis and monitoring of chronic myelomonocytic leukemia | Immunophenotyping | Yes | Monocyte Repartition by CD14/CD16,B | Whole blood | Container/Tube: Preferred:Yellow top (ACD solution A or B) Acceptable:Lavender top (EDTA) Specimen Volume:3 mL Collection Instructions:Send whole blood specimen in original tube.Do not aliquot. | 1 mL | Chronic myelomonocytic leukemia (CMML) is a myelodysplastic syndrome/myeloproliferative neoplasm (MDS/MPN) overlap syndrome characterized by peripheral blood monocytosis (absolute monocyte count > or =1.0 x 10(9)/L, > or =10% of the total white blood cell count) persisting for 3 months or greater. It could be very challenging to distinguish CMML from a reactive monocytosis or from a MPN (such as primary myelofibrosis or polycythemia vera) with monocytosis. Monocytes can be classified into 3 subsets: classical MO1 (CD14+/CD16-), intermediate MO2 (CD14+/CD16+), and non-classical MO3 (CD14-/CD16+) monocytes, with MO1 constituting the major monocyte population (85%) in healthy individuals. Recent reports using multiparametric flow cytometry have demonstrated a characteristic increase in classical monocytes (> or =94%) in CMML patients, thus distinguishing them from other causes of reactive and clonal monocytosis with greater than 90% sensitivity and specificity.(1) This panel is designed to analyze the repartition of monocytes in these patients and to give a semiquantitative value for the MO1 compartment. This value will aid in the differential diagnosis and monitoring of CMML. | % Monocytes of WBC: 1.0-6.6% MO1 (classical monocytes): <94.0% | An interpretive report describing the classical monocytes (MO1) fraction as either increased or normal will be provided. See Cautions. | Typically, an expanded classical monocytes (MO1) fraction has been seen in patients with chronic myelomonocytic leukemia (CMML).(1,2,3) However, it is not diagnostic of CMML. It can be seen in patients with other myeloid neoplasms (eg, myelodysplastic syndrome, myeloproliferative neoplasm, myelodysplastic/myeloproliferative neoplasm, not otherwise specified) or in reactive conditions. A normal MO1 fraction does not rule out a diagnosis of CMML because it may be seen in CMML patients with autoimmune or inflammatory states or post-therapy. Correlation of these flow cytometry results with bone marrow aspirate and biopsy findings, clinical history, and other laboratory features is required for a definitive diagnosis. | 1. Selimoglu-Buet D, Wagner-Ballon O, Saada V, et al. Characteristic repartition of monocyte subsets as a diagnostic signature of chronic myelomonocytic leukemia. Blood. 2015;125(23):3618-3626. doi:10.1182/blood-2015-01-620781 2. Pophali PA, Marinelli LM, Ketterling RP, et al. High levelMYCamplification in B-cell lymphomas: is it a marker of aggressive disease? Blood Cancer J. 2020;10(1):5. doi:10.1038/s41408-019-0271-z 3. Patnaik MM, Timm MM, Vallapureddy R, et al. Flow cytometry based monocyte subset analysis accurately distinguishes chronic myelomonocytic leukemia from myeloproliferative neoplasms with associated monocytosis. Blood Cancer J. 2017;7(7):e584. doi:10.1038/bcj.2017.66 | Flow cytometric immunophenotyping of peripheral blood is performed to evaluate the percentage of monocytes in the classical (MO1), intermediate (MO2), and non-classical (MO3) compartments. Only the MO1 compartment will be reported. MONOF Panel: CD3, CD7, CD14, CD16, CD24, CD33, CD45, and CD56.(Patnaik MM, Timm MM, Vallapureddy R, et al. Flow cytometry based monocyte subset analysis accurately distinguishes chronic myelomonocytic leukemia from myeloproliferative neoplasms with associated monocytosis. Blood Cancer J. 2017;7[7]:e584. doi:10.1038/bcj.2017.66) | 1 to 4 days | 14 days | This test was developed using an analyte specific reagent. Its performance characteristics were determined by Mayo Clinic in a manner consistent with CLIA requirements. This test has not been cleared or approved by the US Food and Drug Administration. | 88184-Flow cytometry; first cell surface, cytoplasmic or nuclear marker88185 x 7-Flow cytometry; additional cell surface, cytoplasmic or nuclear marker (each)88187-Flow Cytometry Interpretation, 2 to 8 markers | Monocyte Repartition by CD14/CD16,B | 101146-9 | 610023 | Final Diagnosis | In Process
MAAPC | Morph Analysis, Automated (Bill Only) |  | This test is for billing purposes only. This is not an orderable test. | Yes | Morph Analysis, Automated | Varies | This test is for billing purposes only. This is not an orderable test. |  |  | This test is for billing purposes only. This is not an orderable test. | [6 empty] | Not Applicable | 88361
MAMPC | Morph Analysis, Manual (Bill Only) |  | This test is for billing purposes only. This is not an orderable test. | Yes | Morph Analysis, Manual | Varies | This test is for billing purposes only. This is not an orderable test. |  |  | This test is for billing purposes only. This is not an orderable test. | [6 empty] | Not Applicable | 88360
MAIPC | Morph Analysis, Manual, IS (Bill Only) |  | This test is for billing purposes only. This is not an orderable test. | Yes | Morph Analysis, Manual, IS (Bill Only) | This test is for billing purposes only. | This test is for billing purposes only. This is not an orderable test. |  |  | This test is for billing purposes only. This is not an orderable test. | [6 empty] | Not Applicable | 88360
MANPC | Morph Analysis, Nerve (Bill Only) |  | This test is for billing purposes only. This is not an orderable test. | Yes | Morph Analysis, Nerve | This test is for billing purposes only. | This test is for billing purposes only. This is not an orderable test. |  |  | This test is for billing purposes only. This is not an orderable test. | [6 empty] | Not Applicable | 88356
FMORS | Morphine Confirmation, Serum |  | Gas Chromatography/Mass Spectrometry (GC/MS) | Yes | Morphine, Serum | Serum Red | Draw blood in a plain red-top tube(s),serum gel tube is not acceptable. Spin down and send 5 mL of serum refrigerated in a plastic vial. | 2 mL |  | Report Limit: 1 ng/mL Reference Range: 21-65 ng/mL |  |  |  |  | 5 to 9 days |  | In-house validated method | 80361 | Morphine, Serum | 74131-4 | Z4769 | Morphine | 74131-4
SPSM | Morphology Evaluation (Special Smear), Blood | Detecting disease states or syndromes of the white blood cells,red blood cells, or platelet cell lines of a patient's peripheralblood | Manual-Microscopic Examination of Cells | Yes | Morphology Eval (special smear) | If clinically abnormal results are identified by microscopic examination, a peripheral blood smear review is performed by a Hematopathologist at an additional charge. | Collection Container/Tube:2 slides Specimen Volume:2 unstained, well prepared peripheral blood smears Collection Instructions:Smears made from blood obtained by either a lavender top (EDTA) tube or finger stick specimen | See Specimen Required | Under normal conditions, the morphology and proportion of each blood cell type is fairly consistent in corresponding age groups. The morphology and proportion of each blood cell type may change in various hematologic diseases. Differential leukocyte count and special smear evaluation is helpful in revealing the changes in morphology or proportion of each cell type in the peripheral blood. | 1-3 years Neutrophils/bands: 22-51% Lymphocytes: 37-73% Monocytes: 2-11% Eosinophils: 1-4% Basophils: 0-2% Metamyelocytes: 0% Myelocytes: 0% 4-7 years Neutrophils/bands: 30-65% Lymphocytes: 29-65% Monocytes: 2-11% Eosinophils: 1-4% Basophils: 0-2% Metamyelocytes: 0% Myelocytes: 0% 8-13 years Neutrophils/bands: 35-70% Lymphocytes: 23-53% Monocytes: 2-11% Eosinophils: 1-4% Basophils: 0-2% Metamyelocytes: 0% Myelocytes: 0% Adults Neutrophils/bands: 50-75% Lymphocytes: 18-42% Monocytes: 2-11% Eosinophils: 1-3% Basophils: 0-2% Metamyelocytes: <1% Myelocytes: <0.5% An interpretive report will be provided. | The laboratory will provide an interpretive report of percentage ofwhite cells and, if appropriate, evaluation of white cells, red cells,and platelets. | A poorly prepared peripheral smear may result in less than optimal interpretation. | 1. Kjeldsberg CR, eds. Practical Diagnosis of Hematologic Disorders. 5th ed. American Society of Clinical Pathologists; 2010 2. Pozdnyakova O, Connell NT, Battinelli EM, Connors JM, Fell G, Kim AS. Clinical significance of CBC and WBC morphology in the diagnosis and clinical course of COVID-19 infection. Am J Clin Pathol.. 2021 Feb 11;155(3):364-375. doi: 10.1093/ajcp/aqaa231 | Microscopic examination of a Wright-Giemsa stained smear.(Unpublished Mayo method) | 1 day | Slides: - 1 year | This test has been cleared, approved, or is exempt by the US Food and Drug Administration and is used per manufacturer's instructions. Performance characteristics were verified by Mayo Clinic in a manner consistent with CLIA requirements. | 8500785060-(if appropriate)85027-(if appropriate)88184-(If appropriate)88185-(If appropriate)88187-(if appropriate)88188-(if appropriate)88189-(if appropriate) | Morphology Eval (special smear) | 14869-2 | SEGBA | Neutrophilic Segs and Bands | 23761-0
MSPP | Mosquito Species, IgE, Serum | Establishing a diagnosis of an allergy to mosquito species Defining the allergen responsible for eliciting signs and symptoms Identifying allergens: -Responsible for allergic response and/or anaphylactic episode -To confirm sensitization prior to beginning immunotherapy -To investigate the specificity of allergic reactions to insect venom allergens, drugs, or chemical allergens | Fluorescence Enzyme Immunoassay (FEIA) | Yes | Mosquito Spp., IgE | Serum | Collection Container/Tube: Preferred:Serum gel Acceptable:Red top Submission Container/Tube:Plastic vial Specimen Volume:0.5 mL for every 5 allergens requested Collection Instructions:Centrifuge and aliquot serum into a plastic vial. | For 1 allergen: 0.3 mL For more than 1 allergen: (0.05 mL x number of allergens) + 0.25 mL deadspace | Clinical manifestations of immediate hypersensitivity (allergic) diseases are caused by the release of proinflammatory mediators (histamine, leukotrienes, and prostaglandins) from IgE-sensitized effector cells (mast cells and basophils) when cell-bound IgE antibodies interact with an allergen. In vitro serum testing for IgE antibodies provides an indication of the immune response to allergens that may be associated with allergic disease. The allergens chosen for testing often depend upon the age of the patient, history of allergen exposure, season of the year, and clinical manifestations. In individuals predisposed to develop allergic disease, the sequence of sensitization and clinical manifestations proceed as follows: eczema and respiratory disease (rhinitis and bronchospasm) in infants and children less than 5 years due to food sensitivity (milk, egg, soy, and wheat proteins) followed by respiratory disease (rhinitis and asthma) in older children and adults due to sensitivity to inhalant allergens (dust mite, mold, and pollen inhalants). | Class,IgE kU/L,Interpretation, 0,<0.10,Negative, 0/1,0.10-0.34,Borderline/equivocal, 1,0.35-0.69,Equivocal, 2,0.70-3.49,Positive, 3,3.50-17.4,Positive, 4,17.5-49.9,Strongly positive, 5,50.0-99.9,Strongly positive, 6,> or =100,Strongly positive, | Detection of IgE antibodies in serum (class 1 or greater) indicates an increased likelihood of allergic disease as opposed to other etiologies and defines the allergens that may be responsible for eliciting signs and symptoms. The level of IgE antibodies in serum varies directly with the concentration of IgE antibodies expressed as a class score or kU/L. | Testing for IgE antibodies is not useful in patients previously treated with immunotherapy to determine if residual clinical sensitivity exists or in patients in whom the medical management does not depend upon identification of allergen specificity. Some individuals with clinically insignificant sensitivity to allergens may have measurable levels of IgE antibodies in serum, and test results must be interpreted in the clinical context. False-positive results for IgE antibodies may occur in patients with markedly elevated serum IgE (>2500 kU/L) due to nonspecific binding to allergen solid phases. | Homburger HA, Hamilton RG: Allergic diseases. In: McPherson RA, Pincus MR, eds. Henry's Clinical Diagnosis and Management by Laboratory Methods. 23rd ed. Elsevier; 2017:1057-1070 | Specific IgE from the patient's serum reacts with the allergen of interest, which is covalently coupled to an ImmunoCAP. After washing away nonspecific IgE, enzyme-labeled anti-IgE antibody is added to form a complex. After incubation, unbound anti-IgE is washed away, and the bound complex incubated with a developing agent. After stopping the reaction, the fluorescence of the eluate is measured. Fluorescence is proportional to the amount of specific IgE present in the patient's sample (ie, the higher the fluorescence value, the more IgE antibody is present).(Package insert: ImmunoCAP System Specific IgE FEIA. Phadia; Rev 06/2020) | 1 to 3 days | 14 days | This test has been cleared, approved, or is exempt by the US Food and Drug Administration and is used per manufacturer's instructions. Performance characteristics were verified by Mayo Clinic in a manner consistent with CLIA requirements. | 86003 | Mosquito Spp., IgE | 6177-0 | MSPP | Mosquito Spp., IgE | 6177-0
MOTH | Moth, IgE, Serum | Establishing a diagnosis of an allergy to moth Defining the allergen responsible for eliciting signs and symptoms Identifying allergens: -Responsible for allergic response and/or anaphylactic episode -To confirm sensitization prior to beginning immunotherapy -To investigate the specificity of allergic reactions to insect venom allergens, drugs, or chemical allergens | Fluorescence Enzyme Immunoassay (FEIA) | Yes | Moth, IgE | Serum | Collection Container/Tube: Preferred:Serum gel Acceptable:Red top Submission Container/Tube:Plastic vial Specimen Volume:0.5 mL for every 5 allergens requested Collection Instructions:Centrifuge and aliquot serum into a plastic vial. | For 1 allergen: 0.3 mL For more than 1 allergen: (0.05 mL x number of allergens) + 0.25 mL deadspace | Clinical manifestations of immediate hypersensitivity (allergic) diseases are caused by the release of proinflammatory mediators (histamine, leukotrienes, and prostaglandins) from IgE-sensitized effector cells (mast cells and basophils) when cell-bound IgE antibodies interact with an allergen. In vitro serum testing for IgE antibodies provides an indication of the immune response to allergens that may be associated with allergic disease. The allergens chosen for testing often depend upon the age of the patient, history of allergen exposure, season of the year, and clinical manifestations. In individuals predisposed to develop allergic disease, the sequence of sensitization and clinical manifestations proceed as follows: eczema and respiratory disease (rhinitis and bronchospasm) in infants and children less than 5 years due to food sensitivity (milk, egg, soy, and wheat proteins) followed by respiratory disease (rhinitis and asthma) in older children and adults due to sensitivity to inhalant allergens (dust mite, mold, and pollen inhalants). | Class,IgE kU/L,Interpretation, 0,<0.10,Negative, 0/1,0.10-0.34,Borderline/equivocal, 1,0.35-0.69,Equivocal, 2,0.70-3.49,Positive, 3,3.50-17.4,Positive, 4,17.5-49.9,Strongly positive, 5,50.0-99.9,Strongly positive, 6,> or =100,Strongly positive, | Detection of IgE antibodies in serum (class 1 or greater) indicates an increased likelihood of allergic disease as opposed to other etiologies and defines the allergens that may be responsible for eliciting signs and symptoms. The level of IgE antibodies in serum varies directly with the concentration of IgE antibodies expressed as a class score or kU/L. | Testing for IgE antibodies is not useful in patients previously treated with immunotherapy to determine if residual clinical sensitivity exists or in patients in whom the medical management does not depend upon identification of allergen specificity. Some individuals with clinically insignificant sensitivity to allergens may have measurable levels of IgE antibodies in serum, and test results must be interpreted in the clinical context. False-positive results for IgE antibodies may occur in patients with markedly elevated serum IgE (>2500 kU/L) due to nonspecific binding to allergen solid phases. | Homburger HA, Hamilton RG: Allergic diseases. In: McPherson RA, Pincus MR, eds. Henry's Clinical Diagnosis and Management by Laboratory Methods. 23rd ed. Elsevier; 2017:1057-1070 | Specific IgE from the patient's serum reacts with the allergen of interest, which is covalently coupled to an ImmunoCAP. After washing away nonspecific IgE, enzyme-labeled anti-IgE antibody is added to form a complex. After incubation, unbound anti-IgE is washed away, and the bound complex incubated with a developing agent. After stopping the reaction, the fluorescence of the eluate is measured. Fluorescence is proportional to the amount of specific IgE present in the patient's sample (ie, the higher the fluorescence value, the more IgE antibody is present).(Package insert: ImmunoCAP System Specific IgE FEIA. Phadia; Rev 06/2020) | 1 to 3 days | 14 days | This test has been cleared, approved, or is exempt by the US Food and Drug Administration and is used per manufacturer's instructions. Performance characteristics were verified by Mayo Clinic in a manner consistent with CLIA requirements. | 86003 | Moth, IgE | 7502-8 | MOTH | Moth, IgE | 7502-8
FMNPP | Motor Neuropathy Panel |  | Semi-Quantitative Enzyme-Linked Immunosorbent Assay Quantitative Immunoturbidimetry Quantitative Capillary Electrophoresis Qualitative Immunofixation Electrophoresis Colorimetric Assay | Yes | Motor Neuropathy Panel | Serum SST | Specimen Type:Serum Container/Tube:Serum Separator Tube (SST) Specimen Volume:4 mL Collection Instructions:Draw blood in a serum gel tube(s). Spin down and send 4 mL serum refrigerated in plastic vial. | 2 mL |  | Myelin Associated Glycoprotein(MAG)Antibody, IgM: 0-999 Less than 1000 TU An elevated IgM antibody concentration greater than 999 TU against myelin-associated glycoprotein (MAG) suggests active demyelination in peripheral neuropathy. A normal concentration (less than 999 TU) generally rules out an anti-MAG antibody-associated peripheral neuropathy. TU=Titer Units Sulfate-3-Glucuronyl Paragloboside(SGPG)Antibody, IgM: 0.00-0.99 Less than 1.00 IV The majority of sulfate-3-glucuronyl paragloboside (SGPG) IgM-positive sera will show reactivity against MAG. Patients who are SGPG IgM positive and MAG IgM negative may have multi-focal motor neuropathy with conduction block. Asialo-GM1 Antibodies, IgG/IgM:0-50 IV 29 IV or less: Negative 30-50 IV: Equivocal 51-100 IV: Positive 101 IV or greater: Strong Positive GM1 Antibodies, IgG/IgM:0-50 IV 29 IV or less: Negative 30-50 IV: Equivocal 51-100 IV: Positive 101 IV or greater: Strong Positive GD1a Antibodies, IgG/IgM:0-50 IV 29 IV or less: Negative 30-50 IV: Equivocal 51-100 IV: Positive 101 IV or greater: Strong Positive GD1b Antibodies, IgG/IgM:0-50 IV 29 IV or less: Negative 30-50 IV: Equivocal 51-100 IV: Positive 101 IV or greater: Strong Positive GQ1b Antibodies, IgG/IgM:0-50 IV 29 IV or less: Negative 30-50 IV: Equivocal 51-100 IV: Positive 101 IV or greater: Strong Positive Ganglioside (Asialo-GM1, GM1, GM2, GD1a, GD1b, and GQ1b) Antibodies, IgG/IgM: Ganglioside antibodies are associated with diverse peripheral neuropathies. Elevated antibody levels to ganglioside-monosialic acid (GM1), and the neutral glycolipid, asialo GM1 are associated with motor or sensorimotor neuropathies, particularly multifocal motor neuropathy. Anti-GM1 may occur as IgM (polyclonal or monoclonal) or IgG antibodies. These antibodies may also be found in patients with diverse connective tissue diseases as well as normal individuals. GD1a antibodies are associated with different variants of Guillain-Barre syndrome (GBS) particularly acute motor axonal neuropathy while GD1b antibodies are predominantly found in sensory ataxic neuropathy syndrome. Anti-GQ1b antibodies are seen in more than 80 percent of patients with Miller-Fisher syndrome and may be elevated in GBS patients with ophthalmoplegia. The role of isolated anti-GM2 antibodies is unknown. These tests by themselves are not diagnostic and should be used in conjunction with other clinical parameters to confirm disease. Immunoglobulin G: 0-2 years: 242-1108 mg/dL 3-4 years: 485-1160 mg/dL 5-9 years: 514-1672 mg/dL 10-14 years: 581-1652 mg/dL 15-18 years: 479-1433 mg/dL 19 years and older: 768-1632 mg/dL Immunoglobulin A: 0-2 years: 2-126 mg/dL 3-4 years: 14-212 mg/dL 5-9 years: 52-226 mg/dL 10-14 years: 42-345 mg/dL 15-18 years: 60-349 mg/dL 19 years and older: 68-408 mg/dL Immunoglobulin M: 0-2 years: 21-215 mg/dL 3-4 years: 26-155 mg/dL 5-9 years: 26-188 mg/dL 10-14 years: 47-252 mg/dL 15-18 years: 26-232 mg/dL 19 years and older: 35-263 mg/dL Total Protein, Serum: Refer to report. Reference intervals may vary based on instrumentation. Albumin: 3.75-5.01 g/dL Alpha 1 Globulin: 0.19-0.46 g/dL Alpha 2 Globulin: 0.48-1.05 g/dL Beta Globulin: 0.48-1.10 g/dL Gamma: 0.62-1.51 g/dL Monoclonal Protein: <=0.00 g/dL |  |  |  |  | 3 to 12 days |  | This test was developed, and its performance characteristics determined by ARUP Laboratories. It has not been cleared or approved by the U.S. Food and Drug Administration. This test was performed in a CLIA certified laboratory and is intended for clinical purposes. | 82784 x 383516 x 7841558416586334 | Motor Neuropathy Panel | Not Provided | Z6250 | Monoclonal Protein | Not Provided
CED | Mountain Cedar, IgE, Serum | Establishing a diagnosis of an allergy to mountain cedar Defining the allergen responsible for eliciting signs and symptoms Identifying allergens: -Responsible for allergic response and/or anaphylactic episode -To confirm sensitization prior to beginning immunotherapy -To investigate the specificity of allergic reactions to insect venom allergens, drugs, or chemical allergens | Fluorescence Enzyme Immunoassay (FEIA) | Yes | Mountain Cedar, IgE | Serum | Collection Container/Tube: Preferred:Serum gel Acceptable:Red top Submission Container/Tube:Plastic vial Specimen Volume:0.5 mL for every 5 allergens requested Collection Instructions:Centrifuge and aliquot serum into a plastic vial. | For 1 allergen: 0.3 mL For more than 1 allergen: (0.05 mL x number of allergens) + 0.25 mL deadspace | Clinical manifestations of immediate hypersensitivity (allergic) diseases are caused by the release of proinflammatory mediators (histamine, leukotrienes, and prostaglandins) from IgE-sensitized effector cells (mast cells and basophils) when cell-bound IgE antibodies interact with an allergen. In vitro serum testing for IgE antibodies provides an indication of the immune response to allergens that may be associated with allergic disease. The allergens chosen for testing often depend upon the age of the patient, history of allergen exposure, season of the year, and clinical manifestations. In individuals predisposed to develop allergic disease, the sequence of sensitization and clinical manifestations proceed as follows: eczema and respiratory disease (rhinitis and bronchospasm) in infants and children less than 5 years due to food sensitivity (milk, egg, soy, and wheat proteins) followed by respiratory disease (rhinitis and asthma) in older children and adults due to sensitivity to inhalant allergens (dust mite, mold, and pollen inhalants). | Class,IgE kU/L,Interpretation, 0,<0.10,Negative, 0/1,0.10-0.34,Borderline/equivocal, 1,0.35-0.69,Equivocal, 2,0.70-3.49,Positive, 3,3.50-17.4,Positive, 4,17.5-49.9,Strongly positive, 5,50.0-99.9,Strongly positive, 6,> or =100,Strongly positive, | Detection of IgE antibodies in serum (class 1 or greater) indicates an increased likelihood of allergic disease as opposed to other etiologies and defines the allergens that may be responsible for eliciting signs and symptoms. The level of IgE antibodies in serum varies directly with the concentration of IgE antibodies expressed as a class score or kU/L. | Testing for IgE antibodies is not useful in patients previously treated with immunotherapy to determine if residual clinical sensitivity exists or in patients in whom the medical management does not depend upon identification of allergen specificity. Some individuals with clinically insignificant sensitivity to allergens may have measurable levels of IgE antibodies in serum, and test results must be interpreted in the clinical context. False-positive results for IgE antibodies may occur in patients with markedly elevated serum IgE (>2500 kU/L) due to nonspecific binding to allergen solid phases. | Homburger HA, Hamilton RG: Allergic diseases. In: McPherson RA, Pincus MR, eds. Henry's Clinical Diagnosis and Management by Laboratory Methods. 23rd ed. Elsevier; 2017:1057-1070 | Specific IgE from the patient's serum reacts with the allergen of interest, which is covalently coupled to an ImmunoCAP. After washing away nonspecific IgE, enzyme-labeled anti-IgE antibody is added to form a complex. After incubation, unbound anti-IgE is washed away, and the bound complex incubated with a developing agent. After stopping the reaction, the fluorescence of the eluate is measured. Fluorescence is proportional to the amount of specific IgE present in the patient's sample (ie, the higher the fluorescence value, the more IgE antibody is present).(Package insert: ImmunoCAP System Specific IgE FEIA. Phadia; Rev 06/2020) | Same day/1 to 3 days | 14 days | This test has been cleared, approved, or is exempt by the US Food and Drug Administration and is used per manufacturer's instructions. Performance characteristics were verified by Mayo Clinic in a manner consistent with CLIA requirements. | 86003 | Mountain Cedar, IgE | 6178-8 | CED | Mountain Cedar, IgE | 6178-8
MOUS | Mouse Epithelium, IgE, Serum | Establishing a diagnosis of an allergy to mouse epithelium Defining the allergen responsible for eliciting signs and symptoms Identifying allergens: -Responsible for allergic response and/or anaphylactic episode -To confirm sensitization prior to beginning immunotherapy -To investigate the specificity of allergic reactions to insect venom allergens, drugs, or chemical allergens | Fluorescence Enzyme Immunoassay (FEIA) | Yes | Mouse Epithelium, IgE | Serum | Collection Container/Tube: Preferred:Serum gel Acceptable:Red top Submission Container/Tube:Plastic vial Specimen Volume:0.5 mL for every 5 allergens requested Collection Instructions:Centrifuge and aliquot serum into a plastic vial. | For 1 allergen: 0.3 mL For more than 1 allergen: (0.05 mL x number of allergens) + 0.25 mL deadspace | Clinical manifestations of immediate hypersensitivity (allergic) diseases are caused by the release of proinflammatory mediators (histamine, leukotrienes, and prostaglandins) from IgE-sensitized effector cells (mast cells and basophils) when cell-bound IgE antibodies interact with an allergen. In vitro serum testing for IgE antibodies provides an indication of the immune response to allergens that may be associated with allergic disease. The allergens chosen for testing often depend upon the age of the patient, history of allergen exposure, season of the year, and clinical manifestations. In individuals predisposed to develop allergic disease, the sequence of sensitization and clinical manifestations proceed as follows: eczema and respiratory disease (rhinitis and bronchospasm) in infants and children less than 5 years due to food sensitivity (milk, egg, soy, and wheat proteins) followed by respiratory disease (rhinitis and asthma) in older children and adults due to sensitivity to inhalant allergens (dust mite, mold, and pollen inhalants). | Class,IgE kU/L,Interpretation, 0,<0.10,Negative, 0/1,0.10-0.34,Borderline/equivocal, 1,0.35-0.69,Equivocal, 2,0.70-3.49,Positive, 3,3.50-17.4,Positive, 4,17.5-49.9,Strongly positive, 5,50.0-99.9,Strongly positive, 6,> or =100,Strongly positive, | Detection of IgE antibodies in serum (class 1 or greater) indicates an increased likelihood of allergic disease as opposed to other etiologies and defines the allergens that may be responsible for eliciting signs and symptoms. The level of IgE antibodies in serum varies directly with the concentration of IgE antibodies expressed as a class score or kU/L. | Testing for IgE antibodies is not useful in patients previously treated with immunotherapy to determine if residual clinical sensitivity exists or in patients in whom the medical management does not depend upon identification of allergen specificity. Some individuals with clinically insignificant sensitivity to allergens may have measurable levels of IgE antibodies in serum, and test results must be interpreted in the clinical context. False-positive results for IgE antibodies may occur in patients with markedly elevated serum IgE (>2500 kU/L) due to nonspecific binding to allergen solid phases. | Homburger HA, Hamilton RG: Allergic diseases. In: McPherson RA, Pincus MR, eds. Henry's Clinical Diagnosis and Management by Laboratory Methods. 23rd ed. Elsevier; 2017:1057-1070 | Specific IgE from the patient's serum reacts with the allergen of interest, which is covalently coupled to an ImmunoCAP. After washing away nonspecific IgE, enzyme-labeled anti-IgE antibody is added to form a complex. After incubation, unbound anti-IgE is washed away, and the bound complex incubated with a developing agent. After stopping the reaction, the fluorescence of the eluate is measured. Fluorescence is proportional to the amount of specific IgE present in the patient's sample (ie, the higher the fluorescence value, the more IgE antibody is present).(Package insert: ImmunoCAP System Specific IgE FEIA. Phadia; Rev 06/2020) | Same day/1 to 3 days | 14 days | This test has been cleared, approved, or is exempt by the US Food and Drug Administration and is used per manufacturer's instructions. Performance characteristics were verified by Mayo Clinic in a manner consistent with CLIA requirements. | 86003 | Mouse Epithelium, IgE | 6179-6 | MOUS | Mouse Epithelium, IgE | 6179-6
MOSP | Mouse Serum Protein, IgE, Serum | Establishing a diagnosis of an allergy to mouse serum protein Defining the allergen responsible for eliciting signs and symptoms Identifying allergens: -Responsible for allergic response and/or anaphylactic episode -To confirm sensitization prior to beginning immunotherapy -To investigate the specificity of allergic reactions to insect venom allergens, drugs, or chemical allergens | Fluorescence Enzyme Immunoassay (FEIA) | Yes | Mouse Serum Protein, IgE | Serum | Collection Container/Tube: Preferred:Serum gel Acceptable:Red top Submission Container/Tube:Plastic vial Specimen Volume:0.5 mL for every 5 allergens requested Collection Instructions:Centrifuge and aliquot serum into a plastic vial. | For 1 allergen: 0.3 mL For more than 1 allergen: (0.05 mL x number of allergens) + 0.25 mL deadspace | Clinical manifestations of immediate hypersensitivity (allergic) diseases are caused by the release of proinflammatory mediators (histamine, leukotrienes, and prostaglandins) from IgE-sensitized effector cells (mast cells and basophils) when cell-bound IgE antibodies interact with an allergen. In vitro serum testing for IgE antibodies provides an indication of the immune response to allergens that may be associated with allergic disease. The allergens chosen for testing often depend upon the age of the patient, history of allergen exposure, season of the year, and clinical manifestations. In individuals predisposed to develop allergic disease, the sequence of sensitization and clinical manifestations proceed as follows: eczema and respiratory disease (rhinitis and bronchospasm) in infants and children less than 5 years due to food sensitivity (milk, egg, soy, and wheat proteins) followed by respiratory disease (rhinitis and asthma) in older children and adults due to sensitivity to inhalant allergens (dust mite, mold, and pollen inhalants). | Class,IgE kU/L,Interpretation, 0,<0.10,Negative, 0/1,0.10-0.34,Borderline/equivocal, 1,0.35-0.69,Equivocal, 2,0.70-3.49,Positive, 3,3.50-17.4,Positive, 4,17.5-49.9,Strongly positive, 5,50.0-99.9,Strongly positive, 6,> or =100,Strongly positive, | Detection of IgE antibodies in serum (class 1 or greater) indicates an increased likelihood of allergic disease as opposed to other etiologies and defines the allergens that may be responsible for eliciting signs and symptoms. The level of IgE antibodies in serum varies directly with the concentration of IgE antibodies expressed as a class score or kU/L. | Testing for IgE antibodies is not useful in patients previously treated with immunotherapy to determine if residual clinical sensitivity exists or in patients in whom the medical management does not depend upon identification of allergen specificity. Some individuals with clinically insignificant sensitivity to allergens may have measurable levels of IgE antibodies in serum, and test results must be interpreted in the clinical context. False-positive results for IgE antibodies may occur in patients with markedly elevated serum IgE (>2500 kU/L) due to nonspecific binding to allergen solid phases. | Homburger HA, Hamilton RG: Allergic diseases. In: McPherson RA, Pincus MR, eds. Henry's Clinical Diagnosis and Management by Laboratory Methods. 23rd ed. Elsevier; 2017:1057-1070 | Specific IgE from the patient's serum reacts with the allergen of interest, which is covalently coupled to an ImmunoCAP. After washing away nonspecific IgE, enzyme-labeled anti-IgE antibody is added to form a complex. After incubation, unbound anti-IgE is washed away, and the bound complex incubated with a developing agent. After stopping the reaction, the fluorescence of the eluate is measured. Fluorescence is proportional to the amount of specific IgE present in the patient's sample (ie, the higher the fluorescence value, the more IgE antibody is present).(Package insert: ImmunoCAP System Specific IgE FEIA. Phadia; Rev 06/2020) | Same day/1 to 3 days | 14 days | This test has been cleared, approved, or is exempt by the US Food and Drug Administration and is used per manufacturer's instructions. Performance characteristics were verified by Mayo Clinic in a manner consistent with CLIA requirements. | 86003 | Mouse Serum Protein, IgE | 6180-4 | MOSP | Mouse Serum Protein, IgE | 6180-4
MOUP | Mouse Urine Protein, IgE, Serum | Establishing a diagnosis of an allergy to mouse urine protein Defining the allergen responsible for eliciting signs and symptoms Identifying allergens: -Responsible for allergic response and/or anaphylactic episode -To confirm sensitization prior to beginning immunotherapy -To investigate the specificity of allergic reactions to insect venom allergens, drugs, or chemical allergens | Fluorescence Enzyme Immunoassay (FEIA) | Yes | Mouse Urine Protein, IgE | Serum | Collection Container/Tube: Preferred:Serum gel Acceptable:Red top Submission Container/Tube:Plastic vial Specimen Volume:0.5 mL for every 5 allergens requested Collection Instructions:Centrifuge and aliquot serum into a plastic vial. | For 1 allergen: 0.3 mL For more than 1 allergen: (0.05 mL x number of allergens) + 0.25 mL deadspace | Clinical manifestations of immediate hypersensitivity (allergic) diseases are caused by the release of proinflammatory mediators (histamine, leukotrienes, and prostaglandins) from IgE-sensitized effector cells (mast cells and basophils) when cell-bound IgE antibodies interact with an allergen. In vitro serum testing for IgE antibodies provides an indication of the immune response to allergens that may be associated with allergic disease. The allergens chosen for testing often depend upon the age of the patient, history of allergen exposure, season of the year, and clinical manifestations. In individuals predisposed to develop allergic disease, the sequence of sensitization and clinical manifestations proceed as follows: eczema and respiratory disease (rhinitis and bronchospasm) in infants and children less than 5 years due to food sensitivity (milk, egg, soy, and wheat proteins) followed by respiratory disease (rhinitis and asthma) in older children and adults due to sensitivity to inhalant allergens (dust mite, mold, and pollen inhalants). | Class,IgE kU/L,Interpretation, 0,<0.10,Negative, 0/1,0.10-0.34,Borderline/equivocal, 1,0.35-0.69,Equivocal, 2,0.70-3.49,Positive, 3,3.50-17.4,Positive, 4,17.5-49.9,Strongly positive, 5,50.0-99.9,Strongly positive, 6,> or =100,Strongly positive, | Detection of IgE antibodies in serum (class 1 or greater) indicates an increased likelihood of allergic disease as opposed to other etiologies and defines the allergens that may be responsible for eliciting signs and symptoms. The level of IgE antibodies in serum varies directly with the concentration of IgE antibodies expressed as a class score or kU/L. | Testing for IgE antibodies is not useful in patients previously treated with immunotherapy to determine if residual clinical sensitivity exists or in patients in whom the medical management does not depend upon identification of allergen specificity. Some individuals with clinically insignificant sensitivity to allergens may have measurable levels of IgE antibodies in serum, and test results must be interpreted in the clinical context. False-positive results for IgE antibodies may occur in patients with markedly elevated serum IgE (>2500 kU/L) due to nonspecific binding to allergen solid phases. | Homburger HA, Hamilton RG: Allergic diseases. In: McPherson RA, Pincus MR, eds. Henry's Clinical Diagnosis and Management by Laboratory Methods. 23rd ed. Elsevier; 2017:1057-1070 | Specific IgE from the patient's serum reacts with the allergen of interest, which is covalently coupled to an ImmunoCAP. After washing away nonspecific IgE, enzyme-labeled anti-IgE antibody is added to form a complex. After incubation, unbound anti-IgE is washed away, and the bound complex incubated with a developing agent. After stopping the reaction, the fluorescence of the eluate is measured. Fluorescence is proportional to the amount of specific IgE present in the patient's sample (ie, the higher the fluorescence value, the more IgE antibody is present).(Package insert: ImmunoCAP System Specific IgE FEIA. Phadia; Rev 06/2020) | Same day/1 to 3 days | 14 days | This test has been cleared, approved, or is exempt by the US Food and Drug Administration and is used per manufacturer's instructions. Performance characteristics were verified by Mayo Clinic in a manner consistent with CLIA requirements. | 86003 | Mouse Urine Protein, IgE | 6181-2 | MOUP | Mouse Urine Protein, IgE | 6181-2
MDS2 | Movement Disorder, Autoimmune/Paraneoplastic Evaluation, Serum | Evaluating patients with suspected paraneoplastic or other autoimmune movement disorders including patients with ataxia, brainstem encephalitis, chorea, dyskinesias, myoclonus, and parkinsonism using serum specimens | GRFIS, GRFTS, K11TS, AGN1S, AGNTS, AMPIS, AMPHS, APHTS, ANN1S, AN1TS, ANN2S, AN2TS, ANN3S, AN3TS, APBIS, APBTS, CRMTS, DPPTS, GABIS, GFAIS, GFATS, IG5TS, ITPIS, ITPTS, GL1IS, GL1TS, NCDIS, NCDTS, NIFIS, NIFTS, NMDIS, PCABP, PC1TS, PCAB2, PC2TS, PCATR, PCTTS, PDEIS, PDETS, SP7IS, SP7TS, SP5IS, SP5TS, T46IS, T46TS: Indirect Immunofluorescence Assay (IFA) GRFCS, K11CS, AMPCS, APBCS, CS2CS, DPPCS, GABCS, GFACS, IG5CS, ITPCS, LG1CS, GL1CS, NCDCS, AINCS, NFLCS, NFHCS, NMDCS, SP7CS, SP5CS, T46CS: Cell Binding Assay (CBA) CRMWS: Western Blot (WB) AGNBS, AMIBS, AN1BS, AN2BS, PC1BS, PCTBS: Immunoblot (IB) CCPQ, GD65S: Radioimmunoassay (RIA) MDSI: Medical interpretation | Yes | Movement, Autoimm/Paraneo, S | If the immunofluorescence assay (IFA) patterns suggest amphiphysin antibody, then the amphiphysin immunoblotand amphiphysin titer will be performed at an additional charge. | Patient Preparation:For optimal antibody detection, specimen collection is recommended before initiation of immunosuppressant medication or intravenous immunoglobulin treatment. Supplies:Sarstedt Aliquot Tube 5 mL (T914) Collection Container/Tube: Preferred:Red top Acceptable:Serum gel Submission Container/Tube:Plastic vial Specimen Volume:4 mL Collection Instructions:Centrifuge and aliquot serum into a plastic vial. | 3 mL | Autoimmune movement disorders encapsulate a large and diverse group of neurologic disorders occurring either in isolation or accompanying more diffuse autoimmune encephalitic illnesses. The full range of movement phenomena has been described, and, as they often occur in adults, many of the presentations can mimic neurodegenerative disorders, such as autoimmune chorea mimicking Huntington disease. Disorders may be ataxic, hypokinetic (parkinsonism), or hyperkinetic (myoclonus, chorea other dyskinetic disorders). Associated disorders may fall under the rubric of brainstem encephalitis. The autoantibody targets are diverse and include neuronal surface proteins, such as leucine-rich, glioma-inactivated 1 (LGI1), as well as antibodies reactive with intracellular antigens (such as Purkinje cell cytoplasmic antibody type 1 [PCA-1]) that are markers of a central nervous system process mediated by CD8+ cytotoxic T cells. In some instances (such as PCA-1 autoimmunity), antibodies detected in serum and cerebrospinal fluid can be indicative of a paraneoplastic cause and may direct the cancer search. In other instances (such as 65-kDa isoform of glutamic acid decarboxylase [GAD65] autoimmunity), a paraneoplastic cause is very unlikely, and early treatment with immunotherapy may promote improvement or recovery. | Test ID,Reporting Name,Methodology*,Reference Value, MDSI,Movement Disorder Interp, S,Medical interpretation,Interpretive report, AMPCS,AMPA-R Ab CBA, S,CBA,Negative, AMPHS,Amphiphysin Ab, S,IFA,Negative, AGN1S,Anti-Glial Nuclear Ab, Type 1,IFA,Negative, ANN1S,Anti-Neuronal Nuclear Ab, Type 1,IFA,Negative, ANN2S,Anti-Neuronal Nuclear Ab, Type 2,IFA,Negative, ANN3S,Anti-Neuronal Nuclear Ab, Type 3,IFA,Negative, APBIS,AP3B2 IFA, S,IFA,Negative, CS2CS,CASPR2-IgG CBA, S,CBA,Negative, CRMWS,CRMP-5-IgG Western Blot, S,WB,Negative, DPPCS,DPPX AbCBA, S,CBA,Negative, GABCS,GABA-B-R Ab CBA, S,CBA,Negative, GD65S,GAD65 Ab Assay, S,RIA,< or =0.02 nmol/LReference values apply to all ages., GFAIS,GFAP IFA, S,IFA,Negative, GRFIS,GRAF1 IFA, S,IFA,Negative, IG5CS,IgLON5CBA, S,CBA,Negative, ITPIS,ITPR1 IFA, S,IFA,Negative, K11CS,KLHL11 Ab CBA, S,CBA,Negative, LG1CS,LGI1-IgG CBA, S,CBA,Negative, GL1IS,mGluR1 Ab IFA, S,IFA,Negative, NCDIS,Neurochondrin IFA, S,IFA,Negative, NIFIS,NIF IFA, S,IFA,Negative, NMDCS,NMDA-R Ab CBA, S,CBA,Negative, CCPQ,P/Q-Type Calcium Channel Ab,RIA,< or =0.02 nmol/L, PCABP,Purkinje Cell Cytoplasmic Ab Type 1,IFA,Negative, PCAB2,Purkinje Cell Cytoplasmic Ab Type 2,IFA,Negative, PCATR,Purkinje Cell Cytoplasmic Ab Type Tr,IFA,Negative, PDEIS,PDE10A Ab IFA, S,IFA,Negative, SP5IS,Septin-5 IFA, S,IFA,Negative, SP7IS,Septin-7 IFA, S,IFA,Negative, T46IS,TRIM46 Ab IFA, S,IFA,Negative, Test ID,Reporting Name,Methodology*,Reference Value, AGNBS,AGNA-1 Immunoblot, S,IB,Negative, AGNTS,AGNA-1 Titer, S,IFA,<1:240, AINCS,Alpha Internexin CBA, S,CBA,Negative, AMPIS,AMPA-R Ab IF Titer Assay, S,IFA,<1:240, AMIBS,Amphiphysin Immunoblot, S,IB,Negative, AN1BS,ANNA-1 Immunoblot, S,IB,Negative, AN1TS,ANNA-1 Titer, S,IFA,<1:240, AN2BS,ANNA-2 Immunoblot, S,IB,Negative, AN2TS,ANNA-2 Titer, S,IFA,<1:240, AN3TS,ANNA-3 Titer, S,IFA,<1:240, APBCS,AP3B2 CBA, S,CBA,Negative, APBTS,AP3B2 IFA Titer, S,IFA,<1:240, APHTS,Amphiphysin Ab Titer, S,IFA,<1:240, CRMTS,CRMP-5-IgG Titer, S,IFA,<1:240, DPPTS,DPPX Ab IFA Titer, S,IFA,<1:240, GABIS,GABA-B-R Ab IF Titer Assay, S,IFA,<1:240, GFACS,GFAP CBA, S,CBA,Negative, GFATS,GFAP IFA Titer, S,IFA,<1:240, GRFCS,GRAF1 CBA, S,CBA,Negative, GRFTS,GRAF1 IFA Titer, S,IFA,<1:240, IG5TS,IgLON5 IFA Titer, S,IFA,<1:240, ITPCS,ITPR1 CBA, S,CBA,Negative, ITPTS,ITPR1 IFA Titer, S,IFA,<1:240, K11TS,KLHL11 Ab IFA Titer, S,IFA,<1:240, GL1CS,mGluR1 Ab CBA, S,CBA,Negative, GL1TS,mGluR1 Ab IFA Titer, S,IFA,<1:240, NCDCS,Neurochondrin CBA, S,CBA,Negative, NCDTS,Neurochondrin IFA Titer, S,IFA,<1:240, NFHCS,NIF Heavy Chain CBA, S,CBA,Negative, NIFTS,NIF IFA Titer, S,IFA,<1:240, NFLCS,NIF Light Chain CBA, S,CBA,Negative, NMDIS,NMDA-R Ab IF Titer Assay, S,IFA,<1:240, PC1BS,PCA-1 Immunoblot, S,IB,Negative, PC1TS,PCA-1 Titer, S,IFA,<1:240, PC2TS,PCA-2 Titer, S,IFA,<1:240, PCTBS,PCA-Tr Immunoblot, S,IB,Negative, PCTTS,PCA-Tr Titer, S,IFA,<1:240, PDETS,PDE10A Ab IFA Titer, S,IFA,<1:240, SP5CS,Septin-5 CBA, S,CBA,Negative, SP5TS,Septin-5 IFA Titer, S,IFA,<1:240, SP7CS,Septin-7 CBA, S,CBA,Negative, SP7TS,Septin-7 IFA Titer, S,IFA,<1:240, T46CS,TRIM46 Ab CBA, S,CBA,Negative, T46TS,TRIM46 Ab IFA Titer, S,IFA,<1:240, | A positive antibody result is consistent with a diagnosis of an autoimmune movement disorder. A search for cancer may be indicated, depending on the antibody profile. A trial of immune therapy may bring about improvement in neurological symptoms. | A negative antibody test result does not exclude an autoimmune movement disorder. Corticosteroid treatment prior to the serum collection may cause a false-negative result. Intravenous immunoglobulin treatment prior to the serum collection may cause a false-positive result. | 1. HonoratJA,McKeonA. Autoimmune movement disorders: a clinical and laboratory approach. Curr Neurol Neurosci Rep. 2017;17(1):4. doi:10.1007/s11910-017-0709-2 2. Dubey D, Wilson MR, Clarkson B, et al. Expanded clinical Phenotype, oncological associations, and immunopathologic insights of paraneoplastic Kelch-like protein-11 encephalitis. JAMA Neurol. 2020;77(11):1420-1429. doi:10.1001/jamaneurol.2020.2231 | Cell-Binding Assay: Patient specimen is applied to a composite slide containing transfected and nontransfected HEK-293 cells. After incubation and washing, fluorescein-conjugated goat-antihuman IgG is applied to detect the presence of patient IgG binding.(Package insert: IIFT: Neurology Mosaics, Instructions for the indirect immunofluorescence test. EUROIMMUN; FA_112d-1_A_UK_C13, 02/2019) Methodology for detecting Kelch-like protein 11 (KLHL11)-IgG uses an in-house developed cell binding assay (CBA) with confirmation by a tissue indirect immunofluorescence assay (IFA). The CBA utilizes HEK293 cells that are stably transfected with DNA encoding the KLHL11 protein that has been tagged with green fluorescent protein (GFP). Since KLHL11 is localized to cytoplasmic vesicles when ectopically expressed, cells will be fixed and permeabilized prior to exposure to patient sample. Patients that are positive for KLHL11-IgG will have human IgG bound to the transfected cells. Binding will colocalize with the GFP-tagged KLHL11 protein in cytoplasmic vesicles. Patient IgG will be detected using a tetramethylrhodamine conjugated anti-human secondary antibody. The negative samples will not bind to KLHL11-GFP in transfected cells. Performed in a 96 well plate format, the plates are scanned, and images saved using the ImageXpress Micro Confocal High-Content Imaging System (Molecular Devices). Images will be scored positive or negative.(Unpublished Mayo method) Indirect Immunofluorescence Assay: The patient's sample is tested by a standardized IFA that uses a composite frozen section of mouse cerebellum, kidney, and gut tissues. After incubation with sample and washing, fluorescein-conjugated goat-antihuman IgG is applied. Neuron-specific autoantibodies are identified by their characteristic fluorescence staining patterns. Samples that are scored positive for any neuronal nuclear or cytoplasmic autoantibody are titrated to an endpoint. Interference by coexisting non-neuron-specific autoantibodies can usually be eliminated by serologic absorption.(Honorat JA, Komorowski L, Josephs KA, et al. IgLON5 antibody: neurological accompaniments and outcomes in 20 patients. Neruol Neruoimmunol Neruoinflamm. 2017;4(5):e385. doi:10.1212/NXI.0000000000000385) Radioimmunoassay: (125)I-labeled recombinant human antigens or labeled receptors are incubated with patient specimen. After incubation, anti-human IgG is added to form an immunoprecipitate. The amount of (125)I-labeled antigen in the immunoprecipitate is measured using a gamma-counter. The amount of gamma emission in the precipitate is proportional to the amount of antigen-specific IgG in the specimen. Results are reported as units of precipitated antigen (nmol) per liter of patient sample.(Griesmann GE, Kryzer TJ, Lennon VA. Autoantibody profiles of myasthenia gravis and Lambert-Eaton myasthenic syndrome. In: Rose NR, Hamilton RG, et al, eds. Manual of Clinical and Laboratory Immunology. 6th ed. ASM Press; 2002:1005-1012; Jones AL, Flanagan EP, Pittock SJ, et al. Responses to and outcomes of treatment of autoimmune cerebellar ataxia in adults.JAMA Neurol. 2015;72[11]:1304-1312. doi:10.1001/jamaneurol.2015.2378) Western Blot: Neuronal antigens extracted aqueously from adult rat cerebellum, full-length recombinant human collapsin response-mediator protein-5 (CRMP-5), or full-length recombinant human amphiphysin protein is denatured, reduced, and separated by electrophoresis on 10% polyacrylamide gel. IgG is detected autoradiographically by enhanced chemiluminescence.(Yu Z, Kryzer TJ, Griesmann GE, et al. CRMP-5 neuronal autoantibody: marker of lung cancer and thymoma-related autoimmunity. Ann Neurol. 2001;49[2]:146-154; Dubey D, Jitprapaikulsan J, Bi H, et al. Amphiphysin-IgG autoimmune neuropathy: A recognizable clinicopathologic syndrome. Neurology. 2019;93[20]:e1873-e1880. doi:10.1212/WNL.0000000000008472) Immunoblot: All steps are performed at room temperature (18-28 degrees C) utilizing the EUROBlot One instrument. Diluted patient serum (1:101) is added to test strips (strips containing recombinant antigen manufactured and purified using biochemical methods) in individual channels and incubated for 30 minutes. Positive specimens will bind to the purified recombinant antigen and negative specimens will not bind. Strips are washed to remove unbound serum antibodies and then incubated with anti-human IgG antibodies (alkaline phosphatase-labelled) for 30 minutes. The strips are again washed to remove unbound anti-human IgG antibodies and nitroblue tetrazolium chloride/5-bromo-4-chloro-3-indolylphosphate substrate is added. Alkaline phosphatase enzyme converts the soluble substrate into a colored insoluble product on the membrane to produce a black band. Strips are digitized via picture capture on the EUROBlot One instrument and evaluated with the EUROLineScan software.(O'ConnorK, Waters P, Komorowski L, et al. GABAA receptor autoimmunity: A multicenter experience. Neurol Neuroimmunol Neuroinflamm. 2019;6[3]:e552. doi:10.1212/NXI.0000000000000552) | 8 to 12 days | 28 days | This test was developed and its performance characteristics determined by Mayo Clinic in a manner consistent with CLIA requirements. It has not been cleared or approved by the US Food and Drug Administration. | 8659686255 x 2684182863410432U84182 AGNBS (if appropriate)86256 AGNTS (if appropriate)86255 AINCS (if appropriate)84182 AMIBS (if appropriate)86256 AMPIS (if appropriate)84182 AN1BS (if appropriate)86256 AN1TS (if appropriate)84182 AN2BS (if appropriate)86256 AN2TS (if appropriate)86256 AN3TS (if appropriate)86255 APBCS (if appropriate)86256 APBTS (if appropriate)86256 APHTS (if appropriate)86256 CRMTS (if appropriate)86256 DPPTS (if appropriate)86256 GABIS (if appropriate)86255 GFACS (if appropriate)86256 GFATS (if appropriate)86255 GL1CS (if appropriate)86256 GL1TS (if appropriate)86255 GRFCS (if appropriate)86256 GRFTS (if appropriate)86256 IG5TS (if appropriate)86255 ITPCS (if appropriate)86256 ITPTS (if appropriate)86256 K11TS (if appropriate)86255 NCDCS (if appropriate)86256 NCDTS (if appropriate)86255 NFHCS (if appropriate)86255 NFLCS (if appropriate)86256 NIFTS (if appropriate)86256 NMDIS (if appropriate)84182 PC1BS (if appropriate)86256 PC1TS (if appropriate)86256 PC2TS (if appropriate)84182 PCTBS (if appropriate)86256 PCTTS (if appropriate)86256 PDETS (if appropriate)86255 SP5CS (if appropriate)86256 SP5TS (if appropriate)86255 SP7CS (if appropriate)86256 SP7TS (if appropriate)86255 T46CS (if appropriate)86256 T46TS (if appropriate) | Movement, Autoimm/Paraneo, S | 94701-0 | 620068 | PDE10A Ab IFA, S | 103842-1
MDC2 | Movement Disorder, Autoimmune/Paraneoplastic Evaluation, Spinal Fluid | Evaluating patients with suspected paraneoplastic or other autoimmune movement disorders including patients with ataxia, brainstem encephalitis, chorea, dyskinesias, myoclonus, and parkinsonism using spinal fluid specimens | GRFIC, GRFTC, K11TC, AGN1C, AGNTC, AMPIC, AMPHC, APHTC, ANN1C, AN1TC, ANN2C, AN2TC, ANN3C, AN3TC, APBIC, APBTC, CRMTC, DPPTC, GABIC, GFAIC, GFATC, IG5TC, ITPIC, ITPTC, GL1IC, GL1TC, NCDIC, NCDTC, NIFIC, NIFTC, NMDIC, PCA1C, PC1TC, PCA2C, PC2TC, PCTRC, PCTTC, PDEIC, PDETC, SP5IC, SP5TC, SP7IC, SP7TC, T46IC, T46TC: Indirect Immunofluorescence Assay (IFA) GRFCC, K11CC, AMPCC, APBCC, CS2CC, DPPCC, GABCC, GFACC, IG5CC, ITPCC, LG1CC, GL1CC, NCDCC, AINCC, NFLCC, NFHCC, NMDCC, SP5CC, SP7CC, T46CC: Cell Binding Assay (CBA) CRMWC: Western Blot (WB) AGNBC, AMIBC, AN1BC, AN2BC, PC1BC, PCTBC: Immunoblot (IB) GD65C: Radioimmunoassay (RIA) MDCI: Medical Interpretation | Yes | Movement, Autoimm/Paraneo, CSF | If the immunofluorescence assay (IFA) patterns suggest amphiphysin antibody, then the amphiphysin immunoblot and amphiphysin IFA titer will be performed at an additional charge. | Patient Preparation:For optimal antibody detection, specimen collection is recommended before initiation of immunosuppressant medication, orcorticosteroidor intravenous immunoglobulin (IVIg) treatment. Container/Tube:Sterile vial Preferred:Collection vial number 1 Acceptable:Any collection vial Specimen Volume:4 mL | 2 mL | Autoimmune movement disorders encapsulate a large and diverse group of neurologic disorders occurring either in isolation or accompanying more diffuse autoimmune encephalitic illnesses. The full range of movement phenomena has been described, and, as they often occur in adults, many of the presentations can mimic neurodegenerative disorders, such as autoimmune chorea mimicking Huntington disease. Disorders may be ataxic, hypokinetic (parkinsonism), or hyperkinetic (myoclonus, chorea other dyskinetic disorders). Associated disorders may fall under the rubric of brainstem encephalitis. The autoantibody targets are diverse and include neuronal surface proteins, such as leucine-rich, glioma-inactivated 1 (LGI1), as well as antibodies reactive with intracellular antigens (such as Purkinje cell cytoplasmic antibody-1 [PCA-1]) that are markers of a central nervous system process mediated by CD8+ cytotoxic T cells. In some instances (such as PCA-1 autoimmunity), antibodies detected in serum and cerebrospinal fluid can be indicative of a paraneoplastic cause and may direct the cancer search. In other instances (such as 65-kDa isoform of glutamic acid decarboxylase [GAD65] autoimmunity), a paraneoplastic cause is very unlikely, and early treatment with immunotherapy may promote improvement or recovery. | Test ID,Reporting name,Methodology*,Reference value, MDCI,Movement Disorder Interp, CSF,Medical interpretation,Interpretive report, AMPCC,AMPA-R Ab CBA, CSF,CBA,Negative, AMPHC,Amphiphysin Ab, CSF,IFA,Negative, AGN1C,Anti-Glial Nuclear Ab, Type 1,IFA,Negative, ANN1C,Anti-Neuronal Nuclear Ab, Type 1,IFA,Negative, ANN2C,Anti-Neuronal Nuclear Ab, Type 2,IFA,Negative, ANN3C,Anti-Neuronal Nuclear Ab, Type 3,IFA,Negative, APBIC,AP3B2 IFA, CSF,IFA,Negative, CS2CC,CASPR2-IgG CBA, CSF,CBA,Negative, CRMWC,CRMP-5-IgG Western Blot, CSF,WB,Negative, DPPCC,DPPX Ab CBA, CSF,CBA,Negative, GABCC,GABA-B-R Ab CBA, CSF,CBA,Negative, GD65C,GAD65 Ab Assay, CSF,RIA,< or =0.02 nmol/LReference values apply to all ages., GRFIC,GRAF1 IFA, CSF,IFA,Negative, GFAIC,GFAP IFA, CSF,IFA,Negative, IG5CC,IgLON5 CBA, CSF,CBA,Negative, ITPIC,ITPR1 IFA, CSF,IFA,Negative, K11CC,KLHL11 Ab CBA, CSF,CBA,Negative, LG1CC,LGI1-IgG CBA, CSF,CBA,Negative, GL1IC,mGluR1 Ab IFA, CSF,IFA,Negative, NCDIC,Neurochondrin IFA, CSF,IFA,Negative, NIFIC,NIF IFA, CSF,IFA,Negative, NMDCC,NMDA-R Ab CBA, CSF,CBA,Negative, PCTRC,Purkinje Cell Cytoplasmic Ab Type Tr,IFA,Negative, PCA1C,Purkinje Cell Cytoplasmic Ab Type 1,IFA,Negative, PCA2C,Purkinje Cell Cytoplasmic Ab Type 2,IFA,Negative, PDEIC,PDE10A Ab IFA, CSF,IFA,Negative, SP5IC,Septin-5 IFA, CSF,IFA,Negative, SP7IC,Septin-7 IFA, CSF,IFA,Negative, T46IC,TRIM46 IFA, CSF,IFA,Negative, Test ID,Reporting name,Methodology*,Reference value, AGNBC,AGNA-1 Immunoblot, CSF,IB,Negative, AGNTC,AGNA-1 Titer, CSF,IFA,<1:2, AINCC,Alpha Internexin CBA, CSF,CBA,Negative, AMPIC,AMPA-R Ab IF Titer Assay,CSF,IFA,<1:2, AMIBC,Amphiphysin Immunoblot, CSF,IB,Negative, AN1BC,ANNA-1 Immunoblot, CSF,IB,Negative, AN1TC,ANNA-1 Titer, CSF,IFA,<1:2, AN2BC,ANNA-2 Immunoblot, CSF,IB,Negative, AN2TC,ANNA-2 Titer, CSF,IFA,<1:2, AN3TC,ANNA-3 Titer, CSF,IFA,<1:2, APBCC,AP3B2 CBA, CSF,CBA,Negative, APBTC,AP3B2 IFA Titer, CSF,IFA,<1:2, APHTC,Amphiphysin Ab Titer, CSF,IFA,<1:2, CRMTC,CRMP-5-IgG Titer, CSF,IFA,<1:2, DPPTC,DPPX Ab IFA Titer,CSF,IFA,<1:2, GABIC,GABA-B-R Ab IF Titer Assay,CSF,IFA,<1:2, GFACC,GFAP CBA, CSF,CBA,Negative, GFATC,GFAP IFA Titer, CSF,IFA,<1:2, GRFCC,GRAF1 CBA, CSF,CBA,Negative, GRFTC,GRAF1 IFA Titer, CSF,IFA,<1:2, IG5TC,IgLON5 IFA Titer, CSF,IFA,<1:2, ITPCC,ITPR1 CBA, CSF,CBA,Negative, ITPTC,ITPR1 IFA Titer, CSF,IFA,<1:2, K11TC,KLHL11 Ab IFA Titer, CSF,IFA,<1:2, GL1TC,mGluR1 Ab IFA Titer,CSF,IFA,<1:2, GL1CC,mGluR1 Ab CBA,CSF,CBA,Negative, NCDCC,Neurochondrin CBA, CSF,CBA,Negative, NCDTC,Neurochondrin IFA Titer, CSF,IFA,<1:2, NFHCC,NIF Heavy Chain CBA, CSF,CBA,Negative, NIFTC,NIF IFA Titer, CSF,IFA,<1:2, NFLCC,NIF Light Chain CBA, CSF,CBA,Negative, NMDIC,NMDA-R Ab IF Titer Assay,CSF,IFA,<1:2, PC1BC,PCA-1 Immunoblot, CSF,IB,Negative, PC1TC,PCA-1 Titer, CSF,IFA,<1:2, PC2TC,PCA-2 Titer, CSF,IFA,<1:2, PCTTC,PCA-Tr Titer, CSF,IFA,<1:2, PCTBC,PCA-Tr Immunoblot, CSF,IB,Negative, PDETC,PDE10A Ab IFA Titer, CSF,IFA,<1:2, SP5CC,Septin-5 CBA, CSF,CBA,Negative, SP5TC,Septin-5 IFA Titer, CSF,IFA,<1:2, SP7CC,Septin-7 CBA, CSF,CBA,Negative, SP7TC,Septin-7 IFA Titer, CSF,IFA,<1:2, T46CC,TRIM46 CBA, CSF,CBA,Negative, T46TC,TRIM46 IFA Titer, CSF,IFA,<1:2, | A positive antibody result is consistent with a diagnosis of an autoimmune movement disorder. A search for cancer may be indicated, depending on the antibody profile. A trial of immune therapy may bring about improvement in neurological symptoms. | A negative antibody test result does not exclude an autoimmune movement disorder. Corticosteroid treatment prior to the cerebrospinal fluid (CSF) collection may cause a false-negative result. Intravenous immunoglobulin treatment prior to the CSF collection may cause a false-positive result. | 1. Honorat JA, McKeon A. Autoimmune movement disorders: a clinical and laboratory approach. Curr Neurol Neurosci Rep. 2017;17(1):4 doi:10.1007/s11910-017-0709-2 2. Dubey D, Wilson MR, Clarkson B, et.al. Expanded clinical phenotype, oncological associations, and immunopathologic insights of paraneoplastic Kelch-like protein-11 encephalitis. JAMA Neurol. 2020;77(11):1420-1429. doi:10.1001/jamaneurol.2020.2231 | Cell-Binding Assay: Patient specimen is applied to a composite slide containing transfected and nontransfected HEK-293 cells. After incubation and washing, fluorescein-conjugated goat-antihuman IgG is applied to detect the presence of patient IgG binding.(Package insert: IIFT: Neurology Mosaics, Instructions for the indirect immunofluorescence test. EUROIMMUN; FA_112d-1_A_UK_C13, 02/2019) Methodology for detecting Kelch-like protein 11 (KLHL11)-IgG uses an in-house developed cell binding assay (CBA) with confirmation by a tissue indirect immunofluorescence assay (IFA). The CBA utilizes HEK293 cells that are stably transfected with DNA encoding the KLHL11 protein that has been tagged with green fluorescent protein (GFP). Since KLHL11 is localized to cytoplasmic vesicles when ectopically expressed, cells will be fixed and permeabilized prior to exposure to patient sample. Patients that are positive for KLHL11-IgG will have human IgG bound to the transfected cells. Binding will colocalize with the GFP-tagged KLHL11 protein in cytoplasmic vesicles. Patient IgG will be detected using a tetramethylrhodamine conjugated anti-human secondary antibody. The negative samples will not bind to KLHL11-GFP in transfected cells. Performed in a 96 well plate format, the plates are scanned, and images saved using the ImageXpress Micro Confocal High-Content Imaging System (Molecular Devices). Images will be scored positive or negative.(Unpublished Mayo method) Indirect Immunofluorescence Assay: The patient's sample is tested by a standardized IFA that uses a composite frozen section of mouse cerebellum, kidney, and gut tissues. After incubation with sample and washing, fluorescein-conjugated goat-antihuman IgG is applied. Neuron-specific autoantibodies are identified by their characteristic fluorescence staining patterns. Samples that are scored positive for any neuronal nuclear or cytoplasmic autoantibody are titrated to an endpoint. Interference by coexisting non-neuron-specific autoantibodies can usually be eliminated by serologic absorption.(Honorat JA, Komorowski L, Josephs KA, et al. IgLON5 antibody: neurological accompaniments and outcomes in 20 patients. Neruol Neruoimmunol Neruoinflamm. 2017;4(5):e385. doi:10.1212/NXI.0000000000000385) Radioimmunoassay: (125)I-labeled recombinant human antigens or labeled receptors are incubated with patient specimen. After incubation, anti-human IgG is added to form an immunoprecipitate. The amount of (125)I-labeled antigen in the immunoprecipitate is measured using a gamma-counter. The amount of gamma emission in the precipitate is proportional to the amount of antigen-specific IgG in the specimen. Results are reported as units of precipitated antigen (nmol) per liter of patient sample.(Griesmann GE, Kryzer TJ, Lennon VA. Autoantibody profiles of myasthenia gravis and Lambert-Eaton myasthenic syndrome. In: Rose NR, Hamilton RG, et al. eds. Manual of Clinical and Laboratory Immunology. 6th ed. ASM Press: 2002:1005-1012; Jones AL, Flanagan EP, Pittock SJ, et al. Responses to and outcomes of treatment of autoimmune cerebellar ataxia in adults.JAMA Neurol. 2015;72[11]:1304-1312. doi:10.1001/jamaneurol.2015.2378) Western Blot: Neuronal antigens extracted aqueously from adult rat cerebellum, full-length recombinant human collapsin response-mediator protein-5 (CRMP-5), or full-length recombinant human amphiphysin protein is denatured, reduced, and separated by electrophoresis on 10% polyacrylamide gel. IgG is detected autoradiographically by enhanced chemiluminescence.(Yu Z, Kryzer TJ, Griesmann GE, et al. CRMP-5 neuronal autoantibody: marker of lung cancer and thymoma-related autoimmunity. Ann Neurol. 2001;49[2]:146-154; Dubey D, Jitprapaikulsan J, Bi H, et al. Amphiphysin-IgG autoimmune neuropathy: A recognizable clinicopathologic syndrome. Neurology. 2019;93(20):e1873-e1880. doi:10.1212/WNL.0000000000008472) Immunoblot: All steps are performed at room temperature (18-28 degrees C) utilizing the EUROBlot One instrument. Diluted patient specimen (1:12.5) is added to test strips (strips containing recombinant antigen manufactured and purified using biochemical methods) in individual channels and incubated for 30 minutes. Positive specimens will bind to the purified recombinant antigen and negative specimens will not bind. Strips are washed to remove unbound antibodies and then incubated with anti-human IgG antibodies (alkaline phosphatase-labelled) for 30 minutes. The strips are again washed to remove unbound anti-human IgG antibodies and nitroblue tetrazolium chloride/5-bromo-4-chloro-3-indolylphosphate substrate is added. Alkaline phosphatase enzyme converts the soluble substrate into a colored insoluble product on the membrane to produces a black band. Strips are digitized via picture capture on the EUROBlot One instrument and evaluated with the EUROLineScan software.(O'ConnorK, Waters P, Komorowski L, et al. GABAA receptor autoimmunity: A multicenter experience. Neurol Neuroimmunol Neuroinflamm. 2019;6[3]:e552 doi:10.1212/NXI.0000000000000552) | 8 to 12 days | 28 days | This test was developed and its performance characteristics determined by Mayo Clinic in a manner consistent with CLIA requirements. It has not been cleared or approved by the US Food and Drug Administration. | 86255 x2684182863410432U84182-AGNBC (if appropriate)86256-GNTC (if appropriate)86255-AINCC (if appropriate)84182-AMIBC (if appropriate)86256-AMPIC (if appropriate)84182-AN1BC (if appropriate)86256-AN1TC (if appropriate)84182-AN2BC (if appropriate)86256-AN2TC (if appropriate)86256-AN3TC (if appropriate)86255-APBCC (if appropriate)86256-APBTC (if appropriate)86256-APHTC (if appropriate)86256-CRMTC (if appropriate)86256-DPPTC (if appropriate)86256-GABIC (if appropriate)86255-GFACC (if appropriate)86256-GFATC (if appropriate)86255-GL1CC (if appropriate)86256-GL1TC (if appropriate)86255-GRFCC (if appropriate)86256-GRFTC (if appropriate)86256-IG5TC (if appropriate)86255-ITPCC (if appropriate)86256-ITPTC (if appropriate)86256-K11TC (if appropriate)86255-NCDCC (if appropriate)86256-NCDTC (if appropriate)86255-NFHCC (if appropriate)86255-NFLCC (if appropriate)86256-NIFTC (if appropriate)86256-NMDIC (if appropriate)84182-PC1BC (if appropriate)86256-PC1TC (if appropriate)86256-PC2TC (if appropriate)84182-PCTBC (if appropriate)86256-PCTTC (if appropriate)86256-PDETC (if appropriate)86255-SP5CC (if appropriate)86256-SP5TC (if appropriate)86255-SP7CC (if appropriate)86256-SP7TC (if appropriate)86255-T46CC (if appropriate)86256-T46TC (if appropriate) | Movement, Autoimm/Paraneo, CSF | 94712-7 | 616446 | TRIM46 Ab IFA, CSF | 103843-9
MPLR | MPL Exon 10 Mutation Detection, Reflex, Varies | Aiding in the distinction between a reactive cytosis and a chronic myeloproliferative disorder Evaluates for mutations inMPLin an algorithmic process for the MPNR / Myeloproliferative Neoplasm,JAK2V617F with Reflex toCALRandMPL,Varies | Only orderable as a reflex. For more information see MPNR / Myeloproliferative Neoplasm, JAK2 V617F with Reflex to CALR and MPL, Varies. Sanger Sequencing | Yes | MPL Exon 10 Mutation Detection, R | Varies | Only orderable as a reflex. For more information see MPNR / Myeloproliferative Neoplasm (MPN),JAK2V617F with reflex toCALRandMPL. |  | The Janus kinase 2 gene (JAK2) codes for a tyrosine kinase (JAK2) that is associated with the cytoplasmic portion of a variety of transmembrane cytokine and growth factor receptors important for signal transduction in hematopoietic cells. Signaling via JAK2 activation causes phosphorylation of downstream signal transducers and activators of transcription (STAT) proteins (eg, STAT5) ultimately leading to cell growth and differentiation.BCR::ABL1-negative myeloproliferative neoplasms (MPN) frequently harbor an acquired single nucleotide mutation inJAK2characterized as c.G1849T; p. Val617Phe (V617F). TheJAK2V617F variant is present in 95% to 98% of patients with polycythemia vera,50% to 60% of patients withprimary myelofibrosis (PMF), and 50% to 60% of patients with essential thrombocythemia (ET). It has also been described infrequently in other myeloid neoplasms, including chronic myelomonocytic leukemia and myelodysplastic syndrome. Detection of theJAK2V617F is useful to help establish the diagnosis of MPN. However, a negativeJAK2V617F result does not indicate the absence of MPN. Other important molecular markers inBCR::ABL1-negative MPN includeCALRexon 9 variant (20%-30% of PMF and ET) and MPL exon 10 variant (5%-10% of PMF and 3%-5% of ET). Variants inJAK2,CALR, andMPLare essentially mutually exclusive. ACALRvariant is associated with decreased risk of thrombosis in both ET and PMF and confers a favorable clinical outcome in patients with PMF. A triple negative (JAK2V617F,CALR, andMPL-negative) genotype is considered a high-risk molecular signature in PMF. | Only orderable as a reflex. For more information see MPNR / Myeloproliferative Neoplasm,JAK2V617F with Reflex toCALRandMPL,Varies. An interpretive report will be provided. | An interpretation will be provided under the MPNR / Myeloproliferative Neoplasm,JAK2V617F with Reflex toCALRandMPL,Varies | A positive result is not specific for a particular subtype of myeloproliferative neoplasm and clinicopathologic correlation is necessary in all cases. A negative result does not exclude the presence of a myeloproliferative neoplasm or other neoplastic process. In rare cases, a variant other than the V617F may be present in an area that interferes with primer or probe binding and cause a false-negative result. |  | Genomic DNA is extracted from bone marrow, andMPLexon 10 amplified using standard polymerase chain reaction. The entire exon 10 sequence is obtained using Sanger sequencing (BigDye terminator V1.1 cycle sequencing kit from Applied Bioscience) with analysis on an automated genetic analyzer.(Unpublished Mayo method) | 7 to 10 days | Whole blood, bone marrow: 2 weeks; Extracted DNA: 3 months | This test was developed and its performance characteristics determined by Mayo Clinic in a manner consistent with CLIA requirements. It has not been cleared or approved by the US Food and Drug Administration. | 81339-MPL(myeloproliferative leukemia virus oncogene, thrombopoietin receptor, TPOR) (eg, myeloproliferative disorder), exon 10 sequence | MPL Exon 10 Mutation Detection, R | 62948-5 | 36672 | Final Diagnosis | 22637-3
MPLVS | MPL Exon 10 Mutation Detection, Varies | Aiding in the distinction between a reactive cytosis and a myeloproliferative neoplasm | Sanger Sequencing | Yes | MPL Exon 10 Mutation Detection, V | For more information see: | Submit only 1 of the following specimens: Specimen Type:Peripheral blood Container/Tube:Lavender top (EDTA) or yellow top (ACD) Specimen Volume:3 mL Collections Instructions: 1. Invert several times to mix blood. 2. Send specimen in original tube.Do not aliquot. 3. Label specimen as blood. Specimen Stability:Ambient (preferred)/Refrigerate Specimen Type: Bone marrow Container/Tube:Lavender top (EDTA) or yellow top (ACD) Specimen Volume:2 mL Collections Instructions: 1. Invert several times to mix bone marrow. 2. Send specimens in original tube.Do not aliquot. 3. Label specimen as bone marrow. Specimen Stability:Ambient (preferred)/Refrigerate Specimen Type:Extracted DNA from blood or bone marrow Container/Tube:1.5- to 2- mL tube Specimen Volume:Entire specimen Collection Instructions:Label specimen as extracted DNA from blood or bone marrow and provide indication of volume and concentration of DNA. Specimen Stability Information:Frozen (preferred)/Refrigerated/Ambient | Blood, Bone marrow: 0.5 mL; Extracted DNA: 50 mcL at 20 ng/mcL concentration | DNA sequence variants in exon 10 of the myeloproliferative leukemia virus oncogene (MPL) have been detected in approximately 5% of patients with primary myelofibrosis (PMF) and essential thrombocythemia (ET), which are hematopoietic neoplasms classified within the broad category of myeloproliferative neoplasms.MPLcodes for a transmembrane tyrosine kinase, and the most commonMPLvariants are single base pair substitutions at codon 515. These alterations have been shown to promote constitutive, cytokine-independent activation of the JAK/STAT signaling pathway and contribute to the oncogenic phenotype. At least 8 differentMPLexon 10 variants have been identified in PMF and ET to date, and variants outside of exon 10 have not yet been reported. The vast majority ofMPLvariants have been found in specimens testing negative for the most common variant identified in myeloproliferative neoplasms,JAK2V716F, although a small number of cases with both types of variants have been reported.MPLvariants have not been identified in patients with polycythemia vera, chronic myelogenous leukemia, or other myeloid neoplasms. Identification ofMPLvariants can aid in the diagnosis of a myeloproliferative neoplasm and is highly suggestive of either PMF or ET. | An interpretive report will be provided. | The results will be reported as 1 of 2 states: -Negative forMPLexon 10 variant -Positive forMPLexon 10 variant If the result is positive, a description of the variant at the nucleotide level and the altered protein sequence is reported. Positive variant status is highly suggestive of a myeloproliferative neoplasm but must be correlated with clinical and other laboratory features for a definitive diagnosis. Negative variant status does not exclude the presence of a myeloproliferative or other neoplasm. | A positive result is not specific for a particular diagnosis and clinicopathologic correlation is necessary in all cases. A negative result does not exclude the presence of a myeloproliferative or other neoplasm. | 1. Defour JP, Chachoua I, Pecquet C, Constantinescu SN. Oncogenic activation of MPL/thrombopoietin receptor by 17 mutations at W515: implications for myeloproliferative neoplasms. Leukemia. 2016;30(5):1214-1216. doi:10.1038/leu.2015.271 2. Pikman Y, Lee BH, Mercher T, et al. MPLW515L is a novel somatic activating mutation in myelofibrosis with myeloid metaplasia. PLoS Med. 2006;3(7):e270 3. Pardanani AD, Levine RL, Lasho T, et al. MPL515 mutations in myeloproliferative and other myeloid disorders: a study of 1182 patients. Blood. 2006;108(10):3472-3476 4. Kilpivaara O, Levine RL. JAK2 and MPL mutations in myeloproliferative neoplasms: discovery and science. Leukemia. 2008;22(10):1813-1817. doi:10.1038/leu.2008.229 | Genomic DNA is extracted from the blood or bone marrow sample, and theMPLexon 10 amplified using standard polymerase chain reaction. The entire exon 10 sequence is obtained using Sanger sequencing with analysis on an automated genetic analyzer.(Unpublished Mayo method) | 5 to 8 days | Whole blood/Bone marrow: 2 weeks; Extracted DNA: 3 months | This test was developed and its performance characteristics determined by Mayo Clinic in a manner consistent with CLIA requirements. It has not been cleared or approved by the US Food and Drug Administration. | 81339-MPL(myeloproliferative leukemia virus oncogene, thrombopoietin receptor, TPOR) (eg, myeloproliferative disorder), exon 10 sequence | MPL Exon 10 Mutation Detection, V | 62948-5 | 602601 | Signing Pathologist | 19139-5
MPNML | MPL Exon 10 Sequencing, Reflex, Varies | Aiding in the distinction between a reactive cytosis and a myeloproliferative neoplasm whenJAK2V617F testing result is negative Evaluates for variants inMPLin an algorithmic process for MPNCM / Myeloproliferative Neoplasm,CALRwith Reflex toMPL, Varies | Only orderable as a reflex. For more information see MPNCM / Myeloproliferative Neoplasm, CALR with Reflex to MPL, Varies. Sanger Sequencing | Yes | MPL Exon 10 Sequencing, Reflex | Varies | Only orderable as a reflex. For more information see MPNCM / Myeloproliferative Neoplasm,CALRwith Reflex toMPL, Varies. |  | TheJAK2V617F variant is present in 95% to 98% of patients with polycythemia vera, 50% to 60% of patients with primary myelofibrosis (PMF), and 50% to 60% of patients with essential thrombocythemia (ET). Detection of theJAK2V617F is helps establish the diagnosis of a myeloproliferative neoplasm (MPN). However, a negativeJAK2V617F result does not indicate the absence of MPN. Other important molecular markers inBCR::ABL1-negative MPN includeCALRexon 9 alterations (20%-30% of PMF and ET) and MPL exon 10 alterations (5%-10% of PMF and 3%-5% of ET). Variants inJAK2,CALR, andMPLare essentially mutually exclusive. ACALRvariant is associated with decreased risk of thrombosis in both ET and PMF and confers a favorable clinical outcome in patients with PMF. A triple negative (JAK2V617F,CALR, andMPL-negative) genotype is considered a high-risk molecular signature in PMF. | Only orderable as a reflex. For more information see MPNCM / Myeloproliferative Neoplasm,CALRwith Reflex toMPL, Varies. An interpretive report will be provided. | The results will be reported as 1 of the 3 following states: -Positive forCALRvariant -Positive forMPLvariant -Negative forCALRandMPLvariants Positive variant status is highly suggestive of a myeloid neoplasm and clinicopathologic correlation is necessary in all cases. Negative variant status does not exclude the presence of a myeloproliferative neoplasm or other neoplasms. | A positive result is not specific for a particular subtype of myeloproliferative neoplasm and clinicopathologic correlation is necessary in all cases. A negative result does not exclude the presence of a myeloproliferative neoplasm or other neoplastic process. | 1. Klampfl T, Gisslinger H, Harutyunyan AS, et al. Somatic mutation of calreticulin in myeloproliferative neoplasms. N Engl J Med. 2013;369(25):2379-2390 2. Nangalia J, Massie CE, Baxter EJ, et al. Somatic CALR mutation in myeloproliferative neoplasms with nonmutated JAK2. N Engl J Med. 2013;369(25):2391-2405 3.Rotunno G, Mannarelli C, Guglielmelli P, et al. Impact of calreticulin mutations on clinical and hematological phenotype and outcome in essential thrombocythemia. Blood. 2014;123(10):1552-1555 4. Tefferi A, Lasho TL, Finke CM, et al. CALR vs JAK2 vs MPL-mutated or triple-negative myelofibrosis: clinical, cytogenetic and molecular comparisons. Leukemia. 2014;28(7):1472-1477 5. Pikman Y, Lee BH, Mercher T, et al. MPLW515L is a novel somatic activating mutation in myelofibrosis with myeloid metaplasia. PLoS Med. 2006;3(7):e270 6. Pardanani AD, Levine RL, Lasho T, et al.MPL515 mutations in myeloproliferative and other myeloid disorders: a study of 1182 patients. Blood. 2006;108(10):3472-3476 | Genomic DNA is extracted, and Sanger sequencing is used to evaluate for alterations inMPL, exon 10. The sensitivity of this assay is approximately 20%, such that samples containing lower percentages of altered DNA will appear negative.(Unpublished Mayo method) | 7 to 10 days | Extracted DNA: 3 months | This test was developed and its performance characteristics determined by Mayo Clinic in a manner consistent with CLIA requirements. It has not been cleared or approved by the US Food and Drug Administration. | 81339-MPL (myeloproliferative leukemia virus oncogene, thrombopoietin receptor, TPOR) (eg, myeloproliferative disorder), exon 10 sequence
MSH2I | MSH-2, Immunostain (Bill Only) |  | This test is for billing purposes only. This is not an orderable test. | Yes | MSH-2, Immunostain | Varies | This test is for billing purposes only. This is not an orderable test. |  |  | This test is for billing purposes only. This is not an orderable test. | [6 empty] | Not Applicable | 88341
MSH6I | MSH-6, Immunostain (Bill Only) |  | This test is for billing purposes only. This is not an orderable test. | Yes | MSH-6, Immunostain | Varies | This test is for billing purposes only. This is not an orderable test. |  |  | This test is for billing purposes only. This is not an orderable test. | [6 empty] | Not Applicable | 88341
MSH2 | MSH2 Immunostain, Technical Component Only | Identifying patients at high risk for having hereditary nonpolyposis colorectal cancer, also known as Lynch syndrome, in an immunopanel including MSH2 and other mismatch repair markers Evaluation of tumor tissue to identify patients at risk for having hereditary endometrial carcinoma in an immunopanel including MSH2 and other mismatch repair markers | Immunohistochemistry (IHC) | Yes | MSH2 IHC, Tech Only | For the initial technical component only immunohistochemical (IHC) stain performed, the appropriate bill-only test ID will be reflexed and charged (IHTOI). For each additional technical component only IHC stain performed, an additional bill-only test ID will be reflexed and charged (IHTOA). | Supplies:Immunostain Technical Only Envelope (T693) Specimen Type:Tissue Container/Tube:Immunostains Technical Only Envelope Preferred:2 Unstained positively charged glass slides (25- x 75- x 1-mm) per test ordered; sections 4-microns thick. Acceptable:Formalin-fixed, paraffin-embedded tissue block. |  | Hereditary nonpolyposis colorectal cancer (HNPCC), also known as Lynch syndrome, is an autosomal dominant hereditary cancer syndrome associated with germline variants in the mismatch repair genes:MLH1,MSH2,MSH6, andPMS2. Lynch syndrome is predominantly characterized by significantly increased risks for colorectal and endometrial cancer. The lifetime risk for colorectal cancer is highly variable and dependent on the gene involved. The risk for colorectal cancer associatedMLH1andMSH2variants (approximately 50%-80%) is generally higher than the risks associated with variants in the other Lynch syndrome-related genes and the lifetime risk for endometrial cancer (approximately 25%-60%) is also highly variable. Other malignancies within the tumor spectrum include sebaceous neoplasms, gastric cancer, ovarian cancer, hepatobiliary and urinary tract carcinomas, and small bowel cancer. The lifetime risks for these cancers are less than 15%. Of the 4 mismatch repair genes, variants within thePMS2gene confer the lowest risk for any of the tumors within the Lynch syndrome spectrum. Several clinical variants of Lynch syndrome have been defined. These include Turcot syndrome, Muir-Torre syndrome, and homozygous mismatch repair alterations (also called constitutional mismatch repair deficiency syndrome). Turcot syndrome and Muir-Torre syndrome are associated with increased risks for cancers within the tumor spectrum described but also include brain and central nervous system malignancies and sebaceous carcinomas, respectively. Homozygous or compound heterozygous mismatch repair alterations, characterized by the presence of biallelic deleterious alterations within a mismatch repair gene, are associated with a different clinical phenotype defined by hematologic and brain cancers, cafe au lait macules, and childhood colon or small bowel cancer. There are several strategies for evaluating individuals whose personal or family history of cancer is suggestive of Lynch syndrome. Testing tumors from individuals at risk for Lynch syndrome for microsatellite instability (MSI) indicates the presence or absence of defective DNA mismatch repair phenotype within the tumor but does not suggest in which gene the abnormality rests. Tumors from individuals affected by Lynch syndrome usually demonstrate an MSI-H phenotype (MSI >30% of microsatellites examined). The MSI-H phenotype can also be seen in individuals whose tumors have somaticMLH1promoter hypermethylation. Tumors from individuals that show the MSS/MSI-L phenotype (MSI at <30% of microsatellites examined), are not likely to have Lynch syndrome or somatic hypermethylation ofMLH1. Immunohistochemistry (IHC) is a complementary testing strategy to MSI testing. In addition to identifying tumors with defective DNA mismatch repair, IHC analysis is helpful for identifying the gene responsible for the defective DNA mismatch repair within the tumor, because the majority of MSI-H tumors show a loss of expression of at least 1 of the 4 mismatch repair genes described above. Testing is typically first performed on the tumor of an affected individual and in the context of other risk factors, such as young age at diagnosis or a strong family history of Lynch syndrome-related cancers. If defective DNA mismatch repair is identified within the tumor, variant analysis of the associated gene can be performed to identify the causative germline variant and allow for predictive testing of at-risk individuals. Of note, MSI-H phenotypes and loss of protein expression by IHC have also been demonstrated in various sporadic cancers, including those of the colon and endometrium. Absence of MLH1 and PMS2 protein expression within a tumor, for instance, is most often associated with a somatic alteration in individuals with an older age of onset of cancer than typical Lynch syndrome families. Therefore, an MSI-H phenotype or loss of protein expression by IHC within a tumor does not distinguish between somatic and germline variants. Genetic testing of the gene indicated by IHC analysis can help to distinguish between these 2 possibilities. In addition, when absence of MLH1/PMS2 is observed, BRMLH /MLH1Hypermethylation andBRAFMutation Analyses, Tumor or ML1HM /MLH1Hypermethylation Analysis, Tumor may also help to distinguish between a sporadic and germline etiology. It should be noted that this Lynch syndrome screen is not a genetic test, but rather stratifies the risk of having an inherited cancer predisposition syndrome and identifies patients who might benefit from subsequent genetic testing. |  | This test does not include pathologist interpretation, only technical performance of the stain. If interpretation is required, order PATHC / Pathology Consultation for a full diagnostic evaluation or second opinion of the case. The positive and negative controls are verified as showing appropriate immunoreactivity. If a control tissue is not included on the slide, a scanned image of the relevant quality control tissue is available upon request; call 855-516-8404. Interpretation of this test should be performed in the context of the patient's clinical history and other diagnostic tests by a qualified pathologist. | Age of a cut paraffin section can affect immunoreactivity. Stability thresholds vary widely among published literature and are antigen dependent. Best practice is for paraffin sections to be cut within 6 weeks. | 1. Burgart LJ. Testing for defective DNA mismatch repair in colorectal carcinoma: a practical guide. Arch Pathol Lab Med 2005;129(11):1385-1389 2. Klarskov L, Ladelund S, Holck S, et al. Interobserver variability in the evaluation of mismatch repair protein immunostaining. Hum Pathol. 2010;41(10):1387-1396 3. Lanza G, Gafa R, Maestri I, et al. Immunohistochemical pattern of MLH1/MSH2 expression is related to clinical and pathological features in colorectal adenocarcinomas with microsatellite instability. Mod Pathol. 2002;15(7):741-749 4. Modica I, Soslow RA, Black D, et al: Utility of immunohistochemistry in predicting microsatellite instability in endometrial carcinoma. Am J Surg Pathol. 2007;31(5):744-751 5.Mojtahed A, Schrijver I, Ford JM, Longacre TA, Pai RK. A two-antibody mismatch repair protein immunohistochemistry screening approach for colorectal carcinomas, skin sebaceous tumors, and gynecologic tract carcinomas. Mod Pathol. 2011;24(7):1004-1014. doi:10.1038/modpathol.2011.55 6. Rigau V, Sebbagh N, Olschwang S, et al. Microsatellite instability in colorectal carcinoma. The comparison of immunohistochemistry and molecular biology suggests a role for hMLH6 [correction of hMLH6] immunostaining. Arch Pathol Lab Med. 2003;127(6):694-700 7. Shia J. Immunohistochemistry versus microsatellite instability testing for screening colorectal cancer patients at risk for hereditary nonpolyposis colorectal cancer syndrome. J Mol Diagn .2008;10(4):293-300 8. Magaki S, Hojat SA, Wei B, So A, Yong WH. An Introduction to the Performance of Immunohistochemistry. Methods Mol Biol. 2019;1897:289-298. doi:10.1007/978-1-4939-8935-5_25 | Immunohistochemistry on sections of paraffin-embedded tissue.(Unpublished Mayo method) | 1 to 3 days | Until staining is complete. | This test was developed and its performance characteristics determined by Mayo Clinic in a manner consistent with CLIA requirements. It has not been cleared or approved by the US Food and Drug Administration. | 88342-TC, Primary88341-TC, If additional IHC | MSH2 IHC, Tech Only | Order only;no result | 70824 | MSH2 IHC, Tech Only | Bill only; no result
MSH6 | MSH6 Immunostain, Technical Component Only | Identifying patients at high risk for having hereditary nonpolyposis colorectal cancer, also known as Lynch syndrome, in an immunopanel including MSH6 and other mismatch repair markers Evaluation of tumor tissue to identify patients at risk for having hereditary endometrial carcinoma in an immunopanel including MSH6 and other mismatch repair markers | Immunohistochemistry (IHC) | Yes | MSH6 IHC, Tech Only | For the initial technical component only immunohistochemical (IHC) stain performed, the appropriate bill-only test ID will be reflexed and charged (IHTOI). For each additional technical component only IHC stain performed, an additional bill-only test ID will be reflexed and charged (IHTOA). | Supplies:Immunostain Technical Only Envelope (T693) Specimen Type:Tissue Supplies:Immunostain Technical Only Envelope (T693) Container/Tube:Immunostains Technical Only Envelope Preferred:2 Unstained positively charged glass slides (25- x 75- x 1-mm) per test ordered; sections 4-microns thick. Acceptable:Formalin-fixed, paraffin-embedded tissue block |  | Hereditary nonpolyposis colorectal cancer (HNPCC), also known as Lynch syndrome, is an autosomal dominant hereditary cancer syndrome associated with germline mutations in the mismatch repair genes:MLH1,MSH2,MSH6, andPMS2. HNPCC is predominantly characterized by significantly increased risks for colorectal and endometrial cancer. The lifetime risk for colorectal cancer is highly variable and dependent on the gene involved. The risk for colorectal cancer associatedMLH1andMSH2mutations (approximately 50%-80%) is generally higher than the risks associated with mutations in the other HNPCC-related genes and the lifetime risk for endometrial cancer (approximately 25%-60%) is also highly variable. Other malignancies within the tumor spectrum include sebaceous neoplasms, gastric cancer, ovarian cancer, hepatobiliary and urinary tract carcinomas, and small bowel cancer. The lifetime risks for these cancers are less than 15%. Of the 4 mismatch repair genes, mutations within thePMS2gene confer the lowest risk for any of the tumors within the HNPCC spectrum. Several clinical variants of HNPCC have been defined. These include Turcot syndrome, Muir-Torre syndrome, and homozygous mismatch repair mutations (also called constitutional mismatch repair deficiency syndrome). Turcot syndrome and Muir-Torre syndrome are associated with increased risks for cancers within the tumor spectrum described but also include brain and central nervous system malignancies and sebaceous carcinomas, respectively. Homozygous or compound heterozygous mismatch repair mutations, characterized by the presence of biallelic deleterious mutations within a mismatch repair gene, are associated with a different clinical phenotype defined by hematologic and brain cancers, cafe au lait macules, and childhood colon or small bowel cancer. There are several strategies for evaluating individuals whose personal or family history of cancer is suggestive of HNPCC. Testing tumors from individuals at risk for HNPCC for microsatellite instability (MSI) indicates the presence or absence of defective DNA mismatch repair phenotype within the tumor but does not suggest in which gene the abnormality rests. Tumors from individuals affected by HNPCC usually demonstrate an MSI-H phenotype (MSI >30% of microsatellites examined). The MSI-H phenotype can also be seen in individuals whose tumors have somaticMLH1promoter hypermethylation. Tumors from individuals that show the MSS/MSI-L phenotype (MSI at <30% of microsatellites examined), are not likely to have HNPCC or somatic hypermethylation of MLH1. Immunohistochemistry (IHC) is a complementary testing strategy to MSI testing. In addition to identifying tumors with defective DNA mismatch repair, IHC analysis is helpful for identifying the gene responsible for the defective DNA mismatch repair within the tumor, because the majority of MSI-H tumors show a loss of expression of at least 1 of the 4 mismatch repair genes described above. Testing is typically first performed on the tumor of an affected individual and in the context of other risk factors, such as young age at diagnosis or a strong family history of HNPCC-related cancers. If defective DNA mismatch repair is identified within the tumor, mutation analysis of the associated gene can be performed to identify the causative germline mutation and allow for predictive testing of at-risk individuals. Of note, MSI-H phenotypes and loss of protein expression by IHC have also been demonstrated in various sporadic cancers, including those of the colon and endometrium. Absence of MLH1 and PMS2 protein expression within a tumor, for instance, is most often associated with a somatic alteration in individuals with an older age of onset of cancer than typical HNPCC families. Therefore, an MSI-H phenotype or loss of protein expression by IHC within a tumor does not distinguish between somatic and germline mutations. Genetic testing of the gene indicated by IHC analysis can help to distinguish between these 2 possibilities. In addition, when absence of MLH1/PMS2 is observed, BRMLH /MLH1Hypermethylation andBRAFMutation Analyses, Tumor or ML1HM /MLH1Hypermethylation Analysis, Tumor may also help to distinguish between a sporadic and germline etiology. It should be noted that this HNPCC screen is not a genetic test, but rather stratifies the risk of having an inherited cancer predisposition syndrome and identifies patients who might benefit from subsequent genetic testing. |  | This test does not include pathologist interpretation, only technical performance of the stain. If interpretation is required, order PATHC / Pathology Consultation for a full diagnostic evaluation or second opinion of the case. The positive and negative controls are verified as showing appropriate immunoreactivity. If a control tissue is not included on the slide, a scanned image of the relevant quality control tissue is available upon request; call 855-516-8404. Interpretation of this test should be performed in the context of the patient's clinical history and other diagnostic tests by a qualified pathologist. | Age of a cut paraffin section can affect immunoreactivity. Stability thresholds vary widely among published literature and are antigen dependent. Best practice is for paraffin sections to be cut within 6 weeks. | 1. Burgart LJ. Testing for defective DNA mismatch repair in colorectal carcinoma: a practical guide. Arch Pathol Lab Med. 2005;12(11)9:1385-1389 2. Klarskov L, Ladelund S, Holck S, et al. Interobserver variability in the evaluation of mismatch repair protein immunostaining. Hum Pathol. 2010;41(10):1387-1396 3. Lanza G, Gafa R, Maestri I, et al. Immunohistochemical pattern of MLH1/MSH2 expression is related to clinical and pathological features in colorectal adenocarcinomas with microsatellite instability. Mod Pathol. 2002;15(7):741-749 4. Modica I, Soslow RA, Black D, et al. Utility of immunohistochemistry in predicting microsatellite instability in endometrial carcinoma. Am J Surg Pathol .2007;31(5):744-751 5.Mojtahed A, Schrijver I, Ford JM, Longacre TA, Pai RK. A two-antibody mismatch repair protein immunohistochemistry screening approach for colorectal carcinomas, skin sebaceous tumors, and gynecologic tract carcinomas. Mod Pathol. 2011;24(7):1004-1014. doi:10.1038/modpathol.2011.55 6. Rigau V, Sebbagh N, Olschwang S, et al. Microsatellite instability in colorectal carcinoma. The comparison of immunohistochemistry and molecular biology suggests a role for hMLH6 [correction of hMLH6] immunostaining. Arch Pathol Lab Med. 2003;127(6):694-700 7. Shia J: Immunohistochemistry versus microsatellite instability testing for screening colorectal cancer patients at risk for hereditary nonpolyposis colorectal cancer syndrome. J Mol Diagn 2008;10(4):293-300 8.Magaki S, Hojat SA, Wei B, So A, Yong WH. An Introduction to the Performance of Immunohistochemistry. Methods Mol Biol. 2019;1897:289-298. doi:10.1007/978-1-4939-8935-5_25 | Immunohistochemistry on sections of paraffin-embedded tissue.(Unpublished Mayo method) | 1 to 3 days | Until staining is complete. | This test was developed and its performance characteristics determined by Mayo Clinic in a manner consistent with CLIA requirements. It has not been cleared or approved by the US Food and Drug Administration. | 88342-TC, Primary88341-TC, If additional IHC | MSH6 IHC, Tech Only | Order only;no result | 70825 | MSH6 IHC, Tech Only | Bill only; no result
CSMRT | mSMART Plasma Cell Proliferative Disorder, Pre-Analysis Cell Sorting, Bone Marrow | Risk stratification of patients with multiple myeloma, which can assist in determining treatment and management decisions Sorting plasma cells for fluorescence in situ hybridization analysis Risk stratification of patients with newly diagnosed multiple myeloma | Only orderable as a reflex. For more information see MSMRT / Mayo Algorithmic Approach for Stratification of Myeloma and Risk-Adapted Therapy Report, Bone Marrow or MSMRD / Myeloma Stratification and Risk-Adapted Therapy with Reflex to Minimal Residual Disease, Bone Marrow Flow Cytometric Cell Selection | Yes | MPCDS Pre-Analysis Cell Sorting, BM | Bone Marrow | Only orderable as a reflex. For more information see MSMRT / Mayo Algorithmic Approach for Stratification of Myeloma and Risk-Adapted Therapy Report, Bone Marrow or MSMRD / Myeloma Stratification and Risk-Adapted Therapy with Reflex to Minimal Residual Disease, Bone Marrow Specimen Type:Redirected bone marrow Preferred:Yellow top (ACD solution A or B) Acceptable:Lavender top (EDTA) or green top (heparin) Specimen Volume:4 mL | 1 mL | Multiple myeloma is increasingly recognized as a disease characterized by marked cytogenetic, molecular, and proliferative heterogeneity. This heterogeneity is manifested clinically by varying degrees of disease aggressiveness. Multiple myeloma patients with more aggressive disease experience suboptimal responses to some therapeutic approaches; therefore, identifying these patients is critically important for selecting appropriate treatment options. MSMRT / Mayo Algorithmic Approach for Stratification of Myeloma and Risk-Adapted Therapy Report, Bone Marrow classifies patients into either standard or high-risk categories based on the results of 2 assays: plasma cell proliferation and FISH for specific multiple myeloma-associated abnormalities. | Only orderable as a reflex. For more information see MSMRT / Mayo Algorithmic Approach for Stratification of Myeloma and Risk-Adapted Therapy Report, Bone Marrow or MSMRD / Myeloma Stratification and Risk-Adapted Therapy with Reflex to Minimal Residual Disease, Bone Marrow An interpretive report will be provided. | Correlation with clinical, histopathologic and additional laboratory findings is required for final interpretation of these results. The final interpretation of results for clinical management of the patient is the responsibility of the managing physician. | No significant cautionary statements | 1. Rajkumar SV, Greipp PR. Prognostic factors in multiple myeloma. Hematol Oncol Clin North Am. 1999;13(6):1295-1314 2. Garcia-Sanz R, Gonzalez-Fraile MI, Mateo G, et al.Proliferative activity of plasma cells is the most relevant prognostic factor in elderly multiple myeloma patients. Int J Cancer. 2004;112(5):884-889 3. Orfao A, Garcia-Sanz R, Lopez-Berges MC, et al. A new method for the analysis of plasma cell DNA content in multiple myeloma samples using a CD38/propidium iodide double staining technique. Cytometry. 1994;17(4):332-339 4. Morice WG, Hanson CA, Kumar S, et al. Novel multi-parameter flow cytometry sensitively detects phenotypically distinct plasma cell subsets in plasma cell proliferative disorders. Leukemia. 2007;21(9):2043-2046 5. Gonsalves WI, Buadi FK, Ailawadhi S, et al. Utilization of hematopoietic stem cell transplantation for the treatment of multiple myeloma: a Mayo Stratification of Myeloma and Risk-Adapted Therapy (mSMART) consensus statement. Bone Marrow Transplant. 2019;54(3):353–367. doi:10.1038/s41409-018-0264-8 6. Kapoor P, Ansell SM, Fonseca R, et al. Diagnosis and management of waldenstrom macroglobulinemia: Mayo stratification of macroglobulinemia and risk-adapted therapy (mSMART) guidelines 2016. JAMA Oncol. 2017;3(9):1257–1265. doi:10.1001/jamaoncol.2016.5763 7. Mikhael JR, Dingli D, Roy V, et al. Management of newly diagnosed symptomatic multiple myeloma: updated Mayo stratification of myeloma and risk-adapted therapy (mSMART) consensus guidelines 2013. Mayo Clin Proc. 2013;88(4):360–376. doi:10.1016/j.mayocp.2013.01.019 8.Swerdlow S, Campo E, Harris NL, et al. WHO Classification of Tumours of Haematopoietic and Lymphoid Tissues. IARC Press: Lyon. 2017 9. Kumar SK, Rajkumar SV. The multiple myelomas-current concepts in cytogenetic classification and therapy. Nat Rev Clin Oncol. 2018;15(7):409-421. doi:10.1038/s41571-018-0018-y 10. Rajkumar SV, Landgren O, Mateos MV. Smoldering multiple myeloma. Blood. 2015;125(20):3069-3075. doi:10.1182/blood-2014-09-568899 | Selection of plasma cells using fluorescence activated cell sorting is the most direct and robust method of obtaining relatively pure plasma cell populations for fluorescence in situ hybridization (FISH) assessment.(Instruction manual: BD FACSMelody Cell Sorter User's Guide. Revision 3. BD Biosciences; 03/2020) | 1 to 11 days | 14 days | This test was developed and its performance characteristics determined by Mayo Clinic in a manner consistent with CLIA requirements. It has not been cleared or approved by the US Food and Drug Administration. | 88184-Flow Cytometry; first cell surface, cytoplasmic or nuclear marker88185 x 5-Flow Cytometry, additional cell surface, cytoplasmic or nuclear marker (each) | MPCDS Pre-Analysis Cell Sorting, BM | No LOINC Needed | 607688 | Final Diagnosis | No LOINC Needed
MPCDS | mSMART, Plasma Cell Proliferative Disorder, FISH, Bone Marrow | Aiding in the diagnosis of new cases of multiple myeloma or other plasma cell proliferative disorders as a part of a profile Identifying prognostic markers based on the anomalies found | Only orderable as part of a profile. For more information see MSMRT / Mayo Algorithmic Approach for Stratification of Myeloma and Risk-Adapted Therapy Report, Bone Marrow. Fluorescence In Situ Hybridization (FISH) | Yes | mSMART Eval, PCPDs, FISH | This test is designed for diagnostic specimens from patients with multiple myeloma or other plasma cell proliferative disorders. | Only orderable as part of a profile. For more information see MSMRT / Mayo Algorithmic Approach for Stratification of Myeloma and Risk-Adapted Therapy Report, Bone Marrow. Specimen Type:Redirected bone marrow Preferred:Yellow top (ACD) Acceptable:Lavender top (EDTA) or green top (heparin) Specimen Volume:4 mL | 2 mL | Multiple myeloma is a hematologic neoplasm that generally originates in the bone marrow and develops from malignant plasma cells. There are 4 main categories of plasma cell proliferative disorders: monoclonal gammopathy of undetermined significance (MGUS), monoclonal immunoglobulin deposition diseases (amyloidosis), plasmacytoma, and multiple myeloma. MGUS, which occurs in 3% to 4% of individuals over age 50 years, represents the identification of an asymptomatic monoclonal protein, yet approximately 1% per year will progress to multiple myeloma. Amyloidosis represents a rare group of deposition disorders including primary amyloidosis vs. light-chain and heavy-chain disease. Plasmacytomas represent isolated collections of bone or extramedullary plasma cells with a risk for development of multiple myeloma. Generalized bone pain, anemia, limb numbness or weakness, symptoms of hypercalcemia, and recurrent infections are all symptoms that may indicate multiple myeloma. As myeloma progresses, the malignant plasma cells interfere with normal blood product formation in the bone marrow, resulting in anemia and leukopenia. Myeloma also causes an overstimulation of osteoclasts, causing excessive breakdown of bone tissue without the normal corresponding bone formation. These bone lesions are seen in approximately 66% of myeloma patients. In advanced disease, bone loss may reach a degree where the patient suffers fractures easily. Multiple myeloma is increasingly recognized as a disease characterized by marked cytogenetic, molecular, and proliferative heterogeneity. This heterogeneity is manifested clinically by varying degrees of disease aggressiveness. Patients with more aggressive multiple myeloma experience suboptimal responses to some therapeutic approaches; therefore, identifying these patients is critically important for selecting appropriate treatment options. | Only orderable as part of a profile. For more information see MSMRT / Mayo Algorithmic Approach for Stratification of Myeloma and Risk-Adapted Therapy Report, Bone Marrow. An interpretive report will be provided. | A neoplastic clone is detected when the percent of cells with an abnormality exceeds the normal reference range for any given probe. The absence of an abnormal clone does not rule out the presence of neoplastic disorder. | This test is not approved by the US Food and Drug Administration, and it is best used as an adjunct to clinical and pathologic information. | 1.Swerdlow SH, Campo E, Harris NL, et al, eds: WHO Classification of Tumours of Haematopoietic and Lymphoid Tissues. 4th ed. IARC Press; 2017. WHO Classification of Tumours, Vol 2 2.Kumar SK, Rajkumar SV: The multiple myelomas-current concepts in cytogenetic classification and therapy.Nat Rev Clin Oncol.2018 Jul;15(7):409-421. doi: 10.1038/s41571-018-0018-y 3.Rajkumar SV, Landgren O, Mateos MV: Smoldering multiple myeloma.Blood. 2015 May 14;125(20):3069-3075.doi: 10.1182/blood-2014-09-568899 4.Muchtar E, Dispenzieri A, Kumar SK,et al:Interphase fluorescencein situhybridization in untreated AL amyloidosis has an independent prognostic impact by abnormality type and treatment category.Leukemia.2017 Jul;31(7);1562-1569. doi: 10.1038/leu.2016.369 5. Lakshman A, Paul S, Rajkumar SV, et al: Prognostic significance of interphase FISH in monoclonal gammopathy of undetermined significance.Leukemia.2018 Aug;32(8);1811-1815. doi: 10.1038/s41375-018-0030-3 6.Bochtler T, Hegenbart U, Kunz C, et al: Prognostic impact of cytogenetic aberrations in AL amyloidosis patients after high-dose melphalan: a long-term follow-up study. Blood. 2016 Jul 28;128(4):594-602.doi: 10.1182/blood-2015-10-676361 7. Treatment guidelines: multiple myeloma. mSMART 3.0. Accessed May 09, 2023. Available at www.msmart.org/mm-treatment-guidelines | This test is performed using commercially available and laboratory-developed probes.Deletion or monosomy of chromosome 17, copy number gain of 1q, and additional copies of chromosomes 3, 7, 9, and 15 are detected using enumeration strategy probes. Translocations involvingIGHare detected using dual-color, dual-fusion fluorescence in situ hybridization strategy probes. Rearrangement ofIGHandMYCaredetected using a break-apart strategy probe. For each probe set, 50 plasma cells (if possible) are scored and the result for each probe is reported. (Unpublished Mayo method) | 7 to 10 days | 14 days | This test was developed and its performance characteristics determined by Mayo Clinic in a manner consistent with CLIA requirements. It has not been cleared or approved by the US Food and Drug Administration. | 88271 x 2, 88274, 88291-FISH Probe, Analysis, Interpretation; 1 probe set88271 x 2, 88274-FISH Probe, Analysis; each additional probe set (if appropriate) | mSMART Eval, PCPDs, FISH | 93357-2 | 606102 | Released By | 18771-6
MTBVP | Mtb PZA Confirmation, pncA Sequencing (Bill Only) |  | This test is for billing purposes only. This is not an orderable test. | Yes | Mtb PZA Confirmation, pnc A Sequence | Varies | This test is for billing purposes only. This is not an orderable test. |  |  | This test is for billing purposes only. This is not an orderable test. | [6 empty] | Not Applicable | 87153
MUCN2 | Mucin 2, Immunostain, Technical Component Only | Aiding in subtypingintraductal papillary mucinous neoplasms | Immunohistochemistry (IHC) | Yes | Mucin 2 IHC, Tech Only | For the initial technical component only immunohistochemical (IHC) stain performed, the appropriate bill-only test ID will be reflexed and charged (IHTOI). For each additional technical component only IHC stain performed, an additional bill-only test ID will be reflexed and charged (IHTOA). | Supplies:Immunostain Technical Only Envelope (T693) Specimen Type:Tissue Container/Tube:Immunostains Technical Only Envelope Preferred:2 Unstained positively charged glass slide (25- x 75- x 1-mm) per test ordered; sections 4-microns thick. Acceptable:Formalin-fixed, paraffin-embedded tissue block |  | Mucin 2 (MUC2) is a 520 kDa glycoprotein belonging to the family of secretory mucins. MUC2 is expressed in the cytoplasm of goblet cells. An immunopanel consisting of MUC1, MUC2, MUC5AC, and MUC6 is useful in subtyping intraductal papillary mucinous neoplasms. |  | This test does not include pathologist interpretation, only technical performance of the stain. If interpretation is required, order PATHC / Pathology Consultation for a full diagnostic evaluation or second opinion of the case. The positive and negative controls are verified as showing appropriate immunoreactivity. If a control tissue is not included on the slide, a scanned image of the relevant quality control tissue is available upon request; call 855-516-8404. Interpretation of this test should be performed in the context of the patient's clinical history and other diagnostic tests by a qualified pathologist. | Age of a cut paraffin section can affect immunoreactivity. Stability thresholds vary widely among published literature and are antigen dependent. Best practice is for paraffin sections to be cut within 6 weeks. | 1. Lau S, Weiss L, Chu P. Differential expression of MUC1, MUC2, and MUC5AC in carcinomas of various sites.Am J Clin Pathol. 2004;122:61-69. doi:10.1309/9R66-73QE-C06D-86Y4 2. Pezhouh M, Park J. Gastric pyloric gland adenoma. Arch Pathol Lab Med. 2015;139:823-826. doi:10.5858/arpa.2013-0613-RS 3. Kwak H, Liu X, Allende D, Pai RK, Hart J, Xiao SY. Interobserver variability in intraductal papillary mucinous neoplasm subtypes and application of their mucin immunoprofiles. Mod Pathol. 2016;29:977-984. doi:10.1038/modpathol.2016.93 4. Kim D, Shin N, Kim G, et al. Mucin expression in gastric cancer. Reappraisal of Its Clinicopathologic and Prognostic Significance. Arch Pathol Lab Med. 2013;137:1047-1053. doi.org/10.5858/arpa.2012-0193-OA 5. Castellano-Megias V, Ibarrola-de Andres C, Lopez-Alonso G, Colina-Ruizdelgado F. Pathological features and diagnosis of intraductal papillary mucinous neoplasm of the pancreas. World J Gastrointest Oncol. 2014;6(9):311-324. doi:10.4251/wjgo.v6.i9.311 6. Horinouchi M, Nagata K, Nakamura A, et al. Expression of different glycoforms of membrane mucin (MUC1) and secretory mucin (MUC2, MUC5AC and MUC6) in pancreatic neoplasms. Acta Histochem Cytochem. 2003;36(5):443-453. doi:10.1267/ahc.36.443 7. Magaki S, Hojat SA, Wei B, So A, Yong WH. An Introduction to the Performance of Immunohistochemistry. Methods Mol Biol. 2019;1897:289-298. doi:10.1007/978-1-4939-8935-5_25 | Immunohistochemistry on sections of paraffin-embedded tissue.(Unpublished Mayo method) | 1 to 3 days | Until staining is complete | This test has been cleared, approved, or is exempt by the US Food and Drug Administration and is used per manufacturer's instructions. Performance characteristics were verified by Mayo Clinic in a manner consistent with CLIA requirements. | 88342-TC, primary88341-TC, if additional IHC | Mucin 2 IHC, Tech Only | Order only;no result | 605117 | Mucin 2 IHC, Tech Only | Bill only; no result
MUCN4 | Mucin 4, Immunostain, Technical Component Only | Aids in the differentiation of sarcomatoid carcinoma from sarcomatoid mesothelioma | Immunohistochemistry (IHC) | Yes | Mucin 4 IHC, Tech Only | For the initial technical component only immunohistochemical (IHC) stain performed, the appropriate bill-only test ID will be reflexed and charged (IHTOI). For each additional technical component only IHC stain performed, an additional bill-only test ID will be reflexed and charged (IHTOA). | Supplies:Immunostain Technical Only Envelope (T693) Specimen Type:Tissue Container/Tube:Immunostains Technical Only Envelope Preferred:2 unstained positively charged glass slide (25- x 75- x 1-mm) per test ordered; sections 4-microns thick. Acceptable:Formalin-fixed, paraffin-embedded tissue block |  | Mucin 4 (MUC4) is a large membrane-anchored glycoprotein that belongs to the mucin family.Mucins play important roles in the protection of epithelial cells and have been implicated in epithelial renewal and differentiation.MUC4 is expressed in the cytoplasm and membrane of respiratory, gastrointestinal, cervical, and prostatic epithelial cells. Overexpression of MUC4 has been observed in many carcinomas. It has been shown to be useful for the distinction between sarcomatoid carcinoma (often expressed) versus sarcomatoid mesothelioma (usually negative). |  | This test does not include pathologist interpretation, only technical performance of the stain. If interpretation is required, order PATHC / Pathology Consultation for a full diagnostic evaluation or second opinion of the case. The positive and negative controls are verified as showing appropriate immunoreactivity. If a control tissue is not included on the slide, a scanned image of the relevant quality control tissue is available upon request; call 855-516-8404. Interpretation of this test should be performed in the context of the patient's clinical history and other diagnostic tests by a qualified pathologist. | Age of a cut paraffin section can affect immunoreactivity. Stability thresholds vary widely among published literature and are antigen dependent. Best practice is for paraffin sections to be cut within 6 weeks. | 1. Tamura Y, Higashi M, Kitamoto S, et al. MUC4 and MUC1 expression in adenocarcinoma of the stomach correlates with vessel invasion and lymph node metastasis: an immunohistochemical study of early gastric cancer. PLoS One. 2012;7(11):e49251 2. Kwon K, Ro J, Singhal N, et al. MUC4 expression in non-small cell lung carcinomas: relationship to tumor histology and patient survival. Arch Pathol Lab Med. 2007;131(4):593-598 3. Majhi PD, Lakshmanan I, Ponnusamy M, et al. Pathobiological implications of MUC4 in non-small-cell lung cancer. J Thorac Oncol. 2013;8(4):398-407 4. Cowan M, Thompson L, Leon M, et al. Low-Grade Fibromyxoid Sarcoma of the Head and Neck: A Clinicopathologic Series and Review of the Literature. Head Neck Pathol. 2016;10(2):161-166 5. Magaki S, Hojat SA, Wei B, So A, Yong WH. An Introduction to the Performance of Immunohistochemistry. Methods Mol Biol. 2019;1897:289-298. doi:10.1007/978-1-4939-8935-5_25 | Immunohistochemistry on sections of paraffin-embedded tissue.(Unpublished Mayo method) | 1 to 3 days | Until staining is complete. | This test has been cleared, approved, or is exempt by the US Food and Drug Administration and is used per manufacturer's instructions. Performance characteristics were verified by Mayo Clinic in a manner consistent with CLIA requirements. | 88342-TC, primary88341-TC, if additional IHC | Mucin 4 IHC, Tech Only | Order only;no result | 601741 | Mucin 4 IHC, Tech Only | Bill only; no result
MUCN5 | Mucin 5AC, Immunostain, Technical Component Only | Aiding in subtyping intraductal papillary mucinous neoplasms | Immunohistochemistry (IHC) | Yes | Mucin 5AC IHC, Tech Only | For the initial technical component only immunohistochemical (IHC) stain performed, the appropriate bill-only test ID will be reflexed and charged (IHTOI). For each additional technical component only IHC stain performed, an additional bill-only test ID will be reflexed and charged (IHTOA). | Supplies:Immunostain Technical Only Envelope (T693) Specimen Type:Tissue Container/Tube:Immunostains Technical Only Envelope Preferred:2 Unstained positively charged glass slide (25- x 75- x 1-mm) per test ordered; sections 4-microns thick. Acceptable:Formalin-fixed, paraffin-embedded tissue block |  | Mucins are high-molecular weight glycoproteins produced by epithelial cells and can be divided into 2 families. Mucin 5AC (MUC5AC) is a glycoprotein belonging to the family of secretory mucins and is expressed in the regenerative zone of gastric epithelium. An immunopanel consisting of MUC1, MUC2, MUC5AC, and MUC6 is useful in subtyping intraductal papillary mucinous neoplasms. |  | This test does not include pathologist interpretation, only technical performance of the stain. If interpretation is required, order PATHC / Pathology Consultation for a full diagnostic evaluation or second opinion of the case. The positive and negative controls are verified as showing appropriate immunoreactivity. If a control tissue is not included on the slide, a scanned image of the relevant quality control tissue is available upon request; call 855-516-8404. Interpretation of this test should be performed in the context of the patient's clinical history and other diagnostic tests by a qualified pathologist. | Age of a cut paraffin section can affect immunoreactivity. Stability thresholds vary widely among published literature and are antigen dependent. Best practice is for paraffin sections to be cut within 6 weeks. | 1. Lau SK, Weiss LM, Chu PG. Differential expression of MUC1, MUC2, and MUC5AC in carcinomas of various sites: an immunohistochemical study. Am J Clin Pathol. 2004;122(1):61-69. doi:10.1309/9R66-73QE-C06D-86Y42. Pezhouh MK, Park JY. Gastric pyloric gland adenoma. Arch Pathol Lab Med. 2015;139(6):823-826. doi:10.5858/arpa.2013-0613-RS 3. Kwak HA, Liu X, Allende DS, Pai RK, Hart J, Xiao SY. Interobserver variability in intraductal papillary mucinous neoplasm subtypes and application of their mucin immunoprofiles. Mod Pathol. 2016;29(9):977-984. doi:10.1038/modpathol.2016.934. Kim DH, Shin N, Kim GH, et al. Mucin expression in gastric cancer: reappraisal of its clinicopathologic and prognostic significance. Arch Pathol Lab Med. 2013;137(8):1047-1053. doi:10.5858/arpa.2012-0193-OA 5. Castellano-Megias VM, Andres CI, Lopez-Alonso G, Colina-Ruizdelgado F. Pathological features and diagnosis of intraductal papillary mucinous neoplasm of the pancreas. World J Gastrointest Oncol. 2014;6(9):311-324. doi:10.4251/wjgo.v6.i9.311 6. Horinouchi M, Nagata K, Nakamura A, et al. Expression of different glycoforms of membrane mucin (MUC1) and secretory mucin (MUC2, MUC5AC and MUC6) in pancreatic neoplasms. Acta Histochem Cytochem. 2003;36(5):443-453. doi:10.1267/ahc.36.443 7. Magaki S, Hojat SA, Wei B, So A, Yong WH. An introduction to the performance of immunohistochemistry. Methods Mol Biol. 2019;1897:289-298. doi:10.1007/978-1-4939-8935-5_25 | Immunohistochemistry on sections of paraffin-embedded tissue.(Unpublished Mayo method) | 1 to 3 days | Until staining is complete | This test has been cleared, approved, or is exempt by the US Food and Drug Administration and is used per manufacturer's instructions. Performance characteristics were verified by Mayo Clinic in a manner consistent with CLIA requirements. | 88342-TC, primary88341-TC, if additional IHC | Mucin 5AC IHC, Tech Only | Order only;no result | 605119 | Mucin 5AC IHC, Tech Only | Bill only; no result
MUCN6 | Mucin 6, Immunostain, Technical Component Only | Aiding in subtyping intraductal papillary mucinous neoplasms as part of an immunopanel | Immunohistochemistry (IHC) | Yes | Mucin 6 IHC, Tech Only | For the initial technical component only immunohistochemical (IHC) stain performed, the appropriate bill-only test ID will be reflexed and charged (IHTOI). For each additional technical component only IHC stain performed, an additional bill-only test ID will be reflexed and charged (IHTOA). | Supplies:Immunostain Technical Only Envelope (T693) Specimen Type:Tissue Container/Tube:Immunostains Technical Only Envelope Preferred:2 Unstained positively charged glass slide (25- x 75- x 1-mm) per test ordered; sections 4-microns thick. Acceptable:Formalin-fixed, paraffin-embedded tissue block |  | Mucin 6 (MUC6) is a large glycoprotein that plays a major role in the protection of the gastrointestinal tract and belongs to the family of secretory mucins. MUC6 is expressed in the cytoplasm/membrane of gastric pyloric epithelial cells. An immunopanel consisting of MUC1, MUC2, MUC5AC, and MUC6 is useful in subtyping intraductal papillary mucinous neoplasms. |  | This test does not include pathologist interpretation, only technical performance of the stain. If interpretation is required, order PATHC / Pathology Consultation for a full diagnostic evaluation or second opinion of the case. The positive and negative controls are verified as showing appropriate immunoreactivity. If a control tissue is not included on the slide, a scanned image of the relevant quality control tissue is available upon request; call 855-516-8404. Interpretation of this test should be performed in the context of the patient's clinical history and other diagnostic tests by a qualified pathologist. | Age of a cut paraffin section can affect immunoreactivity. Stability thresholds vary widely among published literature and are antigen dependent. Best practice is for paraffin sections to be cut within 6 weeks. | 1. Lau SK, Weiss LM, Chu PG. Differential expression of MUC1, MUC2, and MUC5AC in carcinomas of various sites: an immunohistochemical study. Am J Clin Pathol. 2004;122(1):61-69. doi:10.1309/9R66-73QE-C06D-86Y4 2. Pezhouh MK, Park JY. Gastric pyloric gland adenoma. Arch Pathol Lab Med. 2015;139(6):823-826. doi:10.5858/arpa.2013-0613-RS 3. Kwak HA, Liu X, Allende DS, Pai RK, Hart J, Xiao SY. Interobserver variability in intraductal papillary mucinous neoplasm subtypes and application of their mucin immunoprofiles. Mod Pathol. 2016;29(9):977-984. doi:10.1038/modpathol.2016.93 4. Kim DH, Shin N, Kim GH, et al. Mucin expression in gastric cancer: reappraisal of its clinicopathologic and prognostic significance. Arch Pathol Lab Med. 2013;137(8):1047-1053. doi:10.5858/arpa.2012-0193-OA 5. Castellano-MegIas VM, AndrEs CI, LOpez-Alonso G, Colina-Ruizdelgado F. Pathological features and diagnosis of intraductal papillary mucinous neoplasm of the pancreas. World J Gastrointest Oncol. 2014;6(9):311-324. doi:10.4251/wjgo.v6.i9.311 6. Horinouchi M, Nagata K, Nakamura A, et al. Expression of different glycoforms of membrane mucin (MUC1) and secretory mucin (MUC2, MUC5AC and MUC6) in pancreatic neoplasms. Acta Histochem Cytochem. 2003;36(5):443-453. doi:10.1267/ahc.36.443 7. Magaki S, Hojat SA, Wei B, So A, Yong WH. An introduction to the performance of immunohistochemistry. Methods Mol Biol. 2019;1897:289-298. doi:10.1007/978-1-4939-8935-5_25 | Immunohistochemistry on sections of paraffin-embedded tissue.(Unpublished Mayo method) | 1 to 3 days | Until staining is complete | This test has been cleared, approved, or is exempt by the US Food and Drug Administration and is used per manufacturer's instructions. Performance characteristics were verified by Mayo Clinic in a manner consistent with CLIA requirements. | 88342-TC, primary88341-TC, if additional IHC | Mucin 6 IHC, Tech Only | Order only;no result | 605121 | Mucin 6 IHC, Tech Only | Bill only; no result
MPSQU | Mucopolysaccharides Quantitative, Random, Urine | Supporting the biochemical diagnosis of one of the mucopolysaccharidoses: types I, II, III, IV, VI, or VII | Liquid Chromatography Tandem Mass Spectrometry (LC-MS/MS) | Yes | Mucopolysaccharides Quant, U | For more information see the following: | Patient Preparation:Do not administer low-molecular weight heparin prior to collection Supplies:Sarstedt Aliquot Tube, 5 mL (T914) Container/Tube:Plastic, 5-mL urine tube Specimen Volume:2 mL Pediatric Volume:1 mL Collection Instructions:Collect a random urine specimen(early morning preferred). | 1 mL | The mucopolysaccharidoses are a group of disorders caused by the deficiency of any of the enzymes involved in the stepwise degradation of dermatan sulfate, heparan sulfate, keratan sulfate, or chondroitin-6-sulfate, which are collectively called glycosaminoglycans (GAG). Undegraded or partially degraded GAG are stored in lysosomes and excreted in the urine. Accumulation of GAG in lysosomes interferes with normal functioning of cells, tissues, and organs resulting in the clinical features observed in mucopolysaccharidosis (MPS) disorders. There are 11 known enzyme deficiencies that result in the accumulation of GAG. In addition, abnormal GAG storage is observed in multiple sulfatase deficiency and in I-cell disease. Finally, abnormal excretion of GAG in urine is observed occasionally in other disorders including active bone diseases, connective tissue disease, hypothyroidism, urinary dysfunction, and oligosaccharidoses. Mucopolysaccharidoses are autosomal recessive disorders except for MPS II, which follows an X-linked inheritance pattern. Affected individuals typically experience a period of normal growth and development followed by progressive disease involvement encompassing multiple systems. The severity and features vary and may include facial coarsening, organomegaly, skeletal changes, cardiac abnormalities, and developmental delays. Moreover, disease presentation varies from as early as late infancy to adulthood. A diagnostic workup for individuals with suspected MPS should begin with this test, which includes the quantitative liquid chromatography tandem mass spectrometry (LC-MS/MS) analysis of the specific sulfates or GAG. Interpretation is based upon pattern recognition of the specific sulfates detected by MS/MS and the quantitative analysis of their amounts of excretion. However, an abnormal mucopolysaccharide analysis is not sufficient to conclusively establish a specific diagnosis. It is strongly recommended to seek confirmation by an independent method, typically in vitro enzyme assay (available in either blood or cultured fibroblasts from a skin biopsy) or molecular analysis. After a specific diagnosis has been established, this test can be appropriate for monitoring the effectiveness of treatment, such as a bone marrow transplant or enzyme replacement therapy (ERT). This test allows for monitoring of the excretion of specific sulfates, as these may change in patients with an MPS disorder undergoing treatment. Table: Enzyme Defects and Excretion Products of Mucopolysaccharidoses Disorder Alias Enzyme deficiency Sulfates excreted MPS I Hurler/Scheie Alpha-L-iduronidase DS/HS MPS II Hunter Iduronate 2-sulfatase DS/HS MPS III A Sanfilippo A Heparan N-sulfatase HS MPS III B Sanfilippo B N-acetyl-alpha-D-glucosaminidase HS MPS III C Sanfilippo C Acetyl-CoA:alpha-glucosaminide N-acetyltransferase HS MPS III D Sanfilippo D N-acetylglucosamine-6-sulfatase HS MPS IV A Morquio A Galactosamine-6-sulfatase KS/C6S MPS IV B Morquio B Beta-galactosidase KS MPS VI Maroteaux-Lamy Arylsulfatase B DS MPS VII Sly Beta-glucuronidase DS, HS, C6S MPS IX Hyaluronidase deficiency Hyaluronidase None KEY: C6S, chondroitin 6-sulfate; DS, dermatan sulfate; HS, heparan sulfate; KS, keratan sulfate MPS I is caused by a reduced or absent activity of the alpha-L-iduronidase enzyme. The incidence of MPS I is approximately 1 in 100,000 live births. Treatment options include hematopoietic stem cell transplantation and enzyme replacement therapy. This enzyme deficiency results in a wide range of clinical phenotypes that are further categorized into 3 main types: MPS IH (Hurler syndrome), MPS IS (Scheie syndrome), and MPS IH/S (Hurler-Scheie syndrome), which are not typically distinguishable via biochemical methods. Clinically, they are also referred to as MPS I and attenuated MPS I. MPS IH is the most severe and has an early onset consisting of skeletal deformities, coarse facial features, hepatosplenomegaly, macrocephaly, cardiomyopathy, hearing loss, macroglossia, and respiratory tract infections. Developmental delay is noticed as early as 12 months of age, with death occurring usually before 10 years of age when left untreated. MPS IH/S has an intermediate clinical presentation characterized by progressive skeletal symptoms called dysostosis multiplex. Individuals typically have little or no intellectual dysfunction. Corneal clouding, joint stiffness, deafness, and valvular heart disease can develop by early to mid-adolescence. Survival into adulthood is common. Cause of death usually results from cardiac complications or upper airway obstruction. Comparatively, MPS IS presents with the mildest phenotype. The onset occurs after 5 years of age. It is characterized by normal intelligence and stature; however, affected individuals do experience joint involvement, visual impairment, and obstructive airway disease. MPS II (Hunter syndrome) is caused by a reduced or absent activity of the enzyme iduronate 2-sulfatase. The clinical features and severity of symptoms of MPS II are widely variable ranging from severe disease to an attenuated form, which generally presents at a later onset with a milder clinical presentation. In general, symptoms may include coarse facies, short stature, enlarged liver and spleen, hoarse voice, stiff joints, cardiac disease, and profound neurologic involvement leading to developmental delays and regression. The clinical presentation of MPS II is similar to that of MPS I with the notable difference of the lack of corneal clouding in MPS II. The inheritance pattern is X-linked and as such MPS II is observed almost exclusively in male patients with an estimated incidence of 1 in 170,000 male births. Female patients who are symptomatic carriers are very rare but have been reported. Treatment options include hematopoietic stem cell transplantation and ERT. MPS III (Sanfilippo syndrome) is caused by a reduced or absent activity of 1 of 4 enzymes (see Table above), resulting in a defect of heparan sulfate degradation. Patients with MPS III uniformly excrete heparan sulfate resulting in similar clinical phenotypes, and are further classified as type A, B, C, or D based upon the specific enzyme deficiency. MPS III is characterized by severe central nervous system (CNS) degeneration but only mild physical disease. Such disproportionate involvement of the CNS is unique among the MPS. Onset of clinical features, most commonly behavioral problems and delayed development, usually occurs between 2 and 6 years in a child who previously appeared normal. Severe neurologic degeneration occurs in most patients by 6 to 10 years of age, accompanied by a rapid deterioration of social and adaptive skills. Death generally occurs by the third decade of life (20s). The occurrence of MPS III varies by subtype with types A and B being the most common and types C and D being very rare. The collective incidence is approximately 1 in 58,000 live births. Treatment options are limited to symptomatic management. MPS IVA (Morquio A syndrome) is caused by a reduced or absent N-acetylgalactosamine-6-sulfate sulfatase. Clinical features and severity of symptoms of MPS IVA are widely variable but may include skeletal dysplasia, short stature, dental anomalies, corneal clouding, respiratory insufficiency, and cardiac disease. Intelligence is usually normal. Estimates of the incidence of MPS IVA syndrome range from 1 in 200,000 to 1 in 300,000 live births. Treatment with ERT is available. MPS IVB (Morquio B syndrome) is caused by a reduced or absent beta-galactosidase activity, which gives rise to the physical manifestations of the disease. Clinical features and severity of symptoms of MPS IVB are widely variable ranging from severe disease to an attenuated form, which generally presents at a later onset with a milder clinical presentation. In general, symptoms may include coarse facies, short stature, enlarged liver and spleen, hoarse voice, stiff joints, cardiac disease, but no neurological involvement. The incidence of MPS IVB is estimated to be about 1 in 250,000 live births. Treatment options are limited to symptomatic management. MPS VI (Maroteaux-Lamy syndrome) is caused by a deficiency of the enzyme arylsulfatase B. Clinical features and severity of symptoms are widely variable but typically include short stature, dysostosis multiplex, facial dysmorphism, stiff joints, claw-hand deformities, carpal tunnel syndrome, hepatosplenomegaly, corneal clouding, and cardiac defects. Intelligence is usually normal. Estimates of the incidence of MPS VI range from 1 in 200,000 to 1 in 300,000 live births. Treatment options include hematopoietic stem cell transplantation and ERT. MPS VII (Sly syndrome) is caused by a deficiency of the enzyme beta-glucuronidase. The phenotype varies significantly from mild to severe presentations and may include macrocephaly, short stature, dysostosis multiplex, hepatomegaly, coarse facies, and impairment of cognitive function. Likewise, the age of onset is variable ranging from prenatal to adulthood. MPS VII is extremely rare, affecting approximately 1 in 1,500,000 individuals. Treatment options include hematopoietic stem cell transplantation and ERT. MPS IX is a very rare disorder caused by a deficiency of the enzyme hyaluronidase. Patients present with short stature, flat nasal bridge, and joint findings. Urine GAG are normal in MPS IX. | DERMATAN SULFATE < or =1.00 mg/mmol creatinine HEPARAN SULFATE < or =4 years: < or =0.50 mg/mmol creatinine > or =5 years: < or =0.25 mg/mmol creatinine CHONDROITIN-6 SULFATE < or =24 months: < or =10.00 mg/mmol creatinine 25 months-10 years: < or =2.50 mg/mmol creatinine > or =11 years: < or =1.50 mg/mmol creatinine KERATAN SULFATE < or =12 months: < or =2.00 mg/mmol creatinine 13-24 months: < or =1.50 mg/mmol creatinine 25 months-4 years: < or =1.00 mg/mmol creatinine 5-18 years: < or =0.50 mg/mmol creatinine > or =19 years: < or =0.30 mg/mmol creatinine | Elevations of dermatan sulfate, heparan sulfate, keratan sulfate, and/or chondroitin-6-sulfate may be indicative of one of the mucopolysaccharidoses types I, II, III, IV, VI, or VII. Elevations of any or all sulfate species may be indicative of multiple sulfatase deficiency or mucolipidosis II/III. Rarely, an elevation of keratan sulfate may be indicative of alpha-fucosidosis. | No significant cautionary statements | 1. Newborn Screening ACT Sheet [alpha-L-iduronidase deficiency with or without glycosaminoglycan (GAG) accumulation] Mucopolysaccharidosis Type I (MPS I). American College of Medical Genetics and Genomics; 2023. Updated November 2023. Accessed June 10, 2024. Available at www.acmg.net/PDFLibrary/MPSI-ACT-Sheet.pdf 2. de Ru MH, van der Tol L, van Vlies N, et al. Plasma and urinary levels of dermatan sulfate and heparan sulfate derived disaccharides after long-term enzyme replacement (ERT) in MPS I: correlation with the timing of ERT and with total urinary excretion of glycosaminoglycans. J Inherit Metab Dis. 2013;36(2):247-255 3. Neufeld EF, Muenzer J: The mucopolysaccharidoses. In: Valle DL, Antonarakis S, Ballabio A, Beaudet AL, Mitchell GA, eds. The Online Metabolic and Molecular Bases of Inherited Disease. McGraw Hill; 2019. Accessed November 29, 2023. Available at https://ommbid.mhmedical.com/content.aspx?bookid=2709&sectionid=225544161 4. Puckett Y, Mallorga-Hernandez A, Montano AM. Epidemiology of mucopolysaccharidoses (MPS) in the United States: challenges and opportunities. Orphanet J Rare Dis. 2021;16(1):241 5. Freeze HH. Genetic disorders of glycan degradation. In: Varki A, Cummings RD, Esko JD, et al, eds. Essentials of Glycobiology. 2nd ed. Cold Spring Harbor Laboratory Press; 2009. Accessed November 29, 2023. Available at www.ncbi.nlm.nih.gov/books/NBK1934/ | Dermatan sulfate (DS), heparin sulfate (HS), keratan sulfate (KS) and chondroitin-6-sulfate (C6S) are enzymatically digested from urine. The reaction mixture is centrifuged and analyzed by liquid chromatography tandem mass spectrometry (LC-MS/MS). The ratio of the extracted peak area of DS, HS, KS and C6S to internal standard as determined by LC-MS/MS is used to calculate the concentration of DS, HS, KS and C6S in the sample.(Unpublished Mayo method) | 8 to 15 days | 1 month | This test was developed and its performance characteristics determined by Mayo Clinic in a manner consistent with CLIA requirements. It has not been cleared or approved by the US Food and Drug Administration. | 8386482570 | Mucopolysaccharides Quant, U | 94691-3 | 605985 | Reviewed By | 18771-6
MPSER | Mucopolysaccharides Quantitative, Serum | Quantification of dermatan sulfate, heparan sulfate, and keratan sulfate in serum to support the biochemical diagnosis of mucopolysaccharidoses types I, II, III, IV, VI, or VII | Liquid Chromatography Tandem Mass Spectrometry (LC-MS/MS) | Yes | Mucopolysaccharides Quant, S | For more information seeNewborn Screening Follow up for Mucopolysaccharidosis type II | Patient Preparation:Do not administer low-molecular weight heparin prior to collection. Collection Container/Tube:Red top Submission Container/Tube:Plastic vial Specimen Volume:0.5 mL Pediatric:0.2 mL Collection Instructions: Centrifuge and aliquot serum into a plastic vial. | 0.2 mL | The mucopolysaccharidoses are a group of disorders caused by a deficiency of any of the enzymes involved in the stepwise degradation of dermatan sulfate, heparan sulfate, keratan sulfate, or chondroitin-6- sulfate, collectively called glycosaminoglycans (GAG). Undegraded or partially degraded GAG are stored in lysosomes and excreted in the urine. Accumulation of GAG in lysosomes interferes with normal functioning of cells, tissues, and organs resulting in the clinical features observed in mucopolysaccharidosis (MPS) disorders. Depending on the extent of the enzyme deficiency and type of accumulating storage material, MPS patients may present with a variety of clinical findings that can include coarse facial features, cardiac abnormalities, organomegaly, intellectual disabilities, short stature, and skeletal abnormalities. MPS I is an autosomal recessive disorder caused by reduced or absent activity of the enzyme alpha-L-iduronidase due to variants in theIDUAgene. This enzyme deficiency results in a wide range of clinical phenotypes that are further categorized as MPS IH (Hurler syndrome), MPS IS (Scheie syndrome), and MPS IH/S (Hurler-Scheie syndrome), which are not typically distinguishable via biochemical methods. Clinically, they are also referred to as MPS I and attenuated MPS I. MPS IH is the most severe and has an early onset consisting of skeletal deformities, coarse facial features, hepatosplenomegaly, macrocephaly, cardiomyopathy, hearing loss, macroglossia, and respiratory tract infections. Developmental delay is noticed as early as 12 months of age, and death usually occurs before 10 years of age when left untreated. MPS IH/S has an intermediate clinical presentation characterized by progressive skeletal symptoms called dysostosis multiplex. Individuals typically have little or no intellectual dysfunction. Corneal clouding, joint stiffness, deafness, and valvular heart disease can develop by early to mid-adolescence. Survival into adulthood is common. Comparatively, MPS IS presents with the mildest phenotype. The onset occurs after 5 years of age. It is characterized by normal intelligence and stature; however, affected individuals do experience joint involvement, visual impairment, and obstructive airway disease. The incidence of MPS I is approximately 1 in 100,000 live births. Treatment options include hematopoietic stem cell transplantation and enzyme replacement therapy (ERT). MPS II (Hunter syndrome) is an X-linked lysosomal storage disorder caused by a reduced or absent activity of the enzyme iduronate 2-sulfatase. The clinical features and severity of symptoms of MPS II are widely variable ranging from severe disease to an attenuated form, which generally presents later in life with a milder clinical presentation. In general, symptoms may include coarse facial features, short stature, enlarged liver and spleen, hoarse voice, stiff joints, cardiac disease, and profound neurologic involvement leading to developmental delays and regression. The clinical presentation of MPS II is similar to that of MPS I with the notable difference of the lack of corneal clouding in MPS II. Due to the X-linked inheritance pattern, MPS II is observed almost exclusively in male patients with an estimated incidence of 1 in 170,000 male births. Female patients who are symptomatic carriers are very rare but have been reported. Treatment options include hematopoietic stem cell transplantation and ERT. MPS III (Sanfilippo syndrome) is caused by a reduced or absent activity of any 1 of 4 enzymes involved in heparan sulfate degradation. Patients with MPS III uniformly excrete heparan sulfate resulting in similar clinical phenotypes and are further classified as type A, B, C, or D based upon the specific enzyme deficiency. MPS III is characterized by severe central nervous system (CNS) degeneration but only mild physical disease. Such disproportionate involvement of the CNS is unique among the MPS. Onset of clinical features, most commonly behavioral problems and delayed development, usually occurs between 2 and 6 years in a child who previously appeared normal. Severe neurologic degeneration occurs in most patients by 6 to 10 years of age accompanied by a rapid deterioration of social and adaptive skills. Death generally occurs by the third decade of life (20s). The occurrence of MPS III varies by subtype with types A and B being the most common and types C and D being very rare. The collective incidence is approximately 1 in 58,000 live births. Treatment is limited to symptomatic management. MPS IVA (Morquio A syndrome) iscaused by a reduced or absent N-acetylgalactosamine-6-sulfate sulfatase. Clinical features and severity of symptoms of MPS IVA are widely variable but may include skeletal dysplasia, short stature, dental anomalies, corneal clouding, respiratory insufficiency, and cardiac disease. Intelligence is usually normal. Estimates of the incidence of MPS IVA syndrome range from 1 in 200,000 to 1 in 300,000 live births. Treatment with ERT is available. MPS IVB (Morquio B syndrome) is caused by a reduced or absent beta-galactosidase activity, which gives rise to the physical manifestations of the disease. Clinical features and severity of symptoms of MPS IVB are widely variable ranging from severe disease to an attenuated form, which generally presents at a later onset with a milder clinical presentation. In general, symptoms may include coarse facies, short stature, enlarged liver and spleen, hoarse voice, stiff joints, cardiac disease, but no neurological involvement. The incidence of MPS IVB is estimated to be about 1 in 250,000 live births. Treatment options are limited to symptomatic management. MPS VI (Maroteaux-Lamy syndrome) is an autosomal recessive lysosomal storage disorder caused by the deficiency of the enzyme arylsulfatase B. Clinical features and severity of symptoms are widely variable but typically include short stature, dysostosis multiplex, facial dysmorphism, stiff joints, claw-hand deformities, carpal tunnel syndrome, hepatosplenomegaly, corneal clouding, and cardiac defects. Intelligence is usually normal. Rapidly progressing forms have an early onset of symptoms, significantly elevated GAG especially dermatan sulfate, and can lead to death before the second or third decade of life. A more slowly progressing form has a later onset, milder skeletal manifestations, smaller elevations of GAG, and typically a longer lifespan. Estimates of the incidence of MPS VI range from 1 in 250,000 to 1 in 300,000. Treatment options include hematopoietic stem cell transplantation and ERT. MPS VII (Sly syndrome) is caused by a deficiency of the enzyme beta-glucuronidase and is extremely rare. The phenotype varies significantly from mild to severe presentations and may include macrocephaly, short stature, dysostosis multiplex, hepatomegaly, coarse facies, and impairment of cognitive function. Likewise, the age of onset is variable ranging from prenatal to adulthood. Treatment options include hematopoietic stem cell transplantation and ERT. Elevations of dermatan sulfate and/or heparan sulfate are seen MPS types I, II, III, VI, and VII. Elevations of keratan sulfate are seen in MPS types IVA and IVB. | DERMATAN SULFATE < or =300.00 ng/mL HEPARAN SULFATE < or =55.00 ng/mL TOTAL KERATAN SULFATE < or =5 years: < or =1800.00 ng/mL 6-18 years: < or =1500.00 ng/mL > or =19 years: < or =1200.00 ng/mL | Elevations of dermatan sulfate, heparan sulfate, and/or keratan sulfate may be indicative of one of the mucopolysaccharidoses types I, II, III, IV, VI, or VII. Elevations of all three sulfate species may be indicative of multiple sulfatase deficiency. Rarely, an elevation of keratan sulfate may be indicative of alpha-fucosidosis. | A normal total keratan sulfate result does not exclude a diagnosis of mucopolysaccharidoses IVA. | 1. de Ruijter J, de Ru MH, Wagemans T, et al. Heparan sulfate and dermatan sulfate derived disaccharides are sensitive markers for newborn screening for mucopolysaccharidoses types I, II and III. Mol Genet Metab. 2012;107(4):705-710 2. de Ru MH, van der Tol L, van Vlies N, et al. Plasma and urinary levels of dermatan sulfate and heparan sulfate derived disaccharides after long-term enzyme replacement (ERT) in MPS I: correlation with the timing of ERT and with total urinary excretion of glycosaminoglycans. J Inherit Metab Dis. 2013;36(2):247-255 3. Osago H, Shibata T, Hara N, et al. Quantitative analysis of glycosaminoglycans, chondroitin/dermatan sulfate, hyaluronic acid, heparan sulfate, and keratan sulfate by liquid chromatography-electrospray ionization-tandem mass spectrometry. Anal Biochem. 2014;467:62-74 4.Neufeld EF, Muenzer J. The mucopolysaccharidoses. In: Valle DL, Antonarakis S, Ballabio A, Beaudet AL, Mitchell GA, eds. The Online Metabolic and Molecular Bases of Inherited Disease. McGraw Hill; 2019. Accessed November 29, 2023. https://ommbid.mhmedical.com/content.aspx?bookid=2709&sectionid=225544161 5. Puckett Y, Mallorga-Hernandez A, Montano AM. Epidemiology of mucopolysaccharidoses (MPS) in the United States: challenges and opportunities. Orphanet J Rare Dis. 2021;16(1):241 | Serum specimens are diluted and dermatan sulfate (DS), heparan sulfate (HS), and keratan sulfate (KS) are enzymatically digested. The reaction mixture is centrifuged and analyzed by liquid chromatography tandem mass spectrometry (LC-MS/MS). The ratio of the extracted peak area of DS, HS, and KS to internal standard as determined by LC-MS/MS is used to calculate the concentration of DS and HS in the sample.(Unpublished Mayo method) | 9 to 15 days | 1 month | This test was developed and its performance characteristics determined by Mayo Clinic in a manner consistent with CLIA requirements. It has not been cleared or approved by the US Food and Drug Administration. | 83864 | Mucopolysaccharides Quant, S | 93726-8 | 604907 | Reviewed By | 18771-6
MP8BS | Mucopolysaccharidoses, Eight-Enzyme Panel, Blood Spot | Supporting the biochemical diagnosis of mucopolysaccharidoses types II, IIIA, IIIB, IIIC, IVA, IVB, VI, and VII, and of multiple sulfatase deficiency This test isnot useful forcarrier detection. | Liquid Chromatography Tandem Mass Spectrometry (LC-MS/MS) | Yes | MPS (Eight) Panel, BS | Testing begins with screening for mucopolysaccharidoses. If results are normal or indicate mucopolysaccharidosis VII, testing is complete. | Submit only 1 of the following specimen types: Preferred: Specimen Type:Blood spot Supplies:Card-Blood Spot Collection (Filter Paper) (T493) Container/Tube: Preferred:Blood Spot Collection Card Acceptable:Whatman Protein Saver 903 Paper, PerkinElmer 226 filter paper, Munktell filter paper, or blood collected in tubes containing ACD or EDTA and dried on filter paper. Specimen Volume:2 Blood spots Collection Instructions: 1. An alternative blood collection option for a patient 1 year of age or older is a fingerstick.For detailed instructions, seeHow to Collect Dried Blood Spot Samples. 2. At least 2 spots should be complete (ie, unpunched). 3. Let blood dry on filter paper at room temperature in a horizontal position for a minimum of 3 hours. 4. Do not expose specimen to heat or direct sunlight. 5. Do not stack wet specimens. 6. Keep specimen dry. Specimen Stability Information:Refrigerated (preferred) 60 days/Ambient 7 days/Frozen 60 days Additional Information: 1. For collection instructions, seeBlood Spot Collection Instructions 2. For collection instructions in Spanish, seeBlood Spot Collection Card-Spanish Instructions(T777) 3. For collection instructions in Chinese, seeBlood Spot Collection Card-Chinese Instructions(T800) Acceptable: Specimen Type:Whole Blood Container/Tube: Preferred:Lavender top (EDTA) Acceptable:Yellow top (ACD) Specimen Volume:2 mL Collection Instructions:Send whole blood specimen in original tube. Do not aliquot. Specimen Stability Information:Refrigerate (preferred) 7 days/Ambient 48 hours | Blood Spots: 1 Whole Blood: 0.5 mL | The mucopolysaccharidoses (MPS) are a group of disorders caused by a deficiency of any of the enzymes involved in the stepwise degradation of dermatan sulfate, heparan sulfate, keratan sulfate, or chondroitin sulfate also known as glycosaminoglycans (GAG). Accumulation of GAG in lysosomes interferes with normal functioning of cells, tissues, and organs. There are 11 known disorders that involve the accumulation of GAG which affects multiple organ systems. These disorders have a broad clinical spectrum and can present with coarse facial features, cardiac abnormalities, organomegaly, intellectual disabilities, short stature, and skeletal abnormalities. This assay detects 8 of the 11 known MPS, including MPSII, MPSIIIA, MPSIIIB, MPSIIIC, MPSIVA, MPSIVB, MPSVI, and MPSVII. Multiple sulfatase deficiency (MSD) is a rare autosomal recessive lysosomal disorder caused by mutations in the sulfatase-modifying factor 1 (SUMF1) gene. SUMF1 encodes for a formylglycine-generating enzyme that performs a critical posttranslational modification necessary for activation of all human sulfatases, including arylsulfatase A and B. The clinical features of MSD resemble symptoms of every single sulfatase deficiency, including metachromatic leukodystrophy, the mucopolysaccharidoses, X-linked ichthyosis, and chondrodysplasia punctata type I. Age of onset and clinical severity are variable and correspond with the level of residual enzyme activity. Individuals with MSD typically demonstrate reduced activity of several sulfatase enzymes including those on this panel (iduronate-2-sulfatase, heparan sulfate sulfatase, galactosamine-6-sulfate sulfatase, and arylsulfatase B). Mucolipidosis II (MLII), also known as I-cell disease, is a rare autosomal recessive disorder with features of both mucopolysaccharidoses and sphingolipidoses. I-cell disease is a progressive disorder characterized by congenital or early infantile manifestations including coarse facial features, short stature, skeletal anomalies, cardio- and hepatomegaly, and developmental delays. While not intended for I-cell disease, a pattern of reduced activity of several enzymes and increased activity of others may indicate MLII. | Iduronate-2-sulfatase: >4.30 nmol/mL/hour Heparan-N-sulfatase: >0.06 nmol/mL/hour N-acetyl-alpha-D-glucosaminidase: >0.70 nmol/mL/hour Heparan-alpha-glucosaminide N-acetyltransferase: >0.50 nmol/mL/hour N-acetylgalactosamine-6-sulfatase: >0.70 nmol/mL/hour Beta-galactosidase: >1.30 nmol/mL/hour Arylsulfatase B: >0.90 nmol/mL/hour Beta-glucuronidase: >2.60 nmol/mL/hour An interpretive report will be provided. | Abnormal results are not sufficient to establish a diagnosis of a particular disease. To verify a preliminary diagnosis based on this assay, additional biochemical or molecular genetic analyses are required. When abnormal results are detected, a detailed interpretation is given, including an overview of the results and of their significance, a correlation to available clinical information, elements of differential diagnosis, recommendations for additional biochemical testing, and in vitro, confirmatory studies (enzyme assay, molecular genetic analysis), and a phone number to reach one of the laboratory directors in case the referring physician has additional questions. | Beta-galactosidase is reduced in patients with galactosialidosis. Those patients will also demonstrate deficient activity of neuraminidase which is not evaluated on this panel. If there is clinical suspicion of galactosialidosis, order test OLIGU / Oligosaccharide Screen, Random, Urine. Mucolipidosis II (MLII, I-cell disease) may not be detectable by this assay. If there is clinical suspicion of MLII, order test LSDS / Lysosomal Storage Disorders Screen, Random, Urine, NAGS / Hexosaminidase A and Total Hexosaminidase, Serum, and/or molecular genetic analysis of the GNPTAB gene, L test CGPH / Custom Gene Panel, Hereditary, Next-Generation Sequencing, Varies, Gene List ID:IEMCP-L5VNMC) The enzyme for MPSIIID (N-acetylglucosamine 6-sulfatase) is not evaluated on this panel. Individuals with pseudodeficiency alleles can show reduced enzyme activity. Carrier status (heterozygosity) for these conditions cannot be reliably detected. Enzyme levels may be normal in individuals receiving enzyme replacement therapy or who have undergone hematopoietic stem cell transplant. | 1. Neufeld EF, Muenzer J. The mucopolysaccharidoses. In: Valle DL, Antonarakis S, Ballabio A, Beaudet AL, Mitchell GA. Eds. The Online Metabolic and Molecular Bases of Inherited Disease. McGraw-Hill; Accessed July 18, 2023. Available at https://ommbid.mhmedical.com/content.aspx?bookid=2709&sectionid=225544161 2. Hopwood JJ, Ballabio A. Multiple sulfatase deficiency and the nature of the sulfatase family. In: Valle DL, Antonarakis S, Ballabio A, Beaudet AL, Mitchell GA. Eds. The Online Metabolic and Molecular Bases of Inherited Disease. McGraw-Hill; Accessed July 18, 2023. Available at https://ommbid.mhmedical.com/content.aspx?bookid=2709&sectionid=225546905 | One dried blood spot sample (DBS) is incubated with a mix of substrate and internal standard (IS) for iduronate 2-sulfatase, heparan N-sulfatase, alpha-N-acetylglucosaminidase, N-acetylgalactosamine-sulfate, beta-galactosidase, arylsulfatase B, beta-glucuronidase, and tripeptidyl peptidase 1. A second DBS sample is incubated with a mix of substrate and IS for acetyl-CoA:alpha-glucosaminide N-acetyltransferase; and a third DBS sample with a mix of substrate and IS for palmitoyl-protein thioesterase 1. Following overnight incubation, the samples are combined, extracted by liquid-liquid extraction, and analyzed by tandem mass spectrometry.(Unpublished Mayo method) | 8 to 15 days | 1 year | This test was developed and its performance characteristics determined by Mayo Clinic in a manner consistent with CLIA requirements. It has not been cleared or approved by the US Food and Drug Administration. | 8265783864 (if appropriate) | MPS (Eight) Panel, BS | 104112-8 | 618404 | Reviewed By | 18771-6
MP9W | Mucopolysaccharidoses, Nine-Enzyme Panel, Leukocytes | Supporting the biochemical diagnosis of mucopolysaccharidoses types II, IIIA, IIIB, IIIC, IIID, IVA, IVB, VI, and VII, and of multiple sulfatase deficiency This test isnot useful forcarrier detection. | Liquid Chromatography Tandem Mass Spectrometry (LC-MS/MS) | Yes | MPS (Nine) Panel, WBC | Whole Blood ACD | Container/Tube: Preferred:Yellow top (ACD solution B) Acceptable:Yellow top (ACD solution A) or lavender top (EDTA) Specimen Volume:6 mL Collection Instructions:Send whole blood specimen in original tube.Do not aliquot. | 5 mL | The mucopolysaccharidoses (MPS) are a group of disorders caused by a deficiency of any of the enzymes involved in the stepwise degradation of dermatan sulfate, heparan sulfate, keratan sulfate, or chondroitin sulfate, also known as glycosaminoglycans (GAG). Accumulation of GAG in lysosomes interferes with normal functioning of cells, tissues, and organs. There are 11 known disorders that involve the accumulation of GAG which affects multiple organ systems. These disorders have a broad clinical spectrum and can present with coarse facial features, cardiac abnormalities, organomegaly, intellectual disabilities, short stature, and skeletal abnormalities. This assay detects 9 of the 11 known MPS, including MPSII, MPSIIIA, MPSIIIB, MPSIIIC, MPSIIID, MPSIVA, MPSIVB, MPSVI, and MPSVII. Multiple sulfatase deficiency (MSD) is a rare autosomal recessive lysosomal disorder caused by mutations in the sulfatase-modifying factor 1 (SUMF1) gene. SUMF1 encodes for a formylglycine-generating enzyme that performs a critical posttranslational modification necessary for activation of all human sulfatases, including arylsulfatase A and B. The clinical features of MSD resemble symptoms of every single sulfatase deficiency, including metachromatic leukodystrophy, the mucopolysaccharidoses, X-linked ichthyosis, and chondrodysplasia punctata type I. Individuals with MSD typically demonstrate reduced activity of several sulfatase enzymes including those on this panel (iduronate-2-sulfatase, heparan sulfate sulfatase, galactosamine-6-sulfate sulfatase, N-acetylglucosamine-6-sulfatase, and arylsulfatase B). Mucolipidosis II (MLII), also known as I-cell disease, is a rare autosomal recessive disorder with features of both mucopolysaccharidoses and sphingolipidoses. I-cell disease is a progressive disorder characterized by congenital or early infantile manifestations including coarse facial features, short stature, skeletal anomalies, cardio- and hepatomegaly, and developmental delays. While not intended for I-cell disease, a pattern of reduced activity of several enzymes may indicate MLII. | Iduronate-2-sulfatase: >2.20 nmol/hour/mg protein Heparan-N-sulfatase: >0.13 nmol/hour/mg protein N-acetyl-alpha-D-glucosaminidase: >0.09 nmol/hour/mg protein Heparan-alpha-glucosaminide N-acetyltransferase: >0.24 nmol/hou/mg protein N-acetylglucosamine-6-sulfatase: >0.03 nmol/hour/mg protein N-acetylgalactosamine-6-sulfatase: >1.60 nmol/hour/mg protein Beta-galactosidase: >0.28 nmol/hour/mg protein Arylsulfatase B: >0.34 nmol/hour/mg protein Beta-glucuronidase: >3.50 nmol/hour/mg protein An interpretive report will be provided. | Abnormal results are not sufficient to establish a diagnosis of a particular disease. To verify a preliminary diagnosis based on this assay, additional biochemical or molecular genetic analyses are required. When abnormalresults are detected, a detailed interpretation is given, including an overview of the results and of their significance, a correlation to available clinical information, elements of differential diagnosis, recommendations for additional biochemical testing, and in vitro, confirmatory studies (enzyme assay, molecular analysis), and a phone number to reach one of the laboratory directors in case the referring physician has additional questions. | Beta-galactosidase is reduced in patients with galactosialidosis. Those patients will also demonstrate deficient activity of neuraminidase which is not evaluated on this panel. If there is clinical suspicion of galactosialidosis, order test OLIGU / Oligosaccharide Screen, Random, Urine. Mucolipidosis II (MLII, I-cell disease) may not be detectable by this assay. If there is clinical suspicion of MLII, please order test LSDS / Lysosomal Storage Disorders Screen, Random, Urine, NAGS / Hexosaminidase A and Total Hexosaminidase, Serum, and/or molecular genetic analysis of the GNPTAB gene, test CGPH / Custom Gene Panel, Hereditary, Next-Generation Sequencing, Varies, Gene List ID:IEMCP-L5VNMC) Individuals with pseudodeficiency alleles can show reduced enzyme activity. Carrier status (heterozygosity) for these conditions cannot be reliably detected. Enzyme levels may be normal in individuals receiving enzyme replacement therapy or who have undergone hematopoietic stem cell transplant. | 1. Neufeld EF, Muenzer J. The mucopolysaccharidoses. In: Valle DL, Antonarakis S, Ballabio A, Beaudet AL, Mitchell GA. eds. The Online Metabolic and Molecular Bases of Inherited Disease. McGraw-Hill; Accessed July 17, 2023. Available at https://ommbid.mhmedical.com/content.aspx?bookid=2709&sectionid=225544161 2. Hopwood JJ, Ballabio A. Multiple sulfatase deficiency and the nature of the sulfatase family. In: Valle DL, Antonarakis S, Ballabio A, Beaudet AL, Mitchell GA. eds. The Online Metabolic and Molecular Bases of Inherited Disease. McGraw-Hill; Accessed July 17, 2023. Available at https://ommbid.mhmedical.com/content.aspx?bookid=2709&sectionid=225546905 | Leukocytes are incubated with four cocktail mixes 1) substrate and internal standard (IS) for iduronate 2-sulfatase, heparan N-sulfatase, alpha-N-acetylglucosaminidase, N-acetylgalactosamine-sulfate, beta-galactosidase, arylsulfatase B, beta-glucuronidase, and tripeptidyl peptidase 1; 2) substrate and IS for acetyl-CoA:alpha-glucosaminide N-acetyltransferase; 3) substrate and IS for N-acetylglucosamine-6-sulfatase; and 4) substrate and IS for palmitoyl-protein thioesterase 1 in 96-well plates. Following overnight incubation, the plates are combined and purified by liquid-liquid extraction. The extracts are evaporated, reconstituted with mobile phase, and analyzed by tandem mass spectrometry.(Unpublished Mayo method) | 8 to 15 days | WBC homogenate: 1 month | This test was developed and its performance characteristics determined by Mayo Clinic in a manner consistent with CLIA requirements. It has not been cleared or approved by the US Food and Drug Administration. | 82657 | MPS (Nine) Panel, WBC | 104072-4 | 618438 | Reviewed By | 18771-6
MPS3W | Mucopolysaccharidosis III, Four-Enzyme Panel, Leukocytes | Supporting the biochemical diagnosis of mucopolysaccharidoses types IIIA, IIIB, IIIC, IIID This test isnot useful forcarrier detection. | Liquid Chromatography Tandem Mass Spectrometry (LC-MS/MS) | Yes | MPS III (Four) Panel, WBC | Whole Blood ACD | Container/Tube: Preferred:Yellow top (ACD solution B) Acceptable:Yellow top (ACD solution A) or lavender top (EDTA) Specimen Volume:6 mL Collection Instructions:Send whole blood specimen in original tube.Do not aliquot. | 5 mL | Mucopolysaccharidosis III (MPS III; Sanfilippo syndrome) is caused by reduced or absent activity of 1 of 4 enzymes involved in heparan sulfate degradation. Patients with MPS III uniformly excrete heparan sulfate resulting in similar clinical phenotypes and are further classified as type A, B, C, or D based upon the specific enzyme deficiency. MPS III is characterized by severe central nervous system (CNS) degeneration but only mild physical disease. Such disproportionate involvement of the CNS is unique among the MPS. Onset of clinical features, most commonly behavioral problems and delayed development, usually occurs between 2 and 6 years of age in a child who previously appeared normal. Severe neurologic degeneration occurs in most patients by 6 to 10 years of age accompanied by a rapid deterioration of social and adaptive skills with death generally occurring by their 20s. The occurrence of MPS III varies by subtype with types A and B being the most common and types C and D being very rare. The collective incidence is approximately 1 in 58,000 live births. This assay detects all MPSIII types (MPS IIIA, IIIB, IIIC, and IIID). A diagnostic workup for MPS typically also includes GAG determination in urine (MPSQU / Mucopolysaccharides Quantitative, Random, Urine) or blood (MPSBS / Mucopolysaccharidosis, Blood Spot, or MPSER / Mucopolysaccharides Quantitative, Serum) and molecular genetic analysis of the relevant gene(s). For MPS III, a molecular panel is available that includesSGSH, NAGLU, GNS, HGSNAT(CGPH / Custom Gene Panel, Hereditary, Next-Generation Sequencing, Varies; specify Gene List ID: IEMCP-7YM613). | HEPARAN-N-SULFATASE: >0.13 nmol/hour/mg protein N-ACETYL-ALPHA-D-GLUCOSAMINIDASE: >0.09 nmol/hour/mg protein HEPARAN-ALPHA-GLUCOSAMINIDE N-ACETYLTRANSFERASE: >0.24 nmol/hour/mg protein N-ACETYLGLUCOSAMINE-6-SULFATASE: >0.03 nmol/hour/mg protein An interpretive report will be provided. | Abnormal results are not sufficient to establish a diagnosis of a particular disease. To verify a preliminary diagnosis based on this assay, additional biochemical or molecular genetic analyses are required. When abnormal results are detected, a detailed interpretation is given, including an overview of the results and of their significance, a correlation to available clinical information, elements of differential diagnosis, recommendations for additional biochemical testing and in vitro confirmatory studies (enzyme assay, molecular analysis), and a phone number to reach one of the laboratory directors in case the referring physician has additional questions. | Individuals with pseudodeficiency alleles can show reduced enzyme activity. Carrier status (heterozygosity) for these conditions cannot be reliably detected. Enzyme levels may be normal in individuals receiving enzyme replacement therapy or who have undergone hematopoietic stem cell transplant. | 1. Neufeld EF, Muenzer J. The mucopolysaccharidoses. In: Valle DL, Antonarakis S, Ballabio A, Beaudet AL, Mitchell GA. eds. The Online Metabolic and Molecular Bases of Inherited Disease. McGraw-Hill; Accessed July 18, 2023. https://ommbid.mhmedical.com/content.aspx?bookid=2709&sectionid=225544161 2. Hopwood JJ, Ballabio A. Multiple sulfatase deficiency and the nature of the sulfatase family. In: Valle DL, Antonarakis S, Ballabio A, Beaudet AL, Mitchell GA. eds. The Online Metabolic and Molecular Bases of Inherited Disease. McGraw-Hill; Accessed July 18, 2023. https://ommbid.mhmedical.com/content.aspx?bookid=2709&sectionid=225546905 | Leukocytes are incubated with four cocktail mixes: 1) substrate and internal standard (IS) for iduronate 2-sulfatase, heparan N-sulfatase, alpha-N-acetylglucosaminidase, N-acetylgalactosamine-sulfate, beta-galactosidase, arylsulfatase B, beta-glucuronidase, and tripeptidyl peptidase 1; 2) substrate and IS for acetyl-CoA:alpha-glucosaminide N-acetyltransferase; 3) substrate and IS for N-acetylglucosamine-6-sulfatase; and 4) substrate and IS for palmitoyl-protein thioesterase 1 in 96-well plates. Following overnight incubation, the plates are combined and purified by liquid-liquid extraction. The extracts are evaporated, reconstituted with mobile phase, and analyzed by tandem mass spectrometry.(Unpublished Mayo method) | 8 to 15 days | WBC homogenate: 1 month | This test was developed and its performance characteristics determined by Mayo Clinic in a manner consistent with CLIA requirements. It has not been cleared or approved by the US Food and Drug Administration. | 82657 | MPS III (Four) Panel, WBC | 104072-4 | 618455 | Reviewed By | 18771-6
MPS3B | Mucopolysaccharidosis III, Three-Enzyme Panel, Blood Spot | Supporting the biochemical diagnosis of mucopolysaccharidoses types IIIA, IIIB, IIIC This test isnot useful forcarrier detection. | Liquid Chromatography Tandem Mass Spectrometry (LC-MS/MS) | Yes | MPS III (Three) Panel, BS | If results are normal, testing is complete. | Submit only 1 of the following specimen types: Preferred: Specimen Type:Blood spot Supplies:Card-Blood Spot Collection (Filter Paper) (T493) Container/Tube: Preferred:Blood Spot Collection Card Acceptable:Whatman Protein Saver 903 Paper, PerkinElmer 226 filter paper, Munktell filter paper, or blood collected in tubes containing ACD or EDTA and dried on filter paper. Specimen Volume:2 Blood spots Collection Instructions: 1.An alternative blood collection option for a patient older than 1 year is a fingerstick. For detailed instructions, seeHow to Collect Dried Blood Spot Samples. 2. At least 2 spots should be complete (ie, unpunched). 3. Let blood dry on filter paper at room temperature in a horizontal position for a minimum of 3 hours. 4. Do not expose specimen to heat or direct sunlight. 5. Do not stack wet specimens. 6. Keep specimen dry. Specimen Stability Information:Refrigerated (preferred) 60 days/Ambient 7 days/Frozen 60 days Additional Information: 1. For collection instructions, seeBlood Spot Collection Instructions 2. For collection instructions in Spanish, seeBlood Spot Collection Card-Spanish Instructions(T777) 3. For collection instructions in Chinese, seeBlood Spot Collection Card-Chinese Instructions(T800) Acceptable: Specimen Type:Whole Blood Container/Tube: Preferred:Lavender top (EDTA) Acceptable:Yellow top (ACD) Specimen Volume:2 mL Collection Instructions:Send whole blood specimen in original tube. Do not aliquot. Specimen Stability Information:Refrigerate (preferred) 7 days/Ambient 48 hours | Blood spots: 1 Whole blood: 0.5 mL | Mucopolysaccharidosis III (MPS III; Sanfilippo syndrome) is caused by reduced or absent activity of 1 of 4 enzymes involved in heparan sulfate degradation. Patients with MPS III uniformly excrete heparan sulfate resulting in similar clinical phenotypes and are further classified as type A, B, C, or D based upon the specific enzyme deficiency. MPS III is characterized by severe central nervous system (CNS) degeneration but only mild physical disease. Such disproportionate involvement of the CNS is unique among the MPS. Onset of clinical features, most commonly behavioral problems and delayed development, usually occurs between 2 and 6 years of age in a child who previously appeared normal. Severe neurologic degeneration occurs in most patients by 6 to 10 years of age accompanied by a rapid deterioration of social and adaptive skills with death generally occurring by their 20s. The occurrence of MPS III varies by subtype with types A and B being the most common and types C and D being very rare. The collective incidence is approximately 1 in 58,000 live births. This assay detects 3 of the 4 MPSIII types (MPS IIIA, IIIB, and IIIC). A diagnostic workup for MPS typically also includes GAG determination in urine (MPSQU / Mucopolysaccharides Quantitative, Random, Urine) or blood (MPSBS / Mucopolysaccharidosis, Blood Spot or MPSER / Mucopolysaccharides Quantitative, Serum) and molecular genetic analysis of the relevant gene(s). For MPS III, a molecular panel is available that includesSGSH, NAGLU, GNS, HGSNAT(CGPH / Custom Gene Panel, Hereditary, Next-Generation Sequencing, Varies; specify Gene List ID: IEMCP-7YM613). | HEPARAN-N-SULFATASE: >0.06 nmol/mL/hour N-ACETYL-ALPHA-D-GLUCOSAMINIDASE: >0.70 nmol/mL/hour HEPARAN-ALPHA-GLUCOSAMINIDE N-ACETYLTRANSFERASE: >0.50 nmol/mL/hour An interpretive report will be provided. | Abnormal results are not sufficient to establish a diagnosis of a particular disease. To verify a preliminary diagnosis based on this assay, additional biochemical or molecular genetic analyses are required. When abnormal results are detected, a detailed interpretation is given, including an overview of the results and of their significance, a correlation to available clinical information, elements of differential diagnosis, recommendations for additional biochemical testing and in vitro confirmatory studies (enzyme assay, molecular genetic analysis), and a phone number to reach one of the laboratory directors in case the referring physician has additional questions. | The enzyme for mucopolysaccharidosis (MPS) IIID (N-acetylglucosamine 6-sulfatase) is not evaluated on this panel. Individuals with pseudodeficiency alleles can show reduced enzyme activity. Carrier status (heterozygosity) for these conditions cannot be reliably detected. Enzyme levels may be normal in individuals receiving enzyme replacement therapy or who have undergone hematopoietic stem cell transplant. | 1. Neufeld EF, Muenzer J. The mucopolysaccharidoses. In: Valle DL, Antonarakis S, Ballabio A, Beaudet AL, Mitchell GA. eds. The Online Metabolic and Molecular Bases of Inherited Disease. McGraw-Hill; Accessed July 17, 2023. https://ommbid.mhmedical.com/content.aspx?bookid=2709&sectionid=225544161 2. Hopwood JJ, Ballabio A. Multiple sulfatase deficiency and the nature of the sulfatase family. In: Valle DL, Antonarakis S, Ballabio A, Beaudet AL, Mitchell GA. eds. The Online Metabolic and Molecular Bases of Inherited Disease. McGraw-Hill; Accessed July 17, 2023. https://ommbid.mhmedical.com/content.aspx?bookid=2709&sectionid=225546905 | One dried blood spot sample (DBS) is incubated with a mix of substrate and internal standard (IS) for iduronate 2-sulfatase, heparan N-sulfatase, alpha-N-acetylglucosaminidase, N-acetylgalactosamine-sulfate, beta-galactosidase, arylsulfatase B, beta-glucuronidase, and tripeptidyl peptidase 1. A second DBS sample is incubated with a mix of substrate and IS for acetyl-CoA:alpha-glucosaminide N-acetyltransferase; and a third DBS sample with a mix of substrate and IS for palmitoyl-protein thioesterase 1. Following overnight incubation, the samples are combined, extracted by liquid-liquid extraction, and analyzed by tandem mass spectrometry.(Unpublished Mayo method) | 8 to 15 days | 1 year | This test was developed and its performance characteristics determined by Mayo Clinic in a manner consistent with CLIA requirements. It has not been cleared or approved by the US Food and Drug Administration. | 8265783864 (if appropriate) | MPS III (Three) Panel, BS | 104112-8 | 618418 | Reviewed By | 18771-6
MPS4B | Mucopolysaccharidosis IV Enzyme Panel, Blood Spot | Supporting the biochemical diagnosis of mucopolysaccharidosis type IVA and IVB This test isnot useful forcarrier detection. | Liquid Chromatography Tandem Mass Spectrometry (LC-MS/MS) | Yes | MPS IV Panel, BS | If results are normal, testing is complete. | Submit only 1 of the following specimen types: Preferred: Specimen Type:Blood spot Supplies:Card-Blood Spot Collection (Filter Paper) (T493) Container/Tube: Preferred:Blood Spot Collection Card Acceptable:Whatman Protein Saver 903 Paper, PerkinElmer 226 filter paper, Munktell filter paper, or blood collected in tubes containing ACD or EDTA and dried on filter paper. Specimen Volume:2 Blood spots Collection Instructions: 1.An alternative blood collection option for a patient older than 1 year is a fingerstick. For detailed instructions, seeHow to Collect Dried Blood Spot Samples. 2. At least 2 spots should be complete, ie, unpunched. 3. Let blood dry on filter paper at room temperature in a horizontal position for a minimum of 3 hours. 4. Do not expose specimen to heat or direct sunlight. 5. Do not stack wet specimens. 6. Keep specimen dry. Specimen Stability Information:Refrigerated (preferred) 60 days/Ambient 7 days/Frozen 60 days Additional Information: 1. For collection instructions, seeBlood Spot Collection Instructions 2. For collection instructions in Spanish, seeBlood Spot Collection Card-Spanish Instructions(T777) 3. For collection instructions in Chinese, seeBlood Spot Collection Card-Chinese Instructions(T800) Acceptable: Specimen Type:Whole Blood Container/Tube: Preferred:Lavender top (EDTA) Acceptable:Yellow top (ACD) Specimen Volume:2 mL Collection Instructions:Send whole blood specimen in original tube. Do not aliquot. Specimen Stability Information:Refrigerate (preferred) 7 days/Ambient 48 hours | Blood Spots: 1 Whole Blood: 0.5 mL | Mucopolysaccharidosis IVA, (MPS IVA; Morquio A syndrome) is caused by reduced or absentN-acetylgalactosamine-6-sulfate sulfatase (GALNS) enzyme activity. The glycosaminoglycans, keratan and chondroitin sulfate, accumulate in multiple tissues but mainly bone, cartilage, heart valves, and cornea. Clinical features and severity of symptoms of MPS IVA are widely variable affecting multiple body systems, in particular the skeletal system. Other clinical features may include short stature, dental anomalies, corneal clouding, respiratory insufficiency, and cardiac disease. Intelligence is usually normal. Mucopolysaccharidosis type IVB (MPS IVB or Morquio syndrome B) is caused by reduced or absent beta-galactosidase activity leading to the accumulation of glycosaminoglycans, particularly keratan sulfate. MPS IVB typically manifests as a systemic skeletal disorder with variable severity ranging from early severe disease to a later onset attenuated form. Virtually all patients have dysostosis multiplex and short stature along with other symptoms that may include coarse facies, hepatosplenomegaly, hoarse voice, stiff joints, cardiac disease, but no neurological involvement. GM1 gangliosidosis is also caused by reduced or absent beta-galactosidase activity, however the clinical features include neurological involvement in addition to the skeletal and other systemic findings associated with MPS IVB. The disorder can be classified into 3 subtypes that vary with respect to age of onset and clinical presentation. Galactosialidosis is associated with a combined deficiency of beta-galactosidase and neuraminidase secondary to a defect in the cathepsin A protein. The disorder can be classified into 3 subtypes that vary with respect to age of onset and clinical presentation. Typical clinical presentation is coarse facial features, cherry-red spots, and skeletal dysplasia. The early infantile form is associated with fetal hydrops, skeletal dysplasia, and early death, while the late infantile form is characterized by short stature, dysostosis multiplex, coarse facial features, corneal clouding, hepatosplenomegaly, and heart valve problems. A diagnostic workup for MPS typically also includes glycosaminoglycan (GAG) determination in urine (MPSQU / Mucopolysaccharides Quantitative, Random, Urine) or blood (MPSBS / Mucopolysaccharidosis, Blood Spot, or MPSER / Mucopolysaccharidosis Quantitative, Serum) and molecular genetic analysis of the relevant gene. For MPS IVA, molecular analysis of theGALNSgene (CGPH / Custom Gene Panel, Hereditary, Next-Generation Sequencing, Varies; specify Gene List ID: EMCP-JUFPRX) and for MPS IVB and GM1 gangliosidosis, molecular analysis of theGLB1gene (CGPH; specify Gene List ID: EMCP-D5F3YS) allows for detection of disease-causing variants in affected patients and subsequent carrier detection in relatives. A diagnostic workup for galactosialidosis traditionally includes determination of beta-galactosidase enzyme activity in leukocytes or fibroblasts and neuraminidase activity in fibroblasts followed by molecular analysis ofCTSA(CGPH; specify Gene List ID: IEMCP-D1J7U5). Analysis of urine mucopolysaccharides, oligosaccharides, ceramide trihexoside, and sulfatides (LSDS / Lysosomal Storage Disorders Screen, Random, Urine) can help differentiate between galactosialidosis, MPS IVA, and MPS IVB/GM1 to guide physicians in choosing the best confirmatory molecular testing option. SeeLysosomal Storage Disorders Diagnostic Algorithm, Part 1. | N-acetylgalactosamine-6-sulfatase: >0.70 nmol/mL/hour Beta-galactosidase: >1.30 nmol/mL/hour An interpretive report will be provided. | Abnormal results are not sufficient to establish a diagnosis of a particular disease. To verify a preliminary diagnosis based on this assay, additional biochemical or molecular genetic analyses are required. When abnormal results are detected, a detailed interpretation is given, including an overview of the results and of their significance, a correlation to available clinical information, elements of differential diagnosis, recommendations for additional biochemical testing, and in vitro, confirmatory studies (enzyme assay, molecular genetic analysis), and a phone number to reach one of the laboratory directors in case the referring physician has additional questions. | Beta-galactosidase is also reduced in patients with galactosialidosis. Those patients will also demonstrate deficient activity of neuraminidase which is not evaluated on this panel. If there was clinical suspicion of galactosialidosis, please order follow up testing to include test OLIGU / Oligosaccharide Screen, Random, Urine. Individuals with pseudodeficiency alleles can show reduced enzyme activity. Carrier status (heterozygosity) for these conditions cannot be reliably detected. Enzyme levels may be normal in individuals receiving enzyme replacement therapy or who have undergone hematopoietic stem cell transplant. | 1. Neufeld EF, Muenzer J. The mucopolysaccharidoses. In: Valle DL, Antonarakis S, Ballabio A, Beaudet AL, Mitchell GA. eds. The Online Metabolic and Molecular Bases of Inherited Disease. McGraw-Hill; Accessed July 14, 2023. https://ommbid.mhmedical.com/content.aspx?bookid=2709&sectionid=225544161 2. Hopwood JJ, Ballabio A. Multiple sulfatase deficiency and the nature of the sulfatase family. In: Valle DL, Antonarakis S, Ballabio A, Beaudet AL, Mitchell GA. eds. The Online Metabolic and Molecular Bases of Inherited Disease. McGraw-Hill; Accessed July 14, 2023. https://ommbid.mhmedical.com/content.aspx?bookid=2709&sectionid=225546905 | One dried blood spot sample (DBS) is incubated with a mix of substrate and internal standard (IS) for iduronate 2-sulfatase, heparan N-sulfatase, alpha-N-acetylglucosaminidase, N-acetylgalactosamine-sulfate, beta-galactosidase, arylsulfatase B, beta-glucuronidase, and tripeptidyl peptidase 1. A second DBS sample is incubated with a mix of substrate and IS for acetyl-CoA:alpha-glucosaminide N-acetyltransferase; and third DBS sample with a mix of substrate and IS for palmitoyl-protein thioesterase 1. Following overnight incubation, the samples are combined, extracted by liquid-liquid extraction, and analyzed by tandem mass spectrometry.(Unpublished Mayo method) | 8 to 15 days | 1 year | This test was developed and its performance characteristics determined by Mayo Clinic in a manner consistent with CLIA requirements. It has not been cleared or approved by the US Food and Drug Administration. | 8265783864 (if appropriate) | MPS IV Panel, BS | 104112-8 | 618423 | Reviewed By | 18771-6
MPS4W | Mucopolysaccharidosis IV Enzyme Panel, Leukocytes | Supporting the biochemical diagnosis of mucopolysaccharidosis type IVA and IVB in whole blood specimens This test isnot useful forcarrier detection. | Liquid Chromatography Tandem Mass Spectrometry (LC-MS/MS) | Yes | MPS IV Panel, WBC | Whole Blood ACD | Container/Tube: Preferred:Yellow top (ACD solution B) Acceptable:Yellow top (ACD solution A) or lavender top (EDTA) Specimen Volume:6 mL Collection Instructions:Send whole blood specimen in original tube.Do not aliquot. | 5 mL | Mucopolysaccharidosis IVA, (MPS IVA; Morquio A syndrome) is caused by reduced or absentN-acetylgalactosamine-6-sulfate sulfatase (GALNS) enzyme activity. The glycosaminoglycans, keratan and chondroitin sulfate, accumulate in multiple tissues but mainly bone, cartilage, heart valves, and cornea. Clinical features and severity of symptoms of MPS IVA are widely variable affecting multiple body systems, in particular the skeletal system. Other clinical features may include short stature, dental anomalies, corneal clouding, respiratory insufficiency, and cardiac disease. Intelligence is usually normal. Mucopolysaccharidosis type IVB (MPS IVB or Morquio syndrome B) is caused by reduced or absent beta-galactosidase activity leading to the accumulation of glycosaminoglycans, particularly keratan sulfate. MPS IVB typically manifests as a systemic skeletal disorder with variable severity ranging from early severe disease to a later onset attenuated form. Virtually all patients have dysostosis multiplex and short stature along with other symptoms that may include coarse facies, hepatosplenomegaly, hoarse voice, stiff joints, cardiac disease, but no neurological involvement. GM1 gangliosidosis is also caused by reduced or absent beta-galactosidase activity, however the clinical features include neurological involvement in addition to the skeletal and other systemic findings associated with MPS IVB. The disorder can be classified into 3 subtypes that vary with respect to age of onset and clinical presentation. Galactosialidosis is associated with a combined deficiency of beta-galactosidase and neuraminidase secondary to a defect in the cathepsin A protein. The disorder can be classified into 3 subtypes that vary with respect to age of onset and clinical presentation. Typical clinical presentation is coarse facial features, cherry-red spots, and skeletal dysplasia. The early infantile form is associated with fetal hydrops, skeletal dysplasia, and early death, while the late infantile form is characterized by short stature, dysostosis multiplex, coarse facial features, corneal clouding, hepatosplenomegaly, and heart valve problems. A diagnostic workup for MPS also includes glycosaminoglycan (GAG) determination in urine (MPSQU / Mucopolysaccharides Quantitative, Random, Urine) or blood (MPSBS / Mucopolysaccharidosis, Blood Spot or MPSER / Mucopolysaccharidosis Quantitative, Serum) and molecular genetic analysis of the relevant gene. For MPS IVA, molecular analysis of theGALNSgene (CGPH / Custom Gene Panel, Hereditary, Next-Generation Sequencing, Varies; specify Gene List ID: IEMCP-JUFPRX) and for MPS IVB and GM1 gangliosidosis, molecular analysis of theGLB1gene (CGPH; specify Gene List ID: IEMCP-D5F3YS) allows for detection of disease-causing variants in affected patients and subsequent carrier detection in relatives. A diagnostic workup for galactosialidosis traditionally includes determination of beta-galactosidase enzyme activity in leukocytes or fibroblasts and neuraminidase activity in fibroblasts followed by molecular analysis ofCTSA(CGPH; specify Gene List ID: IEMCP-D1J7U5). Analysis of urine mucopolysaccharides, oligosaccharides, ceramide trihexoside, and sulfatides (LSDS / Lysosomal Storage Disorders Screen, Random, Urine) can help differentiate between galactosialidosis, MPS IVA, and MPS IVB/GM1 to guide physicians in choosing the best confirmatory molecular testing option. SeeLysosomal Storage Disorders Diagnostic Algorithm, Part 1. | N-acetylgalactosamine-6-sulfatase: >1.60 nmol/hour/mg protein Beta-galactosidase: >0.28 nmol/hour/mg protein An interpretive report will be provided. | Abnormal results are not sufficient to establish a diagnosis of a particular disease. To verify a preliminary diagnosis based on this assay, additional biochemical or molecular genetic analyses are required. When abnormal results are detected, a detailed interpretation is given, including an overview of the results and of their significance, a correlation to available clinical information, elements of differential diagnosis, recommendations for additional biochemical testing, and in vitro, confirmatory studies (enzyme assay, molecular analysis), and a phone number to reach one of the laboratory directors in case the referring physician has additional questions. | Beta-galactosidase is also reduced in patients with galactosialidosis. Those patients will also demonstrate deficient activity of neuraminidase which is not evaluated on this panel. If there is clinical suspicion of galactosialidosis, please order follow up testing to include test OLIGU / Oligosaccharide Screen, Random, Urine Individuals with pseudodeficiency alleles can show reduced enzyme activity. Carrier status (heterozygosity) for these conditions cannot be reliably detected. Enzyme levels may be normal in individuals receiving enzyme replacement therapy or who have undergone hematopoietic stem cell transplant. | 1. Neufeld EF, Muenzer J. The mucopolysaccharidoses. In: Valle DL, Antonarakis S, Ballabio A, Beaudet AL, Mitchell GA. eds. The Online Metabolic and Molecular Bases of Inherited Disease. McGraw-Hill; Accessed July 14, 2023. https://ommbid.mhmedical.com/content.aspx?bookid=2709&sectionid=225544161 2. Hopwood JJ, Ballabio A. Multiple sulfatase deficiency and the nature of the sulfatase family. In: Valle DL, Antonarakis S, Ballabio A, Beaudet AL, Mitchell GA. eds. The Online Metabolic and Molecular Bases of Inherited Disease. McGraw-Hill; Accessed July 14, 2023. https://ommbid.mhmedical.com/content.aspx?bookid=2709&sectionid=225546905 | Leukocytes are incubated with four cocktail mixes: 1) substrate and internal standard (IS) for iduronate 2-sulfatase, heparan N-sulfatase, alpha-N-acetylglucosaminidase, N-acetylgalactosamine-sulfate, beta-galactosidase, arylsulfatase B, beta-glucuronidase, and tripeptidyl peptidase 1; 2) substrate and IS for acetyl-CoA:alpha-glucosaminide N-acetyltransferase; 3) substrate and IS for N-acetylglucosamine-6-sulfatase; and 4) substrate and IS for palmitoyl-protein thioesterase 1 in 96-well plates. Following overnight incubation, the plates are combined and purified by liquid-liquid extraction. The extracts are evaporated, reconstituted with mobile phase, and analyzed by tandem mass spectrometry.(Unpublished Mayo method) | 8 to 15 days | WBC homogenate: 1 month | This test was developed and its performance characteristics determined by Mayo Clinic in a manner consistent with CLIA requirements. It has not been cleared or approved by the US Food and Drug Administration. | 82657 | MPS IV Panel, WBC | 104072-4 | 618461 | Reviewed By | 18771-6
MPSWB | Mucopolysaccharidosis, Blood | Supporting the biochemical diagnosis of mucopolysaccharidoses type I, II, III, IV, or VI Quantification of heparan sulfate, dermatan sulfate, and keratan sulfate in whole blood specimens | Liquid Chromatography Tandem Mass Spectrometry (LC-MS/MS) | Yes | Mucopolysaccharidosis, B | If the patient has abnormal newborn screening result for mucopolysaccharidosis type I, immediate action should be taken. Refer to the appropriateAmerican College of Medical Genetics and GenomicsNewborn Screening ACT Sheet.(1) | Patient Preparation:Do notadminister low-molecular weight heparin prior to collection. Container/Tube: Preferred:Lavender top (EDTA) Acceptable:Yellow top (ACD) Specimen Volume:2 mL | 0.5 mL | The mucopolysaccharidoses (MPS) are a group of disorders caused by a deficiency of any of the enzymes involved in the stepwise degradation of dermatan sulfate, heparan sulfate, keratan sulfate, or chondroitin sulfate (glycosaminoglycans: GAG, also called mucopolysaccharides). Undegraded or partially degraded GAG are stored in lysosomes and excreted in the urine. Accumulation of GAG in lysosomes interferes with normal functioning of cells, tissues, and organs resulting in the clinical features observed in MPS disorders. Depending on the extent of the enzyme deficiency and type of accumulating storage material, MPS patients may present with a variety of clinical findings, including coarse facial features, cardiac abnormalities, organomegaly, intellectual disabilities, short stature, and skeletal abnormalities. MPS I is an autosomal recessive disorder caused by reduced or absent activity of the enzyme alpha-L-iduronidase due to variants in theIDUAgene. This enzyme deficiency results in a wide range of clinical phenotypes, which cannot be distinguished via biochemical methods and are further categorized as MPS IH (Hurler syndrome), MPS IS (Scheie syndrome), and MPS IH/S (Hurler-Scheie syndrome). Clinically, they are also referred to as MPS I and attenuated MPS I. MPS IH is the most severe and has an early onset consisting of skeletal deformities, coarse facial features, hepatosplenomegaly, macrocephaly, cardiomyopathy, hearing loss, macroglossia, and respiratory tract infections. Developmental delay is noticed as early as 12 months, and without treatment, death usually occurs before 10 years of age. MPS IH/S has an intermediate clinical presentation characterized by progressive skeletal symptoms called dysostosis multiplex. Individuals typically have little or no intellectual dysfunction. Corneal clouding, joint stiffness, deafness, and valvular heart disease can develop by early to mid-teens. Survival into adulthood is common. Comparatively, MPS IS presents with the mildest phenotype. The onset occurs after 5 years of age. It is characterized by normal intelligence and stature; however, affected individuals do experience joint involvement, visual impairment, and obstructive airway disease. The incidence of MPS I is approximately 1 in 100,000 live births. Treatment options include hematopoietic stem cell transplantation and enzyme replacement therapy. MPS II, Hunter syndrome, is an X-linked lysosomal storage disorder caused by a reduced or absent activity of the enzyme iduronate 2-sulfatase. The clinical features and severity of symptoms of MPS II are widely variable ranging from severe disease to an attenuated form, which generally presents later in life with a milder clinical presentation. In general, symptoms may include coarse facial features, short stature, enlarged liver and spleen, hoarse voice, stiff joints, cardiac disease, and profound neurologic involvement leading to developmental delays and regression. The clinical presentation of MPS II is similar to that of MPS I with the notable difference of the lack of corneal clouding in MPS II. Due to the X-linked inheritance pattern, MPS II is observed almost exclusively in male patients with an estimated incidence of 1 in 170,000 male births. Symptomatic female carriers have been reported but are very rare. Treatment options include hematopoietic stem cell transplantation and enzyme replacement therapy. MPS-III, Sanfilippo syndrome, is caused by a reduced or absent activity of 1 of 4 enzymes involved in heparan sulfate degradation. Patients with MPS III uniformly excrete heparan sulfate resulting in similar clinical phenotypes and are further classified as type A, B, C, or D based upon the specific enzyme deficiency. MPS-III is characterized by severe central nervous system (CNS) degeneration but only mild physical disease. Such disproportionate involvement of the CNS is unique among the MPS. Onset of clinical features, most commonly behavioral problems and delayed development, usually occurs between 2 and 6 years of age in a child who previously appeared normal. Severe neurologic degeneration occurs in most patients by 6 to 10 years of age, accompanied by a rapid deterioration of social and adaptive skills with death generally occurring by their 20s. The occurrence of MPS III varies by subtype with types A and B being the most common and types C and D being very rare. The collective incidence is approximately 1 in 58,000 live births. MPS IVA, Morquio A syndrome, is caused by a reduced or absent N-acetylgalactosamine-6-sulfate sulfatase activity. Clinical features and severity of symptoms of MPS IVA are widely variable but may include skeletal dysplasia, short stature, dental anomalies, corneal clouding, respiratory insufficiency, and cardiac disease. Intelligence is usually normal. Estimates of the incidence of MPS IVA syndrome range from 1 in 200,000 to 1 in 300,000 live births. Treatment with enzyme replacement therapy is available. MPS IVB, Morquio B syndrome, is caused by a reduced or absent beta-galactosidase activity, which gives rise to the physical manifestations of the disease. Clinical features and severity of symptoms of MPS IVB are widely variable, ranging from severe disease to an attenuated form, which generally presents at a later onset with a milder clinical presentation. In general, symptoms may include coarse facies, short stature, enlarged liver and spleen, hoarse voice, stiff joints, cardiac disease but no neurological involvement. The incidence of MPS IVB is estimated to be about 1 in 250,000 live births. Treatment options are limited to symptomatic management. MPS VI, Maroteaux-Lamy syndrome, is an autosomal recessive lysosomal storage disorder caused by the deficiency of the enzyme arylsulfatase B. Clinical features and severity of symptoms are widely variable but typically include short stature, dysostosis multiplex, facial dysmorphism, stiff joints, claw-hand deformities, carpal tunnel syndrome, hepatosplenomegaly, corneal clouding, and cardiac defects. Intelligence is usually normal. Rapidly progressing forms have an early onset of symptoms, significantly elevated GAG (especially dermatan sulfate), and can lead to death before the second or third decade. A more slowly progressing form has a later onset, milder skeletal manifestations, smaller elevations of GAG, and typically a longer lifespan. Estimates of the incidence of MPS VI range from 1 in 250,000 to 1 in 300,000. Treatment options include hematopoietic stem cell transplantation and enzyme replacement therapy. Elevations of dermatan or heparan sulfate are seen in MPS types I, II, III, and VI. Elevations of keratan sulfate are seen in MPS IV. | DERMATAN SULFATE (DS) Newborn-< or =2 weeks: < or =200 nmol/L >2 weeks: < or =130 nmol/L HEPARAN SULFATE (HS) Newborn-< or =2 weeks: < or =96 nmol/L >2 weeks: < or =95 nmol/L TOTAL KERATAN SULFATE (KS) < or =5 years: < or =1900 nmol/L 6-10 years: < or =1750 nmol/L 11-15 years: < or =1500 nmol/L >15 years: < or =750 nmol/L | Elevations of dermatan sulfate and/or heparan sulfate may be indicative of one of the mucopolysaccharidoses types I, II, III, or VI. Elevations of keratan sulfate may be indicative of mucopolysaccharidoses type IV. | No significant cautionary statements | 1.Newborn Screening ACT Sheet [alpha-L-iduronidase deficiency with or without glycosaminoglycan (GAG) accumulation] Mucopolysaccharidosis Type I (MPS I). American College of Medical Genetics and Genomics;2023. Updated November 2023. Accessed June 10, 2024. Available at www.acmg.net/PDFLibrary/MPSI-ACT-Sheet.pdf 2. de Ruijter J, de Ru MH, Wagemans T, et al. Heparan sulfate and dermatan sulfate derived disaccharides are sensitive markers for newborn screening for mucopolysaccharidoses types I, II and III. Mol Genet Metab. 2012;107(4):705-710 3. de Ru MH, van der Tol L, van Vlies N, et al. Plasma and urinary levels of dermatan sulfate and heparan sulfate derived disaccharides after long-term enzyme replacement (ERT) in MPS I: correlation with the timing of ERT and with total urinary excretion of glycosaminoglycans. J Inherit Metab Dis. 2013;36(2):247-255 4. Osago H, Shibata T, Hara N, et al. Quantitative analysis of glycosaminoglycans, chondroitin/dermatan sulfate, hyaluronic acid, heparan sulfate, and keratan sulfate by liquid chromatography-electrospray ionization-tandem mass spectrometry. Anal Biochem. 2014 15;467:62-74 5. Peck DS, Lacey JM, White AL et al. Incorporation of second-tier biomarker testing improves the specificity of newborn screening for mucopolysaccharidosis type I. Int J Neonatal Screen. 2020;6(1):10. doi:10.3390/ijns6010010 6. Clarke LA, Dickson P, Ellinwood NM, Klein TL. Newborn screening for mucopolysaccharidosis I: Moving forward learning from experience. Int J Neonatal Screen. 2020;6(4):91. doi:10.3390/ijns6040091 | Whole blood is spotted on filter paper and dried overnight. Blood spot specimens are eluted and sonicated. Dermatan sulfate (DS), heparin sulfate (HS), and keratan sulfate (KS) are enzymatically digested. The reaction mixture is centrifuged and analyzed by liquid chromatography tandem mass spectrometry (LC-MS/MS). The ratio of the extracted peak area of DS, HS, and KS to internal standard as determined by LC-MS/MS is used to calculate the concentration of DS, HS, and KS in the sample.(Unpublished Mayo method) | 3 to 5 days | Residual whole blood: 7 days; Dried blood spot: 6 months | This test was developed and its performance characteristics determined by Mayo Clinic in a manner consistent with CLIA requirements. It has not been cleared or approved by the US Food and Drug Administration. | 83864 | Mucopolysaccharidosis, B | 94586-5 | BA2874 | Reviewed By | 18771-6
MPSBS | Mucopolysaccharidosis, Blood Spot | Supporting the biochemical diagnosis of mucopolysaccharidoses types I, II, III, IV, or VI Quantification of heparan sulfate, dermatan sulfate, and keratan sulfate in dried blood spot specimens | Liquid Chromatography Tandem Mass Spectrometry (LC-MS/MS) | Yes | Mucopolysaccharidosis, BS | If the patient has abnormal newborn screening result for mucopolysaccharidosis type I, immediate action should be taken. Refer to the appropriateAmerican College of Medical Genetics and GenomicsNewborn Screening ACT Sheet.(1) | Patient Preparation:Do notadminister low-molecular-weight heparin prior to collection Supplies:Card-Blood Spot Collection (Filter Paper) (T493) Collection Container: Preferred:Blood Spot Collection Card Acceptable:Whatman Protein Saver 903 paper, PerkinElmer 226 filter paper, Munktell filter paper, local newborn screening card, postmortem screening card, or blood collected in tubes containing ACD or EDTA and dried on filter paper Specimen Volume:2 Blood spots Collection Instructions 1.An alternative blood collection option for a patient older than 1 year is a fingerstick. For detailed instructions, seeHow to Collect Dried Blood Spot Samples. 2. Completely fill at least 2 circles on the filter paper card (approximately 100 microliters blood per circle). 3. Let blood dry on filter paper at ambient temperature in a horizontal position for a minimum of 3 hours. 4. Do not expose specimen to heat or direct sunlight. 5. Do not stack wet specimens. 6. Keep specimen dry. Additional Information: 1. For collection instructions, seeBlood Spot Collection Instructions 2. For collection instructions in Spanish, seeBlood Spot Collection Card-Spanish Instructions(T777) 3. For collection instructions in Chinese, seeBlood Spot Collection Card-Chinese Instructions(T800) | See Specimen Required | The mucopolysaccharidoses (MPS) are a group of disorders caused by a deficiency of any of the enzymes involved in the stepwise degradation of dermatan sulfate, heparan sulfate, keratan sulfate, or chondroitin sulfate (glycosaminoglycans: GAG, also called mucopolysaccharides). Undegraded or partially degraded GAG are stored in lysosomes and excreted in the urine. Accumulation of GAG in lysosomes interferes with normal functioning of cells, tissues, and organs resulting in the clinical features observed in MPS disorders. Depending on the extent of the enzyme deficiency and type of accumulating storage material, MPS patients may present with a variety of clinical findings, including coarse facial features, cardiac abnormalities, organomegaly, intellectual disabilities, short stature, and skeletal abnormalities. MPS I is an autosomal recessive disorder caused by reduced or absent activity of the enzyme alpha-L-iduronidase due to variants in theIDUAgene. This enzyme deficiency results in a wide range of clinical phenotypes, which cannot be distinguished via biochemical methods and are further categorized as MPS IH (Hurler syndrome), MPS IS (Scheie syndrome), and MPS IH/S (Hurler-Scheie syndrome). Clinically, they are also referred to as MPS I and attenuated MPS I. MPS IH is the most severe and has an early onset consisting of skeletal deformities, coarse facial features, hepatosplenomegaly, macrocephaly, cardiomyopathy, hearing loss, macroglossia, and respiratory tract infections. Developmental delay is noticed as early as 12 months, and without treatment, death usually occurs before 10 years of age. MPS IH/S has an intermediate clinical presentation characterized by progressive skeletal symptoms called dysostosis multiplex. Individuals typically have little or no intellectual dysfunction. Corneal clouding, joint stiffness, deafness, and valvular heart disease can develop by early to mid-teens. Survival into adulthood is common. Comparatively, MPS IS presents with the mildest phenotype. The onset occurs after 5 years of age. It is characterized by normal intelligence and stature; however, affected individuals do experience joint involvement, visual impairment, and obstructive airway disease. The incidence of MPS I is approximately 1 in 100,000 live births. Treatment options include hematopoietic stem cell transplantation and enzyme replacement therapy. MPS II, Hunter syndrome, is an X-linked lysosomal storage disorder caused by a reduced or absent activity of the enzyme iduronate 2-sulfatase. The clinical features and severity of symptoms of MPS II are widely variable ranging from severe disease to an attenuated form, which generally presents later in life with a milder clinical presentation. In general, symptoms may include coarse facial features, short stature, enlarged liver and spleen, hoarse voice, stiff joints, cardiac disease, and profound neurologic involvement leading to developmental delays and regression. The clinical presentation of MPS II is similar to that of MPS I with the notable difference of the lack of corneal clouding in MPS II. Due to the X-linked inheritance pattern, MPS II is observed almost exclusively in male patients with an estimated incidence of 1 in 170,000 male births. Symptomatic female carriers have been reported but are very rare. Treatment options include hematopoietic stem cell transplantation and enzyme replacement therapy. MPS-III, Sanfilippo syndrome, is caused by a reduced or absent activity of 1 of 4 enzymes involved in heparan sulfate degradation. Patients with MPS III uniformly excrete heparan sulfate resulting in similar clinical phenotypes and are further classified as type A, B, C, or D based upon the specific enzyme deficiency. Sanfilippo syndrome is characterized by severe central nervous system (CNS) degeneration but only mild physical disease. Such disproportionate involvement of the CNS is unique among the MPS. Onset of clinical features, most commonly behavioral problems and delayed development, usually occurs between 2 and 6 years of age in a child who previously appeared normal. Severe neurologic degeneration occurs in most patients by 6 to 10 years of age, accompanied by a rapid deterioration of social and adaptive skills with death generally occurring by their 20s. The occurrence of MPS III varies by subtype with types A and B being the most common and types C and D being very rare. The collective incidence is approximately 1 in 58,000 live births. MPS IVA, Morquio A syndrome, is caused by a reduced or absent N-acetylgalactosamine-6-sulfate sulfatase activity. Clinical features and severity of symptoms of MPS IVA are widely variable but may include skeletal dysplasia, short stature, dental anomalies, corneal clouding, respiratory insufficiency, and cardiac disease. Intelligence is usually normal. Estimates of the incidence of MPS IVA syndrome range from 1 in 200,000 to 1 in 300,000 live births. Treatment with enzyme replacement therapy is available. MPS IVB, Morquio B syndrome, is caused by a reduced or absent beta-galactosidase activity, which gives rise to the physical manifestations of the disease. Clinical features and severity of symptoms of MPS IVB are widely variable, ranging from severe disease to an attenuated form, which generally presents at a later onset with a milder clinical presentation. In general, symptoms may include coarse facies, short stature, enlarged liver and spleen, hoarse voice, stiff joints, cardiac disease, but no neurological involvement. The incidence of MPS IVB is estimated to be about 1 in 250,000 live births. Treatment options are limited to symptomatic management. MPS VI, Maroteaux-Lamy syndrome, is an autosomal recessive lysosomal storage disorder caused by the deficiency of the enzyme arylsulfatase B. Clinical features and severity of symptoms are widely variable but typically include short stature, dysostosis multiplex, facial dysmorphism, stiff joints, claw-hand deformities, carpal tunnel syndrome, hepatosplenomegaly, corneal clouding, and cardiac defects. Intelligence is usually normal. Rapidly progressing forms have an early onset of symptoms, significantly elevated GAG (especially dermatan sulfate), and can lead to death before the second or third decade. A more slowly progressing form has a later onset, milder skeletal manifestations, smaller elevations of GAG, and typically a longer lifespan. Estimates of the incidence of MPS VI range from 1 in 250,000 to 1 in 300,000. Treatment options include hematopoietic stem cell transplantation and enzyme replacement therapy. Elevations of dermatan and/or heparan sulfate are seen in MPS types I, II, III, and VI. Elevations of keratan sulfate are seen in MPS IV. | DERMATAN SULFATE (DS) Newborn-< or =2 weeks: < or =200 nmol/L >2 weeks: < or =130 nmol/L HEPARAN SULFATE (HS) Newborn-< or =2 weeks: < or =96 nmol/L >2 weeks: < or =95 nmol/L TOTAL KERATAN SULFATE (KS) < or =5 years: < or =1,900 nmol/L 6-10 years: < or =1,750 nmol/L 11-15 years: < or =1,500 nmol/L >15 years: < or =750 nmol/L | Elevations of dermatan sulfate and/or heparan sulfate may be indicative of one of the mucopolysaccharidoses: type I, II, III, or VI. Elevations of keratan sulfate may be indicative of mucopolysaccharidoses type IV. | No significant cautionary statements | 1.Newborn Screening ACT Sheet [alpha-L-iduronidase deficiency with or without glycosaminoglycan (GAG) accumulation] Mucopolysaccharidosis Type I (MPS I). American College of Medical Genetics and Genomics;2023. Updated November 2023. Accessed June 10, 2024. Available at www.acmg.net/PDFLibrary/MPSI-ACT-Sheet.pdf 2. de Ruijter J, de Ru MH, Wagemans T, et al. Heparan sulfate and dermatan sulfate derived disaccharides are sensitive markers for newborn screening for mucopolysaccharidoses types I, II and III. Mol Genet Metab. 2012;107(4):705-710 3. de Ru MH, van der Tol L, van Vlies N, et al. Plasma and urinary levels of dermatan sulfate and heparan sulfate derived disaccharides after long-term enzyme replacement (ERT) in MPS I: correlation with the timing of ERT and with total urinary excretion of glycosaminoglycans. J Inherit Metab Dis. 2013;36(2):247-255 4. Osago H, Shibata T, Hara N, et al. Quantitative analysis of glycosaminoglycans, chondroitin/dermatan sulfate, hyaluronic acid, heparan sulfate, and keratan sulfate by liquid chromatography-electrospray ionization-tandem mass spectrometry. Anal Biochem. 2014;467:62-74 5. Peck DS, Lacey JM, White AL, et al. Incorporation of second-tier biomarker testing improves the specificity of newborn screening for mucopolysaccharidosis type I. Int J Neonatal Screen. 2020;6(1):10. doi:10.3390/ijns6010010 6. Clarke LA, Dickson P, Ellinwood NM, Klein TL. Newborn screening for mucopolysaccharidosis I: Moving forward learning from experience. Int J Neonatal Screen. 2020;6(4):91. doi:10.3390/ijns6040091 | Blood spot specimens are eluted and sonicated. Dermatan sulfate (DS), heparin sulfate (HS), and keratan sulfate (KS) are enzymatically digested. The reaction mixture is centrifuged and analyzed by liquid chromatography tandem mass spectrometry (LC-MS/MS). The ratio of the extracted peak area of DS, HS, and KS to internal standard as determined by LC-MS/MS is used to calculate the concentration of DS, HS, and KS in the sample.(Unpublished Mayo method) | 3 to 5 days | 6 months | This test was developed and its performance characteristics determined by Mayo Clinic in a manner consistent with CLIA requirements. It has not been cleared or approved by the US Food and Drug Administration. | 83864 | Mucopolysaccharidosis, BS | 94586-5 | BA2869 | Total Keratan Sulfate | 90236-1
MUC | Mucor, IgE, Serum | Establishing a diagnosis of an allergy to mucor Defining the allergen responsible for eliciting signs and symptoms Identifying allergens: -Responsible for allergic response and/or anaphylactic episode -To confirm sensitization prior to beginning immunotherapy -To investigate the specificity of allergic reactions to insect venom allergens, drugs, or chemical allergens | Fluorescence Enzyme Immunoassay (FEIA) | Yes | Mucor, IgE | Serum | Collection Container/Tube: Preferred:Serum gel Acceptable:Red top Submission Container/Tube:Plastic vial Specimen Volume:0.5 mL for every 5 allergens requested Collection Instructions:Centrifuge and aliquot serum into a plastic vial. | For 1 allergen: 0.3 mL For more than 1 allergen: (0.05 mL x number of allergens) + 0.25 mL deadspace | Clinical manifestations of immediate hypersensitivity (allergic) diseases are caused by the release of proinflammatory mediators (histamine, leukotrienes, and prostaglandins) from IgE-sensitized effector cells (mast cells and basophils) when cell-bound IgE antibodies interact with an allergen. In vitro serum testing for IgE antibodies provides an indication of the immune response to allergens that may be associated with allergic disease. The allergens chosen for testing often depend upon the age of the patient, history of allergen exposure, season of the year, and clinical manifestations. In individuals predisposed to develop allergic disease, the sequence of sensitization and clinical manifestations proceed as follows: eczema and respiratory disease (rhinitis and bronchospasm) in infants and children less than 5 years due to food sensitivity (milk, egg, soy, and wheat proteins) followed by respiratory disease (rhinitis and asthma) in older children and adults due to sensitivity to inhalant allergens (dust mite, mold, and pollen inhalants). | Class,IgE kU/L,Interpretation, 0,<0.10,Negative, 0/1,0.10-0.34,Borderline/equivocal, 1,0.35-0.69,Equivocal, 2,0.70-3.49,Positive, 3,3.50-17.4,Positive, 4,17.5-49.9,Strongly positive, 5,50.0-99.9,Strongly positive, 6,> or =100,Strongly positive, | Detection of IgE antibodies in serum (class 1 or greater) indicates an increased likelihood of allergic disease as opposed to other etiologies and defines the allergens that may be responsible for eliciting signs and symptoms. The level of IgE antibodies in serum varies directly with the concentration of IgE antibodies expressed as a class score or kU/L. | Testing for IgE antibodies is not useful in patients previously treated with immunotherapy to determine if residual clinical sensitivity exists or in patients in whom the medical management does not depend upon identification of allergen specificity. Some individuals with clinically insignificant sensitivity to allergens may have measurable levels of IgE antibodies in serum, and test results must be interpreted in the clinical context. False-positive results for IgE antibodies may occur in patients with markedly elevated serum IgE (>2500 kU/L) due to nonspecific binding to allergen solid phases. | Homburger HA, Hamilton RG: Allergic diseases. In: McPherson RA, Pincus MR, eds. Henry's Clinical Diagnosis and Management by Laboratory Methods. 23rd ed. Elsevier; 2017:1057-1070 | Specific IgE from the patient's serum reacts with the allergen of interest, which is covalently coupled to an ImmunoCAP. After washing away nonspecific IgE, enzyme-labeled anti-IgE antibody is added to form a complex. After incubation, unbound anti-IgE is washed away, and the bound complex incubated with a developing agent. After stopping the reaction, the fluorescence of the eluate is measured. Fluorescence is proportional to the amount of specific IgE present in the patient's sample (ie, the higher the fluorescence value, the more IgE antibody is present).(Package insert: ImmunoCAP System Specific IgE FEIA. Phadia; Rev 06/2020) | Same day/1 to 3 days | 14 days | This test has been cleared, approved, or is exempt by the US Food and Drug Administration and is used per manufacturer's instructions. Performance characteristics were verified by Mayo Clinic in a manner consistent with CLIA requirements. | 86003 | Mucor, IgE | 6182-0 | MUC | Mucor, IgE | 6182-0
MUG | Mugwort, IgE, Serum | Establishing a diagnosis of an allergy to mugwort Defining the allergen responsible for eliciting signs and symptoms Identifying allergens: -Responsible for allergic response and/or anaphylactic episode -To confirm sensitization prior to beginning immunotherapy -To investigate the specificity of allergic reactions to insect venom allergens, drugs, or chemical allergens | Fluorescence Enzyme Immunoassay (FEIA) | Yes | Mugwort, IgE | Serum | Collection Container/Tube: Preferred:Serum gel Acceptable:Red top Submission Container/Tube:Plastic vial Specimen Volume:0.5 mL for every 5 allergens requested Collection Instructions:Centrifuge and aliquot serum into a plastic vial. | For 1 allergen: 0.3 mL For more than 1 allergen: (0.05 mL x number of allergens) + 0.25 mL deadspace | Clinical manifestations of immediate hypersensitivity (allergic) diseases are caused by the release of proinflammatory mediators (histamine, leukotrienes, and prostaglandins) from IgE-sensitized effector cells (mast cells and basophils) when cell-bound IgE antibodies interact with an allergen. In vitro serum testing for IgE antibodies provides an indication of the immune response to allergens that may be associated with allergic disease. The allergens chosen for testing often depend upon the age of the patient, history of allergen exposure, season of the year, and clinical manifestations. In individuals predisposed to develop allergic disease, the sequence of sensitization and clinical manifestations proceed as follows: eczema and respiratory disease (rhinitis and bronchospasm) in infants and children less than 5 years due to food sensitivity (milk, egg, soy, and wheat proteins) followed by respiratory disease (rhinitis and asthma) in older children and adults due to sensitivity to inhalant allergens (dust mite, mold, and pollen inhalants). | Class,IgE kU/L,Interpretation, 0,<0.10,Negative, 0/1,0.10-0.34,Borderline/equivocal, 1,0.35-0.69,Equivocal, 2,0.70-3.49,Positive, 3,3.50-17.4,Positive, 4,17.5-49.9,Strongly positive, 5,50.0-99.9,Strongly positive, 6,> or =100,Strongly positive, | Detection of IgE antibodies in serum (class 1 or greater) indicates an increased likelihood of allergic disease as opposed to other etiologies and defines the allergens that may be responsible for eliciting signs and symptoms. The level of IgE antibodies in serum varies directly with the concentration of IgE antibodies expressed as a class score or kU/L. | Testing for IgE antibodies is not useful in patients previously treated with immunotherapy to determine if residual clinical sensitivity exists or in patients in whom the medical management does not depend upon identification of allergen specificity. Some individuals with clinically insignificant sensitivity to allergens may have measurable levels of IgE antibodies in serum, and test results must be interpreted in the clinical context. False-positive results for IgE antibodies may occur in patients with markedly elevated serum IgE (>2500 kU/L) due to nonspecific binding to allergen solid phases. | Homburger HA, Hamilton RG: Allergic diseases. In: McPherson RA, Pincus MR, eds. Henry's Clinical Diagnosis and Management by Laboratory Methods. 23rd ed. Elsevier; 2017:1057-1070 | Specific IgE from the patient's serum reacts with the allergen of interest, which is covalently coupled to an ImmunoCAP. After washing away nonspecific IgE, enzyme-labeled anti-IgE antibody is added to form a complex. After incubation, unbound anti-IgE is washed away, and the bound complex incubated with a developing agent. After stopping the reaction, the fluorescence of the eluate is measured. Fluorescence is proportional to the amount of specific IgE present in the patient's sample (ie, the higher the fluorescence value, the more IgE antibody is present).(Package insert: ImmunoCAP System Specific IgE FEIA. Phadia; Rev 06/2020) | Same day/1 to 3 days | 14 days | This test has been cleared, approved, or is exempt by the US Food and Drug Administration and is used per manufacturer's instructions. Performance characteristics were verified by Mayo Clinic in a manner consistent with CLIA requirements. | 86003 | Mugwort, IgE | 6183-8 | MUG | Mugwort, IgE | 6183-8
MULB | Mulberry, IgE, Serum | Establishing a diagnosis of an allergy to mulberry Defining the allergen responsible for eliciting signs and symptoms Identifying allergens: -Responsible for allergic response and/or anaphylactic episode -To confirm sensitization prior to beginning immunotherapy -To investigate the specificity of allergic reactions to insect venom allergens, drugs, or chemical allergens | Fluorescence Enzyme Immunoassay (FEIA) | Yes | Mulberry, IgE | Serum | Collection Container/Tube: Preferred:Serum gel Acceptable:Red top Submission Container/Tube:Plastic vial Specimen Volume:0.5 mL for every 5 allergens requested Collection Instructions:Centrifuge and aliquot serum into a plastic vial. | For 1 allergen: 0.3 mL For more than 1 allergen: (0.05 mL x number of allergens) + 0.25 mL deadspace | Clinical manifestations of immediate hypersensitivity (allergic) diseases are caused by the release of proinflammatory mediators (histamine, leukotrienes, and prostaglandins) from IgE-sensitized effector cells (mast cells and basophils) when cell-bound IgE antibodies interact with an allergen. In vitro serum testing for IgE antibodies provides an indication of the immune response to allergens that may be associated with allergic disease. The allergens chosen for testing often depend upon the age of the patient, history of allergen exposure, season of the year, and clinical manifestations. In individuals predisposed to develop allergic disease, the sequence of sensitization and clinical manifestations proceed as follows: eczema and respiratory disease (rhinitis and bronchospasm) in infants and children less than 5 years due to food sensitivity (milk, egg, soy, and wheat proteins) followed by respiratory disease (rhinitis and asthma) in older children and adults due to sensitivity to inhalant allergens (dust mite, mold, and pollen inhalants). | Class,IgE kU/L,Interpretation, 0,<0.10,Negative, 0/1,0.10-0.34,Borderline/equivocal, 1,0.35-0.69,Equivocal, 2,0.70-3.49,Positive, 3,3.50-17.4,Positive, 4,17.5-49.9,Strongly positive, 5,50.0-99.9,Strongly positive, 6,> or =100,Strongly positive, | Detection of IgE antibodies in serum (class 1 or greater) indicates an increased likelihood of allergic disease as opposed to other etiologies and defines the allergens that may be responsible for eliciting signs and symptoms. The level of IgE antibodies in serum varies directly with the concentration of IgE antibodies expressed as a class score or kU/L. | Testing for IgE antibodies is not useful in patients previously treated with immunotherapy to determine if residual clinical sensitivity exists or in patients in whom the medical management does not depend upon identification of allergen specificity. Some individuals with clinically insignificant sensitivity to allergens may have measurable levels of IgE antibodies in serum, and test results must be interpreted in the clinical context. False-positive results for IgE antibodies may occur in patients with markedly elevated serum IgE (>2500 kU/L) due to nonspecific binding to allergen solid phases. | Homburger HA, Hamilton RG: Allergic diseases. In: McPherson RA, Pincus MR, eds. Henry's Clinical Diagnosis and Management by Laboratory Methods. 23rd ed.Elsevier; 2017:1057-1070 | Specific IgE from the patient's serum reacts with the allergen of interest, which is covalently coupled to an ImmunoCAP. After washing away nonspecific IgE, enzyme-labeled anti-IgE antibody is added to form a complex. After incubation, unbound anti-IgE is washed away, and the bound complex incubated with a developing agent. After stopping the reaction, the fluorescence of the eluate is measured. Fluorescence is proportional to the amount of specific IgE present in the patient's sample (ie, the higher the fluorescence value, the more IgE antibody is present).(Package insert: ImmunoCAP System Specific IgE FEIA. Phadia; Rev 06/2020) | Same day/1 to 3 days | 14 days | This test has been cleared, approved, or is exempt by the US Food and Drug Administration and is used per manufacturer's instructions. Performance characteristics were verified by Mayo Clinic in a manner consistent with CLIA requirements. | 86003 | Mulberry, IgE | 6281-0 | MULB | Mulberry, IgE | 6281-0
RETZZ | Multiple Endocrine Neoplasia Type 2 Syndrome, RET, Full Gene Analysis, Varies | Evaluating patients with a personal or family history suggestive of a multiple endocrine neoplasia type 2 (MEN2) or Hirschsprung disease (HSCR) Establishing a diagnosis of MEN2 or HSCR allowing for targeted cancer surveillance based on associated risks Identifying variants within genes known to be associated with MEN2 or HSCR allowing for predictive testing of at-risk family members | Sequence Capture and Targeted Next-Generation Sequencing (NGS) followed by Polymerase Chain Reaction (PCR) and Sanger Sequencing. | Yes | RET Full Gene Analysis | Varies | Patient Preparation:A previous bone marrow transplant from an allogenic donor will interfere with testing.For instructions for testing patients who have received a bone marrow transplant, call 800-533-1710. Specimen Type:Whole blood Container/Tube: Preferred:Lavender top (EDTA) or yellow top (ACD) Acceptable:Any anticoagulant Specimen Volume:3 mL Collection Instructions: 1. Invert several times to mix blood. 2. Send whole blood specimen in original tube.Do notaliquot. Specimen Stability Information:Ambient (preferred) 4 days/Refrigerated Additional Information: To ensure minimum volume and concentration of DNA is met, the preferred volume of blood must be submitted. Testing may be canceled if DNA requirements are inadequate. | 1 mL | Variants in theRETproto-oncogene are associated with two distinct and, in rare cases, overlapping clinical syndromes: multiple endocrine neoplasia type 2 (MEN2) and Hirschsprung disease (HSCR).(1) MEN2: MEN2 is an autosomal dominant cancer syndrome, which has classically been divided into 3 subtypes: MEN2A, MEN2B, and familial medullary thyroid carcinoma (FMTC). The characteristic features of MEN2A include medullary thyroid carcinoma (MTC), pheochromocytoma, and primary hyperparathyroidism.(1-3) MEN2B is characterized by early-onset MTC, pheochromocytoma, mucosal neuromas, and distinctive facies with enlarged lips. Other features of MEN2B include enlarged nerves of the gastrointestinal tract (ganglioneuromatosis), marfanoid habitus, hypotonia, and corneal nerve thickening.(1-3) FMTC has traditionally been diagnosed in families of MTC in the absence of pheochromocytoma or parathyroid involvement. All MEN2 subtypes are inherited in an autosomal dominant inheritance pattern. The National Comprehensive Cancer Network and the American Thyroid Association provide recommendations regarding the medical management of individuals with MEN2 syndrome.(1,4) HSCR: HSCR, also known as aganglionic megacolon, is a congenital disorder of impaired intestinal motility.(1,5,6) Variable lengths of the colon may be affected, resulting in either total aganglionosis, long-segment HSCR, or short-segment HSCR. HSCR affects approximately 1 in 5000 live births and is resolved via surgical intervention.(1,5,6) HSCR can result from chromosome abnormalities, single gene disorders (both syndromic and non-syndromic), a combination of variants in multiple genes, and unknown causes.(1,5,6) However, disease-causingRETvariants are considered the most common cause of HSCR cases, particularly in families with multiple cases of HSCR and long-segment disease.(1,5,6) It has been reported that up to 50% of familial cases of HSCR and up to 33% of sporadic HSCR cases are due toRETgermline variants.(1,5,6) While gain-of-function variants inRETare typically associated with MEN2, loss-of-function variants have been reported in patients with HSCR including full or partialRETgene deletions.(1) In addition to clearly disease-causingRETvariants that cause HSCR, additional benign variants inRET(which may not be causative in themselves) confer increased susceptibility to HSCR.(1) | An interpretive report will be provided. | All detected variants are evaluated according to American College of Medical Genetics and Genomics recommendations.(7) Variants are classified based on known, predicted, or possible pathogenicity and reported with interpretive comments detailing their potential or known significance. | Clinical Correlations: Test results should be interpreted in the context of clinical findings, family history, and other laboratory data. Misinterpretation of results may occur if the information provided is inaccurate or incomplete. If testing was performed because of a clinically significant family history, it is often useful to first test an affected family member. Detection of a reportable variant in an affected family member would allow for more informative testing of at-risk individuals. To discuss the availability of additional testing options or for assistance in the interpretation of these results, contact the Mayo Clinic Laboratories genetic counselors at 800-533-1710. Technical Limitations: Next-generation sequencing may not detect all types of genomic variants. In rare cases, false-negative or false-positive results may occur. The depth of coverage may be variable for some target regions; assay performance below the minimum acceptable criteria or for failed regions will be noted. Given these limitations, negative results do not rule out the diagnosis of a genetic disorder. If a specific clinical disorder is suspected, evaluation by alternative methods can be considered. There may be regions of genes that cannot be effectively evaluated by sequencing or deletion and duplication analysis as a result of technical limitations of the assay, including regions of homology, high guanine-cytosine (GC) content, and repetitive sequences. Confirmation of select reportable variants will be performed by alternate methodologies based on internal laboratory criteria. This test is validated to detect 95% of deletions up to 75 base pairs (bp) and insertions up to 47 bp.Deletions-insertions (delins)of 40 or more bp, including mobile element insertions, may be less reliably detected than smaller delins. Deletion/Duplication Analysis: This analysis targets single and multi-exon deletions/duplications; however, in some instances, single exon resolution cannot be achieved due to isolated reduction in sequence coverage or inherent genomic complexity. Balanced structural rearrangements (such as translocations and inversions) may not be detected. This test is not designed to detect low levels of mosaicism or to differentiate between somatic and germline variants. If there is a possibility that any detected variant is somatic, additional testing may be necessary to clarify the significance of results. For detailed information regarding gene specific performance and technical limitations, see Method Description or contact a laboratory genetic counselor at 800-533-1710. If the patient has had an allogeneic hematopoietic stem cell transplant or a recent blood transfusion, results may be inaccurate due to the presence of donor DNA. Call Mayo Clinic Laboratories for instructions for testing patients who have received a bone marrow transplant. Reclassification of Variants: Currently, it is not standard practice for the laboratory to systematically review previously classified variants on a regular basis. The laboratory encourages healthcare providers to contact the laboratory at any time to learn how the classification of a particular variant may have changed over time. Variant Evaluation: Evaluation and categorization of variants are performed using published American College of Medical Genetics and Genomics and the Association for Molecular Pathology recommendations as a guideline.(7) Other gene-specific guidelines may also be considered. Variants are classified based on known, predicted, or possible pathogenicity and reported with interpretive comments detailing their potential or known significance. Variants classified as benign or likely benign are not reported. Multiple in silico evaluation tools may be used to assist in the interpretation of these results. The accuracy of predictions made by in silico evaluation tools is highly dependent upon the data available for a given gene, and periodic updates to these tools may cause predictions to change over time. Results from in silico evaluation tools should be interpreted with caution and professional clinical judgment. Rarely, incidental or secondary findings may implicate another predisposition or presence of active disease. Incidental findings may include, but are not limited to, results related to the sex chromosomes. These findings will be carefully reviewed to determine whether they will be reported. | 1. Eng C: Multiple endocrine neoplasia type 2. In: Adam MP, Everman DB, Mirzaa GM, et al, eds. GeneReviews [Internet]. University of Washington, Seattle; 1999. Updated August 10, 2023. Accessed April 26, 2024. Available at www.ncbi.nlm.nih.gov/books/NBK1257/ 2.Wells SA Jr, Asa SL, Dralle H, et al. Revised American Thyroid Association guidelines for the management of medullary thyroid carcinoma. Thyroid. 2015;25(6):567-610. doi:10.1089/thy.2014.0335 3. Moline J, Eng C: Multiple endocrine neoplasia type 2: an overview. Genet Med. 2011;13(9):755-764 4. Haddad RI, Nasr C, Bischoff L, et al. NCCN guidelines insights: Thyroid carcinoma, version 2.2018. J Natl Compr Canc Netw. 2018;16(12):1429-1440 5. Ruiz-Ferrer M, Fernandez RM, Antinolo G, et al. A complex additive model of inheritance for Hirschsprung disease is supported by both RET mutations and predisposing RET haplotypes. Genet Med. 2006;8(11):704-710 6. de Pontual L, Pelet A, Trochet D, et al. Mutations of the RET gene in isolated and syndromic Hirschsprung's disease in human disclose major and modifier alleles at a single locus. J Med Genet. 2006;43(5):419-423 7. Richards S, Aziz N, Bale S, et al. Standards and guidelines for the interpretation of sequence variants: a joint consensus recommendation of the American College of Medical Genetics and Genomics and the Association for Molecular Pathology. Genet Med. 2015;17(5):405-424 | Next-generation sequencing (NGS) and/or Sanger sequencing are performed to test for the presence of variants in coding regions and intron/exon boundaries of theRETgene, as well as some other regions that have known disease-causing variants. The human genome reference GRCh37/hg19 build was used for sequence read alignment. At least 99% of the bases are covered at a read depth over 30X. Sensitivity is estimated at above 99% for single nucleotide variants, above 94% for deletion/insertions (delins) less than 40 base pairs (bp), above 95% for deletions up to 75 bp and insertions up to 47 bp. NGS and/or a polymerase chain reaction-based quantitative method is performed to test for the presence of deletions and duplications in theRETgene. There may be regions of the gene that cannot be effectively evaluated by sequencing or deletion and duplication analysis as a result of technical limitations of the assay, including regions of homology, high guanine-cytosine (GC) content, and repetitive sequences.(Unpublished Mayo method) The reference transcript forRETgene is NM_020975.6. Reference transcript numbers may be updated due to transcript re-versioning. Always refer to the final patient report for gene transcript information referenced at the time of testing. Confirmation of select reportable variants may be performed by alternate methodologies based on internal laboratory criteria. | 14 to 21 days | Whole blood: 2 weeks (if available); Extracted DNA: 3 months | This test was developed and its performance characteristics determined by Mayo Clinic in a manner consistent with CLIA requirements. It has not been cleared or approved by the US Food and Drug Administration. | 81406 | RET Full Gene Analysis | 101386-1 | 614850 | Released By | 18771-6
MRDMR | Multiple Myeloma Minimal Residual Disease by Flow Cytometry, Bone Marrow | Detecting low level (minimal residual disease) myeloma cells after therapy to confirm remission has been achieved | Only orderable as a reflex. For more information see MSMRD / Myeloma Stratification and Risk-Adapted Therapy with Reflex to Minimal Residual Disease, Bone Marrow Immunophenotyping | Yes | Multiple Myeloma MRD by Flow, BM | Bone Marrow | Only orderable as a reflex. For more information see MSMRD / Myeloma Stratification and Risk-Adapted Therapy with Reflex to Minimal Residual Disease, Bone Marrow Specimen Type:Redirected bone marrow Container/Tube: Preferred:Yellow top(ACD solution A or B) Acceptable:Lavender top (EDTA) Specimen Volume:4 mL | 2 mL | Multiple myeloma is an incurable malignant neoplasm of plasma cells. One of the best prognostic factors in multiple myeloma is the level of minimal residual disease post chemotherapy or autologous stem cell transplantation. The greater depth of the response (less malignant cells present), the longer time to progression and overall survival.(1) | Only orderable as a reflex. For more information see MSMRD / Myeloma Stratification and Risk-Adapted Therapy with Reflex to Minimal Residual Disease, Bone Marrow An interpretive report will be provided. | The interpretation of the test is done by evaluating automated and manually gated populations to isolate abnormal plasma cells. If there is an abnormal plasma cell population (cluster of 20 cells or more), then the result is minimal residual disease (MRD)-positive, with the percentage of abnormal plasma cells out of total analyzed events. If no abnormal population is found, then the result will be interpreted as MRD-negative. This test will be processed as a laboratory consultation. An interpretation of the immunophenotypic findings and correlation with the previous patient history will be provided by a hematopathologist for every case. | There are situations in which current gating strategies are insufficient to identify abnormal plasma cells. This can occur if the abnormal plasma cells do not phenotypically differ from normal plasma cells. In addition, in patients who have undergone therapeutic antibody treatment (anti-CD38, for example), decreased antigen expression on plasma cells may interfere with the gating strategy. | 1. Martinez-Lopez J, Lahuerta JJ, Pepin F, et al. Prognostic value of deep sequencing method for minimal residual disease detection in multiple myeloma. Blood. 2014 May;123(20):3073-3079 2. Rawstron AC, Child JA, de Tute RM, et al. Minimal residual disease assessed by multiparameter flow cytometry in multiple myeloma: impact on outcome in the medical research council myeloma IX Study. J Clin Oncol. 2013;31(20):2540-2547 3.Roschewski M, Stetler-Stevenson M, Yuan C, et al. Minimal residual disease: What are the minimum requirements? J Clin Oncol. 2014 Feb 10;32(5):475-476 4. Stetler-Stevenson M, Paiva B, Stoolman L, et al. Consensus guidelines for myeloma minimal residual disease sample staining and data acquisition. Cytometry B Clin Cytom. 2016;90(1):26-30 doi: 10.1002/cyto.b.21249 5. Callander NS, Baljevic M, Adekola K, et al. NCCN Guidelines Insights: Multiple Myeloma, Version 3.2022. J Natl Compr Canc Netw. 2022;20(1):8-19. doi:10.6004/jnccn.2022.0002 | Flow cytometric immunophenotyping for minimal residual disease (MRD) of bone marrow is performed using the following antibodies: Tube 1: CD138, CD27, CD38, CD56, CD45, CD19, CD117, and CD81. Tube 2: CD138, CD27, CD38, CD56, CD45, CD19, cyKappa, and cyLambda. Abnormal plasma cell populations are detected through demonstrating CD38 (multi-epitope) and CD138 positivity along with immunoglobulin light chain restriction (ie, the presence of either predominately kappa or lambda immunoglobulin light chains) and abnormality of CD56, CD117, CD27, CD81, CD19 and/or CD45 expression. The sensitivity of this assay is conservatively estimated to be 0.001% (1 x 10[-5]) with a minimum number of 2 x 10(-6) total events collected, and an abnormal plasma cell immunophenotype detected in a cluster of at least 20 cells and can be as high as 0.0002% (2 x 10[-6]). The sensitivity of the assay will be lower in samples with less than 2 x 10(-6) total events acquired. The validated limit of detection (sensitivity) meets the current National Comprehensive Cancer Network, International Myeloma Working Group, and EuroFlow guidelines for MRD assessment by flow cytometry in multiple myeloma.The percentage of clonal plasma cells estimated by flow cytometry is affected by specimen processing and antigen loss with specimen aging. MRD reporting is affected by sample volume and cellularity.(Unpublished Mayo method) | 2 to 4 days | 14 days | This test was developed and its performance characteristics determined by Mayo Clinic in a manner consistent with CLIA requirements. It has not been cleared or approved by the US Food and Drug Administration. | 88184-Flow Cytometry; first cell surface, cytoplasmic or nuclear marker88185 x 9-Flow Cytometry; additional cell surface, cytoplasmic or nuclear marker88188-Flow Cytometry Interpretation, 9 to 15 Markers | Multiple Myeloma MRD by Flow, BM | 93022-2 | 614590 | Final Diagnosis | 74226-2
MRDMM | Multiple Myeloma Minimal Residual Disease, Flow Cytometry, Bone Marrow | Detecting low level (minimal residual disease) myeloma cells after therapy. | Immunophenotyping for Minimal Residual Disease (MRD) | Yes | Multiple Myeloma MRD by Flow, BM | Bone Marrow | Specimen Type:Redirected bone marrow Container/Tube: Preferred:Yellow top(ACD solution A or B) Acceptable:Lavender top (EDTA) Specimen Volume:4 mL | 2 mL | Multiple myeloma is an incurable malignant neoplasm of plasma cells. One of the best prognostic factors in multiple myeloma is the level of minimal residual disease post chemotherapy or autologous stem cell transplantation. The greater depth of the response (less malignant cells present), the longer time to progression and overall survival.(1) | An interpretive report will be provided. | The interpretation of the test is done by evaluating automated and manually gated populations to isolate abnormal plasma cells. If there is an abnormal plasma cell population (cluster of 20 cells or more), then the result is minimal residual disease (MRD)-positive, with the percentage of abnormal plasma cells out of total analyzed events. If no abnormal population is found, then the result will be interpreted as MRD-negative. This test will be processed as a laboratory consultation. An interpretation of the immunophenotypic findings and correlation with the previous patient history will be provided by a hematopathologist for every case. | There are situations in which current gating strategies are insufficient to identify abnormal plasma cells. This can occur if the abnormal plasma cells do not phenotypically differ from normal plasma cells. In addition, in patients who have undergone therapeutic antibody treatment (anti-CD38, for example), decreased antigen expression on plasma cells may interfere with the gating strategy. | 1. Martinez-Lopez J, Lahuerta JJ, Pepin F, et al. Prognostic value of deep sequencing method for minimal residual disease detection in multiple myeloma. Blood. 2014;123(20):3073-3079 2. Rawstron AC, Child JA, de Tute RM, et al. Minimal residual disease assessed by multiparameter flow cytometry in multiple myeloma: impact on outcome in the medical research council myeloma IX Study. J Clin Oncol. 2013;31(20):2540-2547 3.Roschewski M, Stetler-Stevenson M, Yuan C, et al. Minimal residual disease: What are the minimum requirements? J Clin Oncol. 2014;32(5):475-476 4. Stetler-Stevenson M, Paiva B, Stoolman L, et al. Consensus guidelines for myeloma minimal residual disease sample staining and data acquisition. Cytometry B Clin Cytom. 2016;90(1):26-30. doi:10.1002/cyto.b.21249 5. Callander NS, Baljevic M, Adekola K, et al. NCCN Guidelines Insights: Multiple Myeloma, Version 3.2022. J Natl Compr Canc Netw. 2022;20(1):8-19. doi: 10.6004/jnccn.2022.0002 | Flow cytometric immunophenotyping for minimal residual disease (MRD) of bone marrow is performed using the following antibodies: Tube 1: CD138, CD27, CD38, CD56, CD45, CD19, CD117, and CD81. Tube 2: CD138, CD27, CD38, CD56, CD45, CD19, cyKappa, and cyLambda. Abnormal plasma cell populations are detected through demonstrating CD38 (multiepitope) and CD138 positivity along with immunoglobulin light chain restriction (ie, the presence of either predominately kappa or lambda immunoglobulin light chains) and abnormality of CD56, CD117, CD27, CD81, CD19 and/or CD45 expression. The sensitivity of this assay is conservatively estimated to be 0.001% (1 x 10[-5]) with a minimum number of 2 x 10(-6)total events collected, and an abnormal plasma cell immunophenotype detected in a cluster of at least 20 cells and can be as high as 0.0002% (2 x 10[-6]). The sensitivity of the assay will be lower in samples with less than 2 x 10(-6)total events acquired. The validated limit of detection (sensitivity) meets current National Comprehensive Cancer Network, International Myeloma Working Group, and EuroFlow guidelines for MRD assessment by flow cytometry in multiple myeloma.The percentage of clonal plasma cells estimated by flow cytometry is affected by specimen processing and antigen loss with specimen aging. MRD reporting is affected by sample volume and cellularity.(Unpublished Mayo method) | 2 to 4 days | 14 days | This test was developed and its performance characteristics determined by Mayo Clinic in a manner consistent with CLIA requirements. It has not been cleared or approved by the US Food and Drug Administration. | 88184-Flow Cytometry; first cell surface, cytoplasmic or nuclear marker88185 x 9-Flow Cytometry; additional cell surface, cytoplasmic or nuclear marker88188-Flow Cytometry Interpretation, 9 to 15 Markers | Multiple Myeloma MRD by Flow, BM | 93022-2 | 615798 | Patient / Sample Theoretical LOQ | 101128-7
MSP3 | Multiple Sclerosis (MS) Profile, Serum and Spinal Fluid | Diagnosing multiple sclerosis, especially helpful in patients with equivocal clinical or radiological findings | KCSFP: Nephelometry OLIGC, OLIGS: Isoelectric Focusing (IEF) with IgG Immunoblot Detection | Yes | Multiple Sclerosis Profile | Kappa free light-chain testing will be performed by nephelometry on cerebral spinal fluid (CSF) samples. When kappa free light-chain testing indicates either borderline or positive results (> or =0.0600 mg/dL), the oligoclonal banding tests will be performed at an additional charge. If the time of testing exceeds the specimen stability for oligoclonal banding tests, only kappa free light-chain testing will be performed. Kappa free light-chain testing will only be performed up to specimen stability. | Both serum and spinal fluid are required.Spinal fluid must be obtained within 1 week of serum collection. Specimen Type:Spinal fluid Container/Tube:Sterile vial Specimen Volume:1 mL Collection Instructions:Label specimen as spinal fluid. Specimen Type:Serum Collection Container/Tube: Preferred:Serum gel Acceptable:Red top Submission Container/Tube:Plastic vial Specimen Volume:1 mL Collection Instructions: 1. Centrifuge and aliquot serum into a plastic vial within 2 hours of collection. 2. Label specimen as serum. | Serum, Spinal fluid: 0.5 mL | Multiple sclerosis (MS) is a chronic inflammatory demyelinating disease characterized by visual, motor, and sensory disturbances. The diagnosis of MS is dependent on clinical, radiological, and laboratory findings. The detection of increased intrathecal immunoglobulin synthesis is the basis for current diagnostic laboratory tests for MS. These tests include the kappa free light chain detection incerebrospinal fluid(CSF) and CSF oligoclonal band detection. | KAPPA FREE LIGHT CHAIN Medical decision point: 0.1000 mg/dL Positive: > or =0.1000 mg/dL Borderline: 0.0600 mg/dL-0.0999 mg/dL Negative <0.0600 mg/dL OLIGOCLONAL BANDS: <2 bands | When result is less than 0.0600 mg/dL, the kappa free light-chain concentration measured incerebrospinal fluid (CSF) is lower than the threshold associated with demyelinating disease. This is a negative result. Testing for oligoclonal banding is not performed. Clinical correlation is recommended. When result is between 0.0600 and 0.0999 mg/dL, this is a borderline result. These findings are not specific for multiple sclerosis (MS) because CSF-specific immunoglobulin synthesis may also be detected in patients with other neurologic diseases (infectious, inflammatory, cerebrovascular, autoimmune, and paraneoplastic). Clinical correlation is recommended. Automatic reflexing to oligoclonal bands will occur. When result is 0.1000 mg/dL or more, the kappa free light chain concentration measured in CSF is at or greater than the threshold associated with demyelinating disease. This is a positive result. These findings, however, are not specific for MS because CSF-specific immunoglobulin synthesis may also be detected in patients with other neurologic diseases (infectious, inflammatory, cerebrovascular, autoimmune, and paraneoplastic). Clinical correlation is recommended. Automatic reflexing to oligoclonal bands will occur. A Mayo Clinic study published in 2018 with 325 patients suggested that a kappa free light-chain concentration in CSF greater than or equal to 0.06 mg/dL has 92% clinical sensitivity for the diagnosis of MS.(1) A second, larger Mayo Clinic study with 1355 patients published in 2021 showed that a kappa CSF concentration greater than or equal to 0.06 mg/dL had approximately 89% sensitivity. When kappa value was greater than or equal to 0.1 mg/dL, it had similar sensitivity (87%) to the finding of two unique CSF oligoclonal bands (89%).(2) Given the difference in thresholds based on these studies and highest sensitivity at the threshold of 0.06 mg/dL, any CSF kappa free light-chain result greater than or equal to 0.06 mg/dL will reflex to oligoclonal banding when the multiple sclerosis profile test is ordered. When the oligoclonal band assay detects 2 or more unique IgG bands in the CSF, the result is positive. CSF is used in the diagnosis of MS by identifying increased intrathecal IgG synthesis qualitatively (oligoclonal bands). The presence of 2 or more unique CSF oligoclonal bands was reintroduced as one of the diagnostic criteria for MS in the 2017 revised McDonald criteria. These findings, however, are not specific for MS as CSF-specific IgG synthesis may also be found in patients with other neurologic diseases including infectious, inflammatory, cerebrovascular, and paraneoplastic disorders. Clinical correlation is recommended. | Increased intrathecal immunoglobulin synthesis may occur in other inflammatory central nervous system diseases, and therefore, these assays are not specific for multiple sclerosis. | 1. McGinley MP, Goldschmidt CH, Rae-Grant AD: Diagnosis and treatment of multiple sclerosis: A review. JAMA. 2021;325(8):765-779. doi: 10.1001/jama.2020.26858 2. Hegen H, Walde J, Milosavljevic D, et al: Free light chains in the cerebrospinal fluid. Comparison of different methods to determine intrathecal synthesis. Clin Chem Lab Med. 2019;57(10):1574-1586. doi: 10.1515/cclm-2018-1300 3. Thompson AJ, Banwell BL, Barkhof F, et al: Diagnosis of multiple sclerosis: 2017 revisions of the McDonald criteria. Lancet Neurol. 2018;17(2):162-173 4. Gurtner KM, Shosha E, Bryant SC, et al: CSF free light chain identification of demyelinating disease: comparison with oligoclonal banding and other CSF indexes.Clin Chem Lab Med. 2018;56:1071-1080 5. Saadeh RS, Bryant SC, McKeon A, et al: CSF kappa free light chains: cutoff validation for diagnosing multiple sclerosis. Mayo Clin Proc. 2022;97(4):738-751. doi: 10.1016/j.mayocp.2021.09.014 6. Hegen H, Zinganell A, Auer M, Deisenhammer F: The clinical significance of single or double bands in cerebrospinal fluid isoelectric focusing. A retrospective study and systematic review. PLoS One. 2019;14(4):e0215410. doi: 10.1371/journal.pone.0215410 7. Deisenhammer F, Zetterberg H, Fitzner B, Zettl UK: The Cerebrospinal fluid in multiple sclerosis. Front Immunol. 2019;10:726. doi: 10.3389/fimmu.2019.00726 8. Susse M, Hannich M, Petersmann A, et al: Kappa free light chains in cerebrospinal fluid to identify patients with oligoclonal bands. Eur J Neurol. 2018;25(9):1134-1139. doi: 10.1111/ene.13667 | Kappa Free Light Chain: Kappa free light chain is measured by nephelometric method in which the light scattered onto the antigen-antibody complexes is measured. The intensity of the measured scattered light is proportional to the amount of antigen-antibody complexes in the sample under certain conditions. Antigen-antibody complexes are formed when a sample containing antigen and the corresponding antiserum are put into a cuvette. A light beam is generated with a light emitting diode , which is transmitted through the cuvette. The light is scattered onto the immuno-complexes that are present. An antigen-antibody complex is formed in the final measurement. The result is calculated by subtracting the value of the final measurement from the initial measurement. The distribution of intensity of the scattered light depends on the ratio of the particle size of the antigen-antibody complexes to the radiated wavelength.(Instruction manual: Siemens Nephelometer II. Siemens, Inc; Version 2.3, 2008; Addendum to the Instruction Manual 2.3, 08/2017) Oligoclonal Banding: The oligoclonal bandingassay requires paired cerebrospinal fluid (CSF) and serum samples. Unconcentrated CSF and diluted serum are electrophoresed by isoelectric focusing. The separated IgG bands are visualized by an IgG immunoblot, and oligoclonal bands that are present in the CSF and not in the serum are reported. The assay uses reagents from Helena Laboratories.( Saadeh RS, Ramos PA, Algeciras-Schimnich A, Flanagan EP, Pittock SJ, Willrich MA. An Update on Laboratory-Based Diagnostic Biomarkers for Multiple Sclerosis and Beyond. Clin Chem. 2022;68(9):1134-1150. doi:10.1093/clinchem/hvac061) | 3 to 5 days | 14 days | This test has been modified from the manufacturer's instructions. Its performance characteristics were determined by Mayo Clinic in a manner consistent with CLIA requirements. This test has not been cleared or approved by the US Food and Drug Administration. | 8352183916 x2 (if appropriate) | Multiple Sclerosis Profile | 100757-4 | XSRM | Additional sample for Reflex OLIGS | No LOINC Needed
MSDBS | Multiple Sulfatase Deficiency, Blood Spot | Supporting the biochemical diagnosis of multiple sulfatase deficiency This test isnot useful forcarrier detection. | Liquid Chromatography Tandem Mass Spectrometry (LC-MS/MS) | Yes | Multiple sulfatase deficiency, BS | If results are normal, testing is complete. | Submit only 1 of the following specimen types: Preferred: Specimen Type:Blood spot Supplies:Card-Blood Spot Collection (Filter Paper) (T493) Container/Tube: Preferred:Blood Spot Collection Card Acceptable:Whatman Protein Saver 903 Paper, PerkinElmer 226 filter paper, Munktell filter paper, or blood collected in tubes containing ACD or EDTA and dried on filter paper. Specimen Volume:2 Blood spots Collection Instructions: 1. An alternative blood collection option for a patient 1 year of age or older is a fingerstick.For detailed instructions,seeHow to Collect Dried Blood Spot Samples. 2. At least 2 spots should be complete (ie, unpunched). 3. Let blood dry on filter paper at room temperature in a horizontal position for a minimum of 3 hours. 4. Do not expose specimen to heat or direct sunlight. 5. Do not stack wet specimens. 6. Keep specimen dry. Specimen Stability Information:Refrigerated (preferred) 60 days/Ambient 7 days/Frozen 60 days Additional Information: 1. For collection instructions, seeBlood Spot Collection Instructions 2. For collection instructions in Spanish, seeBlood Spot Collection Card-Spanish Instructions(T777) 3. For collection instructions in Chinese, seeBlood Spot Collection Card-Chinese Instructions(T800) Acceptable: Specimen Type:Whole Blood Container/Tube: Preferred:Lavender top (EDTA) Acceptable:Yellow top (ACD) Specimen Volume:2 mL Collection Instructions:Send whole blood specimen in original tube. Do not aliquot. Specimen Stability Information:Refrigerate (preferred) 7 days/Ambient 48 hours | Blood Spots: 1 Whole Blood: 0.5 mL | Multiple sulfatase deficiency (MSD) is a rare autosomal recessive lysosomal disorder caused by mutations in the sulfatase-modifying factor 1 (SUMF1) gene. SUMF1 encodes for a formylglycine-generating enzyme that performs a critical posttranslational modification necessary for activation of all human sulfatases, including arylsulfatase A and B. The clinical features of MSD encompass symptoms of every single sulfatase deficiency, including metachromatic leukodystrophy (MLD), the mucopolysaccharidoses, X-linked ichthyosis, and chondrodysplasia punctata type I. Age of onset and clinical severity are variable and correspond with the level of residual enzyme activity. A severe neonatal form of MSD closely overlaps the clinical presentation of the mucopolysaccharidoses, but it is often fatal within 1 year. Late-infantile MSD (onset 0-2 years) accounts for most cases and is characterized by a clinical presentation similar to MLD. A diagnostic workup for MSD demonstrates reduced enzyme activity of several sulfatase enzymes including those on this panel (iduronate-2-sulfatase, heparan sulfate sulfatase, galactosamine-6-sulfate sulfatase, and arylsulfatase B). Individuals with MSD typically have an increased urinary excretion of sulfatides as well as increased urinary glycosaminoglycans, therefore a combined analysis of urine ceramide trihexoside, mucopolysaccharides, oligosaccharides, and sulfatides (LSDS/ Lysosomal Storage Disorders Screen, Random, Urine) may support a diagnosis. Molecular genetic analysis of theSUMF1gene (CGPH / Custom Gene Panel, Hereditary, Next-Generation Sequencing, Varies; specify Gene List ID: IEMCP-PCUBX1) allows for detection of disease-causing variants in affected patients and subsequent carrier detection in relatives. | Iduronate-2-sulfatase: >4.30 nmol/mL/hour Heparan-N-sulfatase: >0.06 nmol/mL/hour N-acetylgalactosamine-6-sulfatase: >0.70 nmol/mL/hour An interpretive report will be provided. | Abnormal results are not sufficient to establish a diagnosis of a particular disease. To verify a preliminary diagnosis based on this assay, additional biochemical or molecular genetic analyses are required. When abnormal results are detected, a detailed interpretation is given, including an overview of the results and of their significance, a correlation to available clinical information, elements of differential diagnosis, recommendations for additional biochemical testing, and in vitro, confirmatory studies (enzyme assay, molecular genetic analysis), and a phone number to reach one of the laboratory directors in case the referring physician has additional questions. | Individuals with pseudodeficiency alleles can show reduced enzyme activity. Carrier status (heterozygosity) for these conditions cannot be reliably detected. | 1. Neufeld EF, Muenzer J. The mucopolysaccharidoses. In: Valle DL, Antonarakis S, Ballabio A, Beaudet AL, Mitchell GA. eds. The Online Metabolic and Molecular Bases of Inherited Disease. McGraw-Hill; Accessed July 14, 2023. https://ommbid.mhmedical.com/content.aspx?bookid=2709&sectionid=225544161 2. Hopwood JJ, Ballabio A. Multiple sulfatase deficiency and the nature of the sulfatase family. In: Valle DL, Antonarakis S, Ballabio A, Beaudet AL, Mitchell GA. eds. The Online Metabolic and Molecular Bases of Inherited Disease. McGraw-Hill; Accessed July 14, 2023. https://ommbid.mhmedical.com/content.aspx?bookid=2709&sectionid=225546905 | One dried blood spot sample (DBS) is incubated with a mix of substrate and internal standard (IS) for iduronate 2-sulfatase, heparan N-sulfatase, alpha-N-acetylglucosaminidase, N-acetylgalactosamine-sulfate, beta-galactosidase, arylsulfatase B, beta-glucuronidase, and tripeptidyl peptidase 1. A second DBS sample is incubated with a mix of substrate and IS for acetyl-CoA:alpha-glucosaminide N-acetyltransferase; and a third DBS sample with a mix of substrate and IS for palmitoyl-protein thioesterase 1. Following overnight incubation, the samples are combined, extracted by liquid-liquid extraction, and analyzed by tandem mass spectrometry.(Unpublished Mayo method) | 8 to 15 days | 1 year | This test was developed and its performance characteristics determined by Mayo Clinic in a manner consistent with CLIA requirements. It has not been cleared or approved by the US Food and Drug Administration. | 8265783864 (if appropriate) | Multiple sulfatase deficiency, BS | 104116-9 | 618429 | Reviewed By | 18771-6
MSDW | Multiple Sulfatase Deficiency, Leukocytes | Supporting the biochemical diagnosis of multiple sulfatase deficiency in whole blood specimens This test isnot useful forcarrier detection. | Liquid Chromatography Tandem Mass Spectrometry (LC-MS/MS) | Yes | Multiple sulfatase deficiency, WBC | Whole Blood ACD | Container/Tube: Preferred:Yellow top (ACD solution B) Acceptable:Yellow top (ACD solution A) or lavender top (EDTA) Specimen Volume:6 mL Collection Instructions:Send whole blood specimen in original tube.Do not aliquot. | 5 mL | Multiple sulfatase deficiency (MSD) is a rare autosomal recessive lysosomal disorder caused by mutations in the sulfatase-modifying factor 1 (SUMF1) gene. SUMF1 encodes for a formylglycine-generating enzyme that performs a critical posttranslational modification necessary for activation of all human sulfatases, including arylsulfatase A and B. The clinical features of MSD encompass symptoms of every single sulfatase deficiency, including metachromatic leukodystrophy (MLD), the mucopolysaccharidoses, X-linked ichthyosis, and chondrodysplasia punctata type I. Age of onset and clinical severity are variable and correspond with the level of residual enzyme activity. A severe neonatal form of MSD closely overlaps the clinical presentation of the mucopolysaccharidoses, but it is often fatal within 1 year. Late-infantile MSD (onset 0-2 years) accounts for most cases and is characterized by a clinical presentation similar to MLD. A diagnostic workup for MSD demonstrates reduced enzyme activity of several sulfatase enzymes including those on this panel (iduronate-2-sulfatase, heparan sulfate sulfatase, galactosamine-6-sulfate sulfatase, and arylsulfatase B). Individuals with MSD typically have an increased urinary excretion of sulfatides as well as increased urinary glycosaminoglycans, therefore a combined analysis of urine ceramide trihexoside, mucopolysaccharides, oligosaccharides, and sulfatides (LSDS/ Lysosomal Storage Disorders Screen, Random, Urine) may support a diagnosis. Molecular genetic analysis of theSUMF1gene (CGPH / Custom Gene Panel, Hereditary, Next-Generation Sequencing, Varies; specify Gene List ID: IEMCP-PCUBX1) allows for detection of disease-causing variants in affected patients and subsequent carrier detection in relatives. | Iduronate-2-sulfatase: >2.20 nmol/hour/mg protein Heparan-N-sulfatase: >0.13 nmol/hour/mg protein N-acetylglucosamine-6-sulfatase: >0.03 nmol/hour/mg protein N-acetylgalactosamine-6-sulfatase: >1.60 nmol/hour/mg protein An interpretive report will be provided. | Abnormal results are not sufficient to establish a diagnosis of a particular disease. To verify a preliminary diagnosis based on this assay, additional biochemical or molecular genetic analyses are required. When abnormalresults are detected, a detailed interpretation is given, including an overview of the results and of their significance, a correlation to available clinical information, elements of differential diagnosis, recommendations for additional biochemical testing, and in vitro, confirmatory studies (enzyme assay, molecular analysis), a phone number to reach one of the laboratory directors in case the referring physician has additional questions. | Individuals with pseudodeficiency alleles can show reduced enzyme activity. Carrier status (heterozygosity) cannot be reliably detected. | 1. Neufeld EF, Muenzer J. The mucopolysaccharidoses. In: Valle DL, Antonarakis S, Ballabio A, Beaudet AL, Mitchell GA. eds. The Online Metabolic and Molecular Bases of Inherited Disease. McGraw-Hill; Accessed July 14, 2023. https://ommbid.mhmedical.com/content.aspx?bookid=2709&sectionid=225544161 2. Hopwood JJ, Ballabio A. Multiple sulfatase deficiency and the nature of the sulfatase family. In: Valle DL, Antonarakis S, Ballabio A, Beaudet AL, Mitchell GA. eds. The Online Metabolic and Molecular Bases of Inherited Disease. McGraw-Hill; Accessed July 14, 2023. https://ommbid.mhmedical.com/content.aspx?bookid=2709&sectionid=225546905 | Leukocytes are incubated with four cocktail mixes: 1) substrate and internal standard (IS) for iduronate 2-sulfatase, heparan N-sulfatase, alpha-N-acetylglucosaminidase, N-acetylgalactosamine-sulfate, beta-galactosidase, arylsulfatase B, beta-glucuronidase, and tripeptidyl peptidase 1; 2) substrate and IS for acetyl-CoA:alpha-glucosaminide N-acetyltransferase; 3) substrate and IS for N-acetylglucosamine-6-sulfatase ; and 4) substrate and IS for palmitoyl-protein thioesterase 1 in 96-well plates. Following overnight incubation, the plates are combined and purified by liquid-liquid extraction. The extracts are evaporated, reconstituted with mobile phase, and analyzed by tandem mass spectrometry.(Unpublished Mayo method) | 8 to 15 days | WBC homogenate: 1 month | This test was developed and its performance characteristics determined by Mayo Clinic in a manner consistent with CLIA requirements. It has not been cleared or approved by the US Food and Drug Administration. | 82657 | Multiple sulfatase deficiency, WBC | 104073-2 | 618465 | Reviewed By | 18771-6
MUM1B | MUM-1/IRF4 Immunostain, Bone Marrow, Technical Component Only | Aiding in the identification of hematolymphoid neoplasms and melanomas | Immunohistochemistry (IHC) | Yes | Bone Marrow MUM-1/IRF4 IHC, T Only | For the initial technical component only immunohistochemical (IHC) stain performed, the appropriate bill-only test ID will be reflexed and charged (IHTOI). For each additional technical component only IHC stain performed, an additional bill-only test ID will be reflexed and charged (IHTOA). | Supplies:Immunostain Technical Only Envelope (T693) Specimen Type:Tissue Container/Tube:Immunostain Technical Only Envelope Preferred:2 Unstained positively charged glass slides (25- x 75- x 1-mm) per test ordered; sections 4-microns thick; B5 fixed, decalcified, paraffin-embedded bone marrow tissue Acceptable:B5 fixed, decalcified, paraffin-embedded bone marrow tissue block |  | MUM-1 (multiple myeloma oncogene-1), expressed by theIRF4gene, is seen in a subset of B cells in the light zone of the germinal center (representing late stages of B cell differentiation), plasma cells, activated T cells, and a variety of hematolymphoid neoplasms derived from these cells. Among non-hematolymphoid neoplasms, MUM-1 expression has been reported in melanomas. A separate protocol optimized for B5 fixed/decalcified bone marrow specimens has been validated. |  | This test does not include pathologist interpretation, only technical performance of the stain. If interpretation is required, order PATHC / Pathology Consultation for a full diagnostic evaluation or second opinion of the case. The positive and negative controls are verified as showing appropriate immunoreactivity and documentation is retained at Mayo Clinic Rochester. If a control tissue is not included on the slide, a scanned image of the relevant quality control tissue is available upon request, call 855-516-8404. Interpretation of this test should be performed in the context of the patient's clinical history and other diagnostic tests by a qualified pathologist. | This test is optimized for use on B5-fixed, decalcified, paraffin-embedded bone marrow specimens. Age of a cut paraffin section can affect immunoreactivity. Stability thresholds vary widely among published literature and are antigen dependent. Best practice is for paraffin sections to be cut within 6 weeks. | 1. Rada G, Nagla S, Ali G: MUM1 and Ki67 Expression Best Predictors of Treatment Response in Diffuse Large B Cell Lymphoma Not Otherwise Specified. Amer J Clin Pathol. 2015 Oct;144(2,1):A147 2. Cozzolino I, Varone V, Picardi M, et al: CD10, BCL6, and MUM1 expression in diffuse large B-cell lymphoma on FNA samples. Cancer Cytopathol. 2016 Feb;124(2):135-143. doi:10.1002/cncy.21626 3. Heo MH, Park HY, Ko YH, Kim WS, Kim SJ: IRF4/MUM1 expression is associated with poor survival outcomes in patients with peripheral T-cell lymphoma. J Cancer. 2017 Mar;8(6):1018-1024. doi: 10.7150/jca.17358 | Immunohistochemistry on sections of paraffin-embedded tissue.(Unpublished Mayo method) | 1 to 3 days | Until staining is complete. | This test has been cleared, approved, or is exempt by the US Food and Drug Administration and is used per manufacturer's instructions. Performance characteristics were verified by Mayo Clinic in a manner consistent with CLIA requirements. | 88342-TC, primary88341-TC, if additional IHC | Bone Marrow MUM-1/IRF4 IHC, T Only | Order only;no result | 603218 | Bone Marrow MUM-1/IRF4 IHC, T Only | Bill only; no result
MUM1 | MUM-1/IRF4 Immunostain, Technical Component Only | Aids in the identification of hematolymphoid neoplasms and melanomas | Immunohistochemistry (IHC) | Yes | MUM-1/IRF4 IHC, Tech Only | For the initial technical component only immunohistochemical (IHC) stain performed, the appropriate bill-only test ID will be reflexed and charged (IHTOI). For each additional technical component only IHC stain performed, an additional bill-only test ID will be reflexed and charged (IHTOA). | Supplies:Immunostain Technical Only Envelope (T693) Specimen Type:Tissue Container/Tube:Immunostain Technical Only Envelope Preferred:2 Unstained positively charged glass slide (25- x 75- x 1-mm) per test ordered; sections 4-microns thick Acceptable:Formalin-fixed, paraffin-embedded tissue block |  | MUM-1 (multiple myeloma oncogene-1), expressed by theIRF4gene, is seen in a subset of B cells in the light zone of the germinal center (representing late stages of B cell differentiation), plasma cells, activated T cells, and a variety of hematolymphoid neoplasms derived from these cells. Among non-hematolymphoid neoplasms, MUM-1 expression has been reported in melanomas. A separate protocol optimized for B5 fixed/decalcified bone marrow specimens has been validated. |  | This test does not include pathologist interpretation; only technical performance of the stain is performed. If an interpretation is required, order PATHC / Pathology Consultation for a full diagnostic evaluation or second opinion of the case. The positive and negative controls are verified as showing appropriate immunoreactivity and documentation is retained at Mayo Clinic Rochester. If a control tissue is not included on the slide, a scanned image of the relevant quality control tissue is available upon request. Contact 855-516-8404. Interpretation of this test should be performed in the context of the patient's clinical history and other diagnostic tests by a qualified pathologist. | Age of a cut paraffin section can affect immunoreactivity. Stability thresholds vary widely among published literature and are antigen dependent. Best practice is for paraffin sections to be cut within 6 weeks. | 1. Rada G, Nagla S, Ali G. MUM1 and Ki67 expression best predictors of treatment response in diffuse large B cell lymphoma not otherwise specified. Am J Clin Pathol. 2015;144(2,1):A147 2. Cozzolino I, Varone V, Picardi M, et al. CD10, BCL6, and MUM1 expression in diffuse large B-cell lymphoma on FNA samples. Cancer Cytopathol. 2016;124(2):135-143. doi:10.1002/cncy.21626 3. Heo MH, Park HY, Ko YH, Kim WS, Kim SJ. IRF4/MUM1 expression is associated with poor survival outcomes in patients with peripheral T-cell lymphoma. J Cancer. 2017;8(6):1018-1024. doi:10.7150/jca.17358 4. Magaki S, Hojat SA, Wei B, So A, Yong WH. An introduction to the performance of immunohistochemistry. Methods Mol Biol. 2019;1897:289-298. doi:10.1007/978-1-4939-8935-5_25 | Immunohistochemistry on sections of paraffin-embedded tissue.(Unpublished Mayo method) | 1 to 3 days | Until staining is complete. | This test has been cleared, approved, or is exempt by the US Food and Drug Administration and is used per manufacturer's instructions. Performance characteristics were verified by Mayo Clinic in a manner consistent with CLIA requirements. | 88342-TC, primary88341-TC, if additional IHC | MUM-1/IRF4 IHC, Tech Only | Order only;no result | 70826 | MUM-1/IRF4 IHC, Tech Only | Bill only; no result
CMUMP | Mumps Virus Antibodies, IgG and IgM, Spinal Fluid | Aiding in the diagnosis of central nervous system infection by mumpsvirus | Immunofluorescence | No | Mumps Virus Ab, IgG and IgM, CSF | CSF | Container/Tube:Sterile vial Specimen Volume:0.5 mL Collection Instructions: Submit aliquot from collection vial 1. | 0.1 mL | There is only one serotype of mumps virus that infects humans. Mumps has been recognized since antiquity by virtue of the parotitis, which is often a striking clinical feature of the disease. Generally, a trivial childhood illness, the varied presentation of mumps reflects the widespread invasion of visceral organs and central nervous system that commonly follows infection with mumps virus. | IgG: <1:5 IgM: <1:10 Reference values apply to all ages. | Detection of organism-specific antibodies in the cerebrospinal fluid (CSF) may suggest central nervous system infection. However, these results are unable to distinguish between intrathecal antibodies and serum antibodies introduced into the CSF at the time of lumbar puncture or from a breakdown in the blood-brain barrier. The results should be interpreted with other laboratory and clinical data prior to a diagnosis of central nervous system infection. | No significant cautionary statements | Litman N, Baum SG. Mumps virus. In: Bennett JE, Dolin R, Blaser MJ, eds. Mandell, Douglas, and Bennett's Principles and Practice of Infectious Diseases. 9th ed. Elsevier; 2020:2087-2092 | Cerebrospinal fluid (CSF) from a patient is reacted with the antigen substrate. Antibodies, if present, will bind to the antigen forming stable antigen-antibody complexes. If no antibodies are present, the complexes will not be formed, and CSF components will be washed away. Fluorescein labeled antihuman IgG or IgM antibody is added to the reaction site which binds with the complexes formed. This results in a positive reaction of bright apple-green fluorescence when viewed with a properly equipped fluorescence microscope. If no complexes are formed, the fluorescein labeled antibody will be washed away, exhibiting a negative result.(Package insert: Mumps Virus Antigen Substrate Slide. AESKU.BION; 09/2019) | Same day/1 to 3 days | 14 days | This test was developed and its performance characteristics determined by Mayo Clinic in a manner consistent with CLIA requirements. It has not been cleared or approved by the US Food and Drug Administration. | 86735 x 2 | Mumps Virus Ab, IgG and IgM, CSF | 88458-5 | 1415 | Mumps Virus Ab, IgM | 21402-3
MPPG | Mumps Virus Antibody, IgG, Serum | Determination of postimmunization immune response of individuals to the mumps vaccine Documentation of previous infection with mumps virus in an individual with no previous record of immunization to mumps virus | Multiplex Flow Immunoassay (MFI) | Yes | Mumps Ab, IgG, S | Serum | Collection Container/Tube: Preferred:Serum gel Acceptable:Red top Submission Container/Tube:Plastic vial Specimen Volume:0.5 mL Collection Instructions:Centrifuge and aliquot serum into plastic vial. | 0.4 mL | The mumps virus is a member of the Paramyxoviridae family of viruses, which include parainfluenza virus serotypes 1-4, measles, respiratory syncytial virus, and metapneumovirus. Mumps is highly infectious among unvaccinated individuals and is typically transmitted through inhalation of infected respiratory droplets or secretions. Following an approximately 2-week incubation period, symptom onset is typically acute with a prodrome of low-grade fever, headache, and malaise.(1,2) Painful enlargement of the salivary glands, the hallmark of mumps, occurs in approximately 60% to 70% of infections and in 95% of patients with symptoms. Testicular pain (orchitis) occurs in approximately 15% to 30% of postpubertal men and abdominal pain (oophoritis) is found in 5% of postpubertal women.(1) Other complications include mumps-associated pancreatitis (<5% of cases) and central nervous system disease (meningitis <10% and encephalitis <1%). Widespread routine immunization of infants with attenuated mumps virus has dramatically decreased the number of reported mumps cases in the United States. However, outbreaks continue to occur, indicating persistence of the virus in the general population. Laboratory diagnosis of mumps is typically accomplished by detection of IgM- and IgG-class antibodies to the mumps virus. However, due to the widespread mumps vaccination program, in clinically suspected cases of acute mumps infection, serologic testing should be supplemented with virus isolation in culture or detection of viral nucleic acid by polymerase chain reaction testing in throat, saliva, or urine specimens. | Vaccinated: Positive (> or =1.1 AI) Unvaccinated: Negative (< or =0.8 AI) Reference values apply to all ages. | Positive: The presence of detectable IgG-class antibodies indicates prior exposure to the mumps virus through infection or immunization. Individuals testing positive are considered immune to mumps virus. Equivocal: Submit an additional specimen for testing in 10 to 14 days to demonstrate IgG seroconversion if recently vaccinated or if otherwise clinically indicated. Negative: The absence of detectable IgG-class antibodies suggests no prior exposure to the mumps virus or the lack of a specific immune response to immunization. | Mumps virus shares antigenic relationships with other viruses of the paramyxovirus group; therefore, serologic cross-reactions are possible, but uncommon with this test procedure.(2) IgG-class antibodies to mumps virus may be present in serum specimens from individuals who have received blood products within the past several months, but have not been immunized or experienced past infection with this virus. Serum samples drawn early during acute phase of infection may be negative for IgG-class antibodies to this virus. | 1. Hviid A, Rubin S, Muhlemann K: Mumps. Lancet. 2008 Mar;371(9616):932-944 2. Hodinka RL, Moshal KL: Childhood infections. In: Storch GA ed. Essentials of Diagnostic Virology. Churchill Livingstone; 2000:168-178 3. Litman N, Baum SG: Mumps virus. In: Bennett JE, Dolin R, Blaser MJ, eds. Mandell, Douglas, and Bennett's Principles and Practice of Infectious Diseases. 9th ed. Elsevier; 2020:2087-2092 | The BioPlex 2200 mumps IgG assay uses multiplex flow immunoassay technology. Briefly, serum samples are mixed and incubated at 37 degrees C with sample diluent and dyed beads coated with mumps antigen. After a wash cycle, antihuman-IgG antibody conjugated to phycoerythrin (PE) is added to the mixture and incubated at 37 degrees C. Excess conjugate is removed in another wash cycle, and the beads are resuspended in wash buffer. The bead mixture then passes through a detector that identifies the bead based on dye fluorescence and determines the amount of antibody captured by the antigen by the fluorescence of the attached PE. Raw data are calculated in relative fluorescence intensity. Three additional dyed beads, an internal standard bead, a serum verification bead, and a reagent blank bead are present in each reaction mixture to verify detector response, the addition of serum to the reaction vessel, and the absence of significant nonspecific binding in serum.(Package insert: BioPlex 2200 System MMRV IgG, Bio-Rad Laboratories: 02/2019) | Same day/1 to 3 days | 14 days | This test has been cleared, approved, or is exempt by the US Food and Drug Administration and is used per manufacturer's instructions. Performance characteristics were verified by Mayo Clinic in a manner consistent with CLIA requirements. | 86735 | Mumps Ab, IgG, S | 6476-6 | MUMG | Mumps Ab, IgG, S | 6476-6
MMPGM | Mumps Virus Antibody, IgM and IgG, Serum | Diagnosis of mumps virus infection Determination of postimmunization immune response of individuals to the mumps vaccine Documentation of previous infection with mumps virus in an individual with no previous record of immunization to mumps virus | MMPM: Enzyme Immunoassay (EIA) MPPG: Multiplex Flow Immunoassay | Yes | Mumps Ab, IgM and IgG, S | Serum | Collection Container/Tube: Preferred:Serum gel Acceptable:Red top Submission Container/Tube:Plastic vial Specimen Volume:1 mL Collection Instructions:Centrifuge and aliquot serum into plastic vial. | 0.9 mL | The mumps virus is a member of the Paramyxoviridae family of viruses, which include parainfluenza virus serotypes 1-4, measles, respiratory syncytial virus, and metapneumovirus. Mumps is highly infectious among unvaccinated individuals and is typically transmitted through inhalation of infected respiratory droplets or secretions. Following an approximate 2-week incubation period, symptom onset is typically acute with a prodrome of low-grade fever, headache, and malaise.(1,2) Painful enlargement of the salivary glands, the hallmark of mumps, occurs in approximately 60% to 70% of infections and in 95% of patients with symptoms. Testicular pain (orchitis) occurs in approximately 15% to 30% of postpubertal men and abdominal pain (oophoritis) is found in 5% of postpubertal women.(1) Other complications include mumps-associated pancreatitis (<5% of cases) and central nervous system disease (meningitis <10% and encephalitis <1%). Widespread routine immunization of infants with attenuated mumps virus has dramatically decreased the number of reported mumps cases in the United States. However, outbreaks continue to occur, indicating persistence of the virus in the general population. Laboratory diagnosis of mumps is typically accomplished by detection of IgM- and IgG-class antibodies to the mumps virus. However, due to the widespread mumps vaccination program, in clinically suspected cases of acute mumps infection, serologic testing should be supplemented with virus isolation in culture or detection of viral nucleic acid by polymerase chain reaction testing in throat, saliva, or urine specimens. | IgM: Negative: Index value 0.00-0.79 Reference value applies to all ages. IgG: Vaccinated: Positive (> or =1.1 AI) Unvaccinated: Negative (< or =0.8 AI) Reference values apply to all ages. | A positive IgG result coupled with a positive IgM result suggests recent infection with mumps virus. This result should not be used alone to diagnose mumps infection and should be interpreted in the context of clinical presentation. A positive IgG result coupled with a negative IgM result indicates previous vaccination to or infection with mumps virus. These individuals are considered to have protective immunity to reinfection. A negative IgG result coupled with a negative IgM result indicates the absence of prior exposure to mumps virus and nonimmunity. However, a negative result does not rule-out mumps infection or response to vaccination. The specimen may have been collected before the appearance of detectable antibodies. Negative results in suspected early mumps infection or within a week following vaccination should be followed by testing a new serum specimen in 2 to 3 weeks. Equivocal results should be followed up with testing of a new serum specimen within 10 to 14 days. | Serum specimens obtained during the acute phase of infection or soon after vaccination may be negative for IgM- or IgG-class antibodies by serological tests. All positive IgM results must be interpreted cautiously as some false-positive results or heterotypical responses of the IgM have been seen in the serum of pregnant women or in patients with an acute infection caused by cytomegalovirus, herpes simplex virus, measles, rubella, or parvovirus. Testing for IgM-class antibodies to mumps virus should be limited to patients with a clinically compatible disease. Mumps virus shares antigenic relationships with other viruses of the paramyxovirus group; therefore, serologic cross-reactions are possible, but uncommon, with this test procedure. IgG-class antibodies to mumps virus may be present in serum specimens from individuals who have received blood products within the past several months but have not been immunized or experienced past infection with this virus. | 1. Hviid A, Rubin S, Muhlemann K. Mumps. Lancet. 2008;371(9616):932-944 2. Hodinka RL, Moshal KL.Childhood infections. In: Storch GA, ed. Essentials of Diagnostic Virology. Churchill Livingstone; 2000:168-178 3. Litman N, Baum SG. Mumps virus. In: Bennett JE, Dolin R, Blaser MJ, eds. Mandell, Douglas, and Bennett's Principles and Practice of Infectious Diseases. 9th ed. Elsevier; 2020:2087-2092 | IgM: The SeraQuest mumps IgM assay is an enzyme capture method. Diluted samples are incubated in wells coated with antihuman-IgM monoclonal antibodies. If present, IgM antibodies are captured in the wells. Wells are washed, removing excess sample. Conjugate-antigen complex (mumps antigen in complex with monoclonal antibodies conjugated to horseradish peroxidase) is added, and the wells are incubated. IgM antibodies specific for the antigen will bind the conjugate. Wells are washed, removing excess conjugate. Peroxidase substrate is added, and the wells are incubated. Stop solution is added converting the substrate to a yellow end product, which is read photometrically.(Package insert: Mumps IgM. Quest International; V 04/2018) IgG: The BioPlex 2200 Mumps IgG assay uses multiplex flow immunoassay technology. Briefly, serum samples are mixed and incubated at 37 degrees C with sample diluent and dyed beads coated with mumps antigen. After a wash cycle, antihuman-IgG antibody conjugated to phycoerythrin (PE) is added to the mixture and incubated at 37 degrees C. Excess conjugate is removed in another wash cycle, and the beads are resuspended in wash buffer. The bead mixture then passes through a detector that identifies the bead based on dye fluorescence and determines the amount of antibody captured by the antigen by the fluorescence of the attached PE. Raw data is calculated in relative fluorescence intensity. Three additional dyed beads, an internal standard bead, a serum verification bead, and a reagent blank bead are present in each reaction mixture to verify detector response, the addition of serum to the reaction vessel, and the absence of significant nonspecific binding in serum.(Package insert: BioPlex 2200 System MMRV IgG. Bio-Rad Laboratories; 02/2019) | 1 to 7 days | 14 days | This test has been cleared, approved, or is exempt by the US Food and Drug Administration and is used per manufacturer's instructions. Performance characteristics were verified by Mayo Clinic in a manner consistent with CLIA requirements. | 86735-Mumps, IgG86735-Mumps, IgM | Mumps Ab, IgM and IgG, S | 77250-9 | MUMG | Mumps Ab, IgG, S | 6476-6
MMPM | Mumps Virus Antibody, IgM, Serum | Laboratory diagnosis of mumps virus infection | Enzyme Immunoassay (EIA) | Yes | Mumps Ab, IgM, S | Serum | Collection Container/Tube: Preferred:Serum gel Acceptable:Red top Submission Container/Tube:Plastic vial Specimen Volume:1 mL Collection Instructions:Centrifuge and aliquot serum into plastic vial. | 0.5 mL | The mumps virus is a member of the Paramyxoviridae family of viruses, which include parainfluenza virus serotypes 1-4, measles, respiratory syncytial virus, and metapneumovirus. Mumps is highly infectious among unvaccinated individuals and is typically transmitted through inhalation of infected respiratory droplets or secretions. Following an approximately 2-week incubation period, symptom onset is typically acute with a prodrome of low-grade fever, headache, and malaise.(1,2) Painful enlargement of the salivary glands, the hallmark of mumps, occurs in approximately 60% to 70% of infections and in 95% of patients with symptoms. Testicular pain (orchitis) occurs in approximately 15% to 30% of postpubertal men and abdominal pain (oophoritis) is found in 5% of postpubertal women.(1) Other complications include mumps-associated pancreatitis (<5% of cases) and central nervous system disease (meningitis <10% and encephalitis <1%). Widespread routine immunization of infants with attenuated mumps virus has dramatically decreased the number of reported mumps cases in the United States. However, outbreaks continue to occur, indicating persistence of the virus in the general population. Laboratory diagnosis of mumps is typically accomplished by detection of IgM- and IgG-class antibodies to the mumps virus. However, due to the widespread mumps vaccination program, in clinically suspected cases of acute mumps infection, serologic testing should be supplemented with virus isolation in culture or detection of viral nucleic acid by polymerase chain reaction testing in throat, saliva, or urine specimens. | Negative: Index value 0.00-0.79 Reference value applies to all ages. | Positive: Presence of IgM-class antibodies to mumps virus may support a clinical diagnosis of recent or acute phase infection with this virus. Negative: Absence of IgM-class antibodies to mumps virus suggests lack of acute phase infection with mumps virus. However, serology may be negative in early disease, and results should be interpreted in the context of clinical findings. | Results must always be interpreted together with other clinicaland laboratory findings. Serum specimens drawn during the acute phase of infection maybe negative by serological tests. All positive results must be interpreted with care, as some false-positive results or heterotypical responses of the IgM have beenseen in the serum of pregnant women or in patients with an acuteinfection caused by cytomegalovirus, herpes simplex virus,measles, rubella, and parvovirus. | 1. Hviid A, Rubin S, Muhlemann K. Mumps. Lancet. 2008;371(9616):932-944 2. Hodinka RL, Moshal KL. Childhood infections. In: Storch GA, ed. Essentials of Diagnostic Virology. Churchill Livingstone; 2000:168-178 3. Harmsen T, Jongerius MC, van der Zwan CW, Plantinga AD, Kraaijeveld CA, Berbers GA. Comparison of a neutralization enzyme immunoassay and an enzyme-linked immunosorbent assay for evaluation of immune status of children vaccinated for mumps. J Clin Microbiol. 1992;30(8):2139-2144 4. Litman N, Baum SG. Mumps virus. In: Bennett JE, Dolin R, Blaser MJ, eds. Mandell, Douglas, and Bennett's Principles and Practice of Infectious Diseases. 9th ed. Elsevier; 2020:2087-2092 | The SeraQuest mumps IgM assay is an enzyme capture method. Diluted samples are incubated in wells coated with antihuman-IgM monoclonal antibodies. If present, IgM antibodies are captured in the wells. Wells are washed, removing excess sample. Conjugate-antigen complex (mumps antigen in a complex with monoclonal antibodies conjugated to horseradish peroxidase) is added, and the wells are incubated. IgM antibodies specific for the antigen will bind the conjugate. Wells are washed, removing excess conjugate. Peroxidase substrate is added, and the wells are incubated. Stop solution is added converting the substrate to a yellow end product, which is read photometrically.(Package insert: Mumps IgM. Quest International; V 04/2018) | 1 to 7 days | 14 days | This test has been cleared, approved, or is exempt by the US Food and Drug Administration and is used per manufacturer's instructions. Performance characteristics were verified by Mayo Clinic in a manner consistent with CLIA requirements. | 86735 | Mumps Ab, IgM, S | 6478-2 | DEXM | Index Value | 25419-3
MUMPR | Mumps Virus, Molecular Detection, PCR, Buccal | Rapid qualitative detection of mumps virus using buccal swab specimens | Real-Time Polymerase Chain Reaction (PCR) | Yes | Mumps Virus PCR, Buccal | Swab | Specimen Type:Buccal Swab Supplies: Culturette (BBL Culture Swab) (T092) Container/Tube:Sterile container with transport media Specimen Volume:Entire collection Collection Instructions: 1. Collect specimen by swabbing back and forth over mucosal surface around buccal cavity (the space near the upper rear molars between the cheek and the teeth) to maximize recovery of cells. 2. Swab must be placed into viral transport media (eg, M4-RT, M4, M5, Barthels FlexTrans Media or Jiangsu Transport Media) | 0.3 mL | The mumps virus is a single-stranded, negative-sense RNAparamyxovirusbelonging to theRubulavirusfamily. Symptoms of infection include painful swollen salivary glands (parotitis), fever, headache, muscle aches, weakness, and fatigue. Complications may include pancreatitis, orchitis, encephalitis, meningitis, or hearing loss. Oftentimes, mumps is diagnosed based on the characteristic swollen salivary glands. The mumps virus is spread person-to-person through contact with infected respiratory droplets or saliva. It can also be transmitted by direct contact with contaminated fomites. Laboratory diagnosis of mumps cases can be through serologic detection of mumps-specific IgM antibodies, molecular detection of mumps virus RNA, or viral culture. The use of real-time polymerase chain reaction assays can provide more rapid laboratory confirmation of mumps shortly after symptom onset compared to serologic testing and provides a shorter turnaround time than viral culture. Buccal swabs are the preferred specimen type for the detection of mumps virus, but urine may also be collected for viral detection. | Negative | A positive result indicates the presence of mumps virus RNA in the specimen. | A negative test does not rule-out infection with mumps virus. Therefore, the results should be used in conjunction with clinical findings and serologic test results to make an accurate diagnosis. The potential for false-negative results exists due to improper sample collection or viral variants. | 1. Grennan D: Mumps. JAMA. 2019 Sep 10;322(10):1022 2. National Center for Immunization and Respiratory Diseases (NCIRD), Division of Viral Diseases: Mumps For Healthcare Providers. CDC; Updated March 08, 2021. Accessed September 13, 2022. Available at www.cdc.gov/mumps/hcp.html 3. Su SB, Chang HL, Chen AK: Current status of mumps virus infection: Epidemiology, pathogenesis, and vaccine. Int J Environ Res Public Health. 2020 Mar 5;17(5):1686 | The mumps virus laboratory-developed real-time polymerase chain reaction (RT-PCR) assay is designed for the qualitative detect of mumps virus RNA from urine and buccal swabs of patients with suspected infection. Mumps virus RNA in clinical specimens is first extracted using the NucliSENS easyMag/EMAG (bioMérieux) instruments according to manufacturer instructions. As a component of extraction, a lysis buffer is first added to clinical specimens in a class II biosafety cabinet (BSC). At this step, any mumps virus that may be present in the sample is inactivated, rendering it non-infectious. Following the addition of lysis buffer, specimens are safe to remove from the BSC and placed onto an instrument for automated extraction. A sample input of 200 mcL will be extracted with an elution volume of 50 mcL This assay employs a reverse transcription reaction to convert RNA to complementary DNA (cDNA). Oligonucleotide forward and reverse primers specific to the matrix protein (M) gene region of the mumps virus amplify the target sequence. A TaqMan probe labeled with the fluorophore FAM and specific to the target region of mumps virus RNA bind to amplified mumps RNA virus product. Ribonuclease P (RNase P) is used as an internal control. Oligonucleotide forward and reverse primers specific to the p30 subunit of RNase P amplify the internal control target sequence. A TaqMan probe labeled with fluorophore Cy5 and specific to RNase P bind to the amplified RNase P product. The dye-labeled TaqMan probes allow for the detection of the target and internal control in the corresponding channel of the Roche LightCycler 480 II (LC480) instrument. Detection of the target M gene region indicates the presence of mumps virus RNA in the specimen. The clinical validity of RT-PCR for the detection of mumps virus RNA in urine and buccal swabs as well as the highly conserved nature of the mumps M gene target is documented in peer-reviewed literature.(Unpublished Mayo method) | 1 to 3 days | 1 week | This test was developed and its performance characteristics determined by Mayo Clinic in a manner consistent with CLIA requirements. It has not been cleared or approved by the US Food and Drug Administration. | 87798 | Mumps Virus PCR, Buccal | 47532-7 | 617823 | Mumps Virus PCR, Buccal | 47532-7
MUMPU | Mumps Virus, Molecular Detection, PCR, Urine | Rapid qualitative detection of mumps virus using random urine specimens | Real-Time Polymerase Chain Reaction (PCR) | Yes | Mumps Virus PCR, Urine | Urine | Supplies:Urine Tubes, 10 mL (T068) Container/Tube:Plastic, 10-mL urine tube Specimen Volume:1 mL Collection Instructions: 1. Collect a random urine specimen. 2. No preservative. | 0.3 mL | The mumps virus is a single-stranded, negative-sense RNAparamyxovirusbelonging to theRubulavirusfamily. Symptoms of infection include painful swollen salivary glands (parotitis), fever, headache, muscle aches, weakness, and fatigue. Complications may include pancreatitis, orchitis, encephalitis, meningitis, or hearing loss. Oftentimes, mumps is diagnosed based on the characteristic swollen salivary glands. The mumps virus is spread person-to-person through contact with infected respiratory droplets or saliva. It can also be transmitted by direct contact with contaminated fomites. Laboratory diagnosis of mumps cases can be through serologic detection of mumps-specific IgM antibodies, molecular detection of mumps virus RNA, or viral culture. The use of real-time polymerase chain reaction assays can provide more rapid laboratory confirmation of mumps shortly after symptom onset compared to serologic testing and provides a shorter turnaround time than viral culture. Buccal swabs are the preferred specimen type for the detection of mumps virus, but urine may also be collected for viral detection. | Negative | A positive result indicates the presence of mumps virus RNA in the specimen. | A negative test does not rule-out infection with mumps virus. Therefore, the results should be used in conjunction with clinical findings and serologic test results to make an accurate diagnosis. The potential for false-negative results exists due to improper sample collection or viral variants. | 1. Grennan D: Mumps. JAMA. 2019 Sep 10;322(10):1022 2. National Center for Immunization and Respiratory Diseases (NCIRD), Division of Viral Diseases: Mumps For Healthcare Providers. CDC; Updated March 08, 2021. Accessed September 13, 2022. Available at www.cdc.gov/mumps/hcp.html 3. Su SB, Chang HL, Chen AKT: Current status of mumps virus infection: Epidemiology, pathogenesis, and vaccine. Int J Environ Res Public Health. 2020 Mar 5;17(5):1686 | The mumps virus laboratory-developed (LDT) real-time polymerase chain reaction (RT-PCR) assay is designed for the qualitative detect of mumps virus RNA from urine and buccal swabs of patients with suspected infection. Mumps virus RNA in clinical specimens is first extracted using the NucliSENS easyMag/EMAG (bioMerieux) instruments according to manufacturer instructions. As a component of extraction, a lysis buffer is first added to clinical specimens in a class II biosafety cabinet (BSC). At this step, any mumps virus that may be present in the sample is inactivated, rendering it non-infectious. Following the addition of lysis buffer, specimens are safe to remove from the BSC and placed onto an instrument for automated extraction. A sample input of 200 mcL will be extracted with an elution volume of 50 mcL. This assay employs a reverse transcription reaction to convert RNA to complementary DNA (cDNA). Oligonucleotide forward and reverse primers specific to the matrix protein (M) gene region of the mumps virus amplify the target sequence. A TaqMan probe labeled with the fluorophore FAM and specific to the target region of mumps virus RNA bind to amplified mumps RNA virus product. Ribonuclease P (RNase P) is used as an internal control. Oligonucleotide forward and reverse primers specific to the p30 subunit of RNase P amplify the internal control target sequence. A TaqMan probe labeled with fluorophore Cy5 and specific to RNase P bind to the amplified RNase P product. The dye-labeled TaqMan probes allow for the detection of the target and internal control in the corresponding channel of the Roche LightCycler 480 II (LC480) instrument. Detection of the target M gene region indicates the presence of mumps virus RNA in the specimen. The clinical validity of RT-PCR for the detection of mumps virus RNA in urine and buccal swabs as well as the highly conserved nature of the mumps M gene target is documented in peer-reviewed literature.(Unpublished Mayo method) | 1 to 3 days | 1 week | This test was developed and its performance characteristics determined by Mayo Clinic in a manner consistent with CLIA requirements. It has not been cleared or approved by the US Food and Drug Administration. | 87798 | Mumps Virus PCR, Urine | 86580-8 | 617824 | Mumps Virus PCR, Urine | 86580-8
FMTAG | Murine Typhus Antibodies, IgG | Detect antibodies following infection with murine typhus. | Indirect Fluorescent Antibody (IFA) | No | Murine Typhus Antibodies, IgG | Serum | Specimen Type: Serum Container/Tube: Red or SST Specimen Volume: 1 mL Collection Instructions: Draw blood in a plain red-top tube(s), serum gel tube(s) is acceptable. Spin down and send 1 mL serum in a screw-capped vial, shipped frozen. | 0.5 mL | A fourfold increase in antibody titer between acute and convalescent specimens is consistent with recent infection. A single titer > or = 1:128 can be consistent with recent infection. Titers of 1:16 – 1:64 can be indicative of recent or past infection. | Reference Interval: Negative<1:64 Present or Past1:64 Recent/Active>1:64 |  |  |  |  | 1 to 8 days |  |  | 86757 | Murine Typhus Antibodies, IgG | 5324-9 | FMTAG | Murine Typhus Antibodies, IgG | In Process
MBX | Muscle Pathology Consultation | Obtaining a rapid, expert opinion on muscle biopsy specimens for diagnosis of acquired or inherited muscle diseases Guiding treatment and genetic testing, as well as investigating relevance of genetic variants of unknown significance | Muscle Biopsy Surgical Pathology Consultation and/or Review of Outside Material | Yes | Muscle Path Consult | A battery of enzyme histochemical stains will be performed on frozen tissue; additional histochemical stains or immunostains may be performed on frozen tissue; other tests can be performed at an additional charge. The reviewing neuromuscular pathologist will determine the need for additional testing. The patient's provided clinical history, creatine kinase values, and electromyography results are helpful in guiding the additional tests. | Preferred: Specimen Type: Frozen muscle biopsy tissue Supplies: Muscle Biopsy Kit (T541) Collection Instructions: Prepare and transport specimen per instructions inMuscle Biopsy Specimen Preparation Instructions. Additional Information: 1. All specimens and additional paperwork must be labeled with: -Two patient identifiers (first and last name, date of birth, or medical record number) -Pathology accession/case number -Anatomic site 2. Contact the Mayo Clinic Muscle Laboratory at 800-533-1710 for special problems to maximize benefit of the muscle biopsy. Acceptable: Specimen Type: Stained muscle biopsy slides Collection Instructions: 1. Submit all stains performed on the case. 2.All specimens must be labeled with anatomic site. | 1.5 cm biopsy | Muscle diseases are a heterogeneous group of diseases that cause muscle weakness, muscle pain, and elevated creatine kinase. They can be acquired and potentially treatable or inherited. A muscle biopsy allows the diagnosis of a specific muscle disease and is helpful for guiding treatment and genetic testing, as well as investigating relevance of genetic variants of unknown significance. The Mayo Clinic Muscle Pathology Laboratory is staffed by neuromuscular neurologists with expertise in the whole spectrum of muscle pathology and complementary clinical competence, and research interest in muscle diseases. This unique set of skills ensures the highest quality of diagnostic muscle pathology in the shortest possible time to the patients, regardless of their geographic location. A series of 14 stains is routinely performed on each frozen muscle specimen. Client-submitted and in-house stained slides are reviewed in conjunction with the provided clinical history, electromyography, and other laboratory findings. A variety of ancillary studies are available (eg, immunohistochemistry, immunofluorescence) to aid in establishing the diagnosis. These ancillary studies are most efficiently utilized and interpreted in the context of the morphologic features. Each muscle pathology report includes a description of findings and diagnosis, as well as a comment to facilitate integration of pathological findings with other laboratory and clinical data and to guide subsequent testing (eg, serological or genetic tests). The goal is to provide the highest quality diagnostic service, while balancing optimal patient care with a cost-conscious approach to solve difficult diagnostic problems. | An interpretive report will be provided. | Results are reported in a formal neuromuscular pathology report that includes diagnosis and an interpretive comment, if necessary. The formal pathology report is faxed or sent by mail according to the preference of the referring institution. | Be aware that poor freezing and improper handling of the muscle tissue may hinder the neuromuscular pathologist's interpretation of the biopsy. It is crucial to provide a properly handled muscle specimen. In this regard, see directions forMuscle Biopsy Specimen Preparation Instructions. A shipping kit is available, Muscle Biopsy Kit (T541), and is recommended for collecting and shipping muscle specimens. It includes a container for the tissue, collection instructions, theMuscle Histochemistry Patient Information, and a box to ship the specimen. | 1. Engel AG: The muscle biopsy. In: Engel AG, Franzini-Armstrong C, eds. Myology. 3rd ed. McGraw-Hill; 2004:681-690 2. Liewluck T, Sorenson EJ, Walkiewicz MA, Rumilla KM, Milone M. Autosomal dominant distal myopathy due to a novel ACTA1 mutation. Neuromuscul Disord. 2017;27(8):742-746 3. Engel AG, Redhage KR, Tester DJ, Ackerman MJ, Selcen D. Congenital myopathy associated with the triadin knockout syndrome. Neurology. 2017;88(12):1153-1156 4. Niu Z, Pontifex CS, Berini S, et al: Myopathy with SQSTM1 and TIA1 variants. Clinical and pathological features. Front Neurol. 2018;9:147 5. Nicolau S, Liewluck T, Shen XM, Selcen D, Engel AG, Milone M. A homozygous mutation in GMPPB leads to centronuclear myopathy with combined pre- and postsynaptic defects of neuromuscular transmission. Neuromuscul Disord. 2019;29(8):614-617 6. Nicolau S, Liewluck T, Tracy JA, Laughlin RS, Milone M. Congenital myopathies in the adult neuromuscular clinic: Diagnostic challenges and pitfalls. Neurol Genet. 2019;5(4):e341 7. Liewluck T, Niu Z, Moore SA, Alsharabati M, Milone M. ACTA1-myopathy with prominent finger flexor weakness and rimmed vacuoles. Neuromuscul Disord. 2019;29(5):388-391 8. Nicolau S, Liewluck T, Elliott JL, Engel AG, Milone M. A novel heterozygous mutation in the C-terminal region of HSPB8 leads to limb-girdle rimmed vacuolar myopathy. Neuromuscul Disord. 2020;30(3):236-240 | All requests will be processed as a consultation case first. Special studies will be performed only if deemed to be diagnostically indicated. Histochemical and immunohistochemical stains are only performed if frozen muscle biopsy tissue is provided.(Unpublished Mayo method) | 3 to 14 days; Cases requiring additional material or ancillary testing may require additional time. | 6 months | This test was developed and its performance characteristics determined by Mayo Clinic in a manner consistent with CLIA requirements. It has not been cleared or approved by the US Food and Drug Administration. | 88342 (if appropriate)88341 (if appropriate)88346 (if appropriate)88350 (if appropriate)88305 (if appropriate)88313 (if appropriate)88319 (if appropriate)88314 (if appropriate)88321 (if appropriate)88323 (if appropriate)88323-26 (if appropriate)88325 (ifappropriate) | Muscle Path Consult | 60570-9 | 603614 | Material Received | 81178-6
FCDU9 | Muscle Relaxants, Umbilical Cord Tissue |  | Only orderable as part of a profile-see FCDSU. | Yes | Muscle Relaxants, UC | If appropriate, confirmation testing will be performed at no additional charge. | Only orderable as part of a profile-see FCDSU. |  |  | Reporting limit determined each analysis. Units: ng/g Only orderable as part of a profile-see FCDSU. | [8 empty] | Muscle Relaxants, UC | Not Provided | Z6302 | Xylazine | Not Provided
MUSK | Muscle-Specific Kinase (MuSK) Autoantibody, Serum | Diagnosis of autoimmune muscle-specific kinase (MuSK) myasthenia gravis Second-order test to aid in the diagnosis of autoimmune myasthenia gravis when first-line serologic tests are negative Establishing a quantitative baseline value for MuSK antibodies that allows comparison with future levels if weakness is worsening | Radioimmunoassay (RIA) | Yes | MuSK Autoantibody, S | Serum | Supplies:Sarstedt Aliquot Tube, 5 mL (T914) Collection Container/Tube: Preferred:Red top Acceptable:Serum gel Submission Container/Tube:Plastic vial Specimen Volume:1.5 mL Collection Instructions:Centrifuge and aliquot serum into a plastic vial. | 1 mL | Fatigable weakness due to impaired synaptic transmission at the neuromuscular junction is characteristic of myasthenia gravis (MG). The diagnosis is made by clinical and electromyographic criteria. Positive autoimmune serology must be interpreted in the clinical and electrophysiological context and response to anticholinesterase medication. Most cases are autoimmune and are caused by IgG autoantibodies binding to critical postsynaptic membrane molecules (nicotinic acetylcholine receptor or its interacting proteins).(1) Autoantibody detection frequency is lowest in patients with weakness confined to extraocular muscles (71% muscle acetylcholine receptor: AChR binding).(2) Mayo Clinic Laboratories first-line serological evaluation detects muscle AChR antibody in 92% of nonimmunosuppressed patients with generalized weakness due to MG. Muscle-specific kinase (MuSK) antibody is detectable in more than one-third of those seronegative for muscle AChR antibody (less than 4% of all patients).(3) Physiologically, MuSK is involved in integrating and stabilizing AChR clusters in the motor endplate. MuSK is activated when the nerve-derived proteoglycan agrin binds to its receptor, lipoprotein-related protein 4 (LRP4). Antibodies to LRP4 itself have been described in rare patients.(1) Six percent of nonimmunosuppressed patients with generalized MG lack demonstrable AChR or MuSK antibodies (double seronegative). Other rare autoantibodies no doubt remain to be discovered in such cases. However, as in autoimmune AChR MG and MuSK MG, testing for common organ-specific and nonorgan-specific autoantibodies is a valuable ancillary investigation in evaluating seronegative acquired generalized MG. General serological testing, coupled with family or personal history, will disclose autoimmune phenomena in 77% of those cases.(3) These disorders may include thyroid disease, type 1 diabetes, vitiligo, premature greying, rheumatoid arthritis, or lupus. Testing may also reveal antinuclear antibodies, glutamic acid decarboxylase (GAD65) antibodies, thyroperoxidase/thyroglobulin antibodies, or gastric parietal cell antibodies.(3) Objective improvement in strength following a therapeutic trial of plasmapheresis or intravenous immune globulin would justify consideration of long-term immunosuppression. Female patients are generally affected by autoimmune MuSK MG more often than male patients. Onset can occur at any age (pediatric to older adults). Patients may derive limited benefit from anticholinesterase medication. The thymus is normal, and patients are generally not benefited by thymectomy. Antibody-lowering therapies are effective. Bulbar, facial, and respiratory weakness are prominent, and crises are common.(1,4) | < or =0.02 nmol/L | A positive result, in the appropriate clinical context, confirms the diagnosis of autoimmune muscle-specific kinase myasthenia gravis. Seropositivity justifies consideration of immunotherapy. | Immunosuppressant therapy is a common cause of false-seronegativity. It is, therefore, important to perform a comprehensive serological evaluation before initiating immunosuppressant therapy. Interpretation of a patientâ€™s serological and clinical status is further complicated when characteristic signs of myasthenia gravis are obscured by a superimposed steroid-induced myopathy. | 1. Li Y, Arora Y, Levin K. Myasthenia gravis: newer therapies offer sustained improvement. Cleve Clin J Med. 2013;80(11):711-721 2. Lennon VA: Serological profile of myasthenia gravis and distinction from the Lambert-Eaton myasthenic syndrome. Neurology 1997;48 (Suppl 5):S23-S27 3. Chan KH, Lachance DH, Harper CM, Lennon VA. Frequency of seronegativity in adult-acquired generalized myasthenia gravis. Muscle Nerve. 2007;36(5):651-658 4. Skjei KL, Lennon VA, Kuntz NL. Muscle specific kinase autoimmune myasthenia gravis in children: A case series. Neuromuscul Disord. 2013;23(11):874-882 | (125)I-labeled recombinant human muscle-specific kinase (MuSK) is incubated with patient sample. Anti-human IgG is then added to form an immunoprecipitate. After washing the immunoprecipitate, the amount of (125) I-labeled antigen in the immunoprecipitate is measured using a gamma-counter. The amount of gamma emission in the precipitate is proportional to the amount of MuSK-IgG in the sample. Results are reported as units of precipitated antigen (nMol) per L of patient sample.(Lavrnic D, Losen M, Vujic A, et al. The features of myasthenia gravis with autoantibodies to MuSK. J Neurol Neurosurg Psychiatry. 2005;76[8]:1099-1102) | 3 to 10 days | 28 days | This test was developed using an analyte specific reagent. Its performance characteristics were determined by Mayo Clinic in a manner consistent with CLIA requirements. This test has not been cleared or approved by the US Food and Drug Administration. | 86366 | MuSK Autoantibody, S | 51716-9 | 64277 | MuSK Autoantibody, S | 51716-9
FMUSG | Mushroom IgG |  | Enzyme Immunoassay (FEIA) | No | Mushroom IgG | Serum | Draw blood in a plain red-top tube(s), serum gel tube(s) is acceptable. Spin down and send 0.5 mL of serum refrigerated in a plastic vial. | 0.5 mL |  | Reference ranges have not been established for food-specific IgG tests. The clinical utility of food-specific IgG tests has not been established. These tests can be used in special clinical situations to select foods for evaluation by diet elimination and challenge in patients who have food-related complaints. It should be recognized that the presence of food-specific IgG alone cannot be taken as evidence of food allergy and only indicates immunologic sensitization by the food allergen in question. This test should only be ordered by physicians who recognize the limitations of the test. |  |  |  |  | 3 to 7 days |  | This test was developed and its performance characteristics determined by Viracor Eurofins. It has not been cleared or approved by the U.S. Food and Drug Administration. | 86001 | Mushroom IgG | 35540-4 | FMUSG | Mushroom IgG | 35540-4
MUSH | Mushroom, IgE, Serum | Establishing the diagnosis of an allergy to mushroom Defining the allergen responsible for eliciting signs and symptoms Identifying allergens: -Responsible for allergic response and/or anaphylactic episode -To confirm sensitization prior to beginning immunotherapy -To investigate the specificity of allergic reactions to insect venom allergens, drugs, or chemical allergens Testing for IgE antibodies isnot usefulin patients previously treated with immunotherapy to determine if residual clinical sensitivity exists, or in patients in whom the medical management does not depend upon identification of allergen specificity. | Fluorescence Enzyme Immunoassay (FEIA) | Yes | Mushroom, IgE | Serum | Collection Container/Tube: Preferred:Serum gel Acceptable:Red top Submission Container/Tube:Plastic vial Specimen Volume:0.5 mL for every 5 allergens requested Collection Instructions:Centrifuge and aliquot serum into a plastic vial. | For 1 allergen: 0.3 mL More than 1 allergen: (0.05 mL x number of allergens) + 0.25 mL dead space | Clinical manifestations of immediate hypersensitivity (allergic) diseases are caused by the release of proinflammatory mediators (histamine, leukotrienes, and prostaglandins) from IgE-sensitized effector cells (mast cells and basophils) when cell-bound IgE antibodies interact with an allergen. In vitro serum testing for IgE antibodies provides an indication of the immune response to allergens that may be associated with allergic disease. The allergens chosen for testing often depend upon the age of the patient, history of allergen exposure, season of the year, and clinical manifestations. In individuals predisposed to develop allergic disease, the sequence of sensitization and clinical manifestations proceed as follows: eczema and respiratory disease (rhinitis and bronchospasm) in infants and children less than 5 years due to food sensitivity (milk, egg, soy, and wheat proteins) followed by respiratory disease (rhinitis and asthma) in older children and adults due to sensitivity to inhalant allergens (dust mite, mold, and pollen inhalants). | Class,IgE kU/L,Interpretation, 0,<0.10,Negative, 0/1,0.10-0.34,Borderline/equivocal, 1,0.35-0.69,Equivocal, 2,0.70-3.49,Positive, 3,3.50-17.4,Positive, 4,17.5-49.9,Strongly positive, 5,50.0-99.9,Strongly positive, 6,> or =100,Strongly positive, | Detection of IgE antibodies in serum (class 1 or greater) indicates an increased likelihood of allergic disease as opposed to other etiologies and defines the allergens that may be responsible for eliciting signs and symptoms. The level of IgE antibodies in serum varies directly with the concentration of IgE antibodies expressed as a class score or kU/L. | Testing for IgE antibodies is not useful in patients previously treated with immunotherapy to determine if residual clinical sensitivity exists or in patients in whom the medical management does not depend upon identification of allergen specificity. Some individuals with clinically insignificant sensitivity to allergens may have measurable levels of IgE antibodies in serum, and test results must be interpreted in the clinical context. False-positive results for IgE antibodies may occur in patients with markedly elevated serum IgE (>2500 kU/L) due to nonspecific binding to allergen solid phases. | Homburger HA, Hamilton RG: Allergic diseases. In: McPherson RA, Pincus MR, eds. Henry's Clinical Diagnosis and Management by Laboratory Methods. 23rd ed. Elsevier; 2017:1057-1070 | Specific IgE from the patient's serum reacts with the allergen of interest, which is covalently coupled to an ImmunoCAP. After washing away nonspecific IgE, enzyme-labeled anti-IgE antibody is added to form a complex. After incubation, unbound anti-IgE is washed away, and the bound complex incubated with a developing agent. After stopping the reaction, the fluorescence of the eluate is measured. Fluorescence is proportional to the amount of specific IgE present in the patient's sample (ie, the higher the fluorescence value, the more IgE antibody is present).(Package insert: ImmunoCAP System Specific IgE FEIA. Phadia; Rev 06/2020) | Same day/1 to 3 days | 14 days | This test was developed and its performance characteristics determined by Mayo Clinic in a manner consistent with CLIA requirements. It has not been cleared or approved by the US Food and Drug Administration. | 86003 | Mushroom, IgE | 6848-6 | MUSH | Mushroom, IgE | 6848-6
FMTFG | Mustard Food IgG |  | Enzyme Immunoassay (FEIA) | No | Mustard Food IgG | Serum | Draw blood in a plain red-top tube(s), serum gel tube(s) is acceptable. Spin down and send 0.5 mL of serum refrigerated in a plastic vial. | 0.5 mL |  | Reference ranges have not been established for food-specific IgG tests. The clinical utility of food-specific IgG tests has not been established. These tests can be used in special clinical situations to select foods for evaluation by diet elimination and challenge in patients who have food-related complaints. It should be recognized that the presence of food-specific IgG alone cannot be taken as evidence of food allergy and only indicates immunologic sensitization by the food allergen in question. This test should only be ordered by physicians who recognize the limitations of the test. |  |  |  |  | 3 to 7 days |  | This test was developed and its performance characteristics determined by Viracor Eurofins. It has not been cleared or approved by the U.S. Food and Drug Administration. | 86001 | Mustard Food IgG | 60384-5 | FMTFG | Mustard Food IgG | 60384-5
MSTD | Mustard, IgE, Serum | Establishing a diagnosis of an allergy to mustard Defining the allergen responsible for eliciting signs and symptoms Identifying allergens: -Responsible for allergic response and/or anaphylactic episode -To confirm sensitization prior to beginning immunotherapy -To investigate the specificity of allergic reactions to insect venom allergens, drugs, or chemical allergens | Fluorescence Enzyme Immunoassay (FEIA) | Yes | Mustard, IgE | Serum | Collection Container/Tube: Preferred:Serum gel Acceptable:Red top Submission Container/Tube:Plastic vial Specimen Volume:0.5 mL for every 5 allergens requested Collection Instructions:Centrifuge and aliquot serum into a plastic vial. | For 1 allergen: 0.3 mL For more than 1 allergen: (0.05 mL x number of allergens) + 0.25 mL deadspace | Clinical manifestations of immediate hypersensitivity (allergic) diseases are caused by the release of proinflammatory mediators (histamine, leukotrienes, and prostaglandins) from IgE-sensitized effector cells (mast cells and basophils) when cell-bound IgE antibodies interact with an allergen. In vitro serum testing for IgE antibodies provides an indication of the immune response to allergens that may be associated with allergic disease. The allergens chosen for testing often depend upon the age of the patient, history of allergen exposure, season of the year, and clinical manifestations. In individuals predisposed to develop allergic disease, the sequence of sensitization and clinical manifestations proceed as follows: eczema and respiratory disease (rhinitis and bronchospasm) in infants and children less than 5 years due to food sensitivity (milk, egg, soy, and wheat proteins) followed by respiratory disease (rhinitis and asthma) in older children and adults due to sensitivity to inhalant allergens (dust mite, mold, and pollen inhalants). | Class,IgE kU/L,Interpretation, 0,<0.10,Negative, 0/1,0.10-0.34,Borderline/equivocal, 1,0.35-0.69,Equivocal, 2,0.70-3.49,Positive, 3,3.50-17.4,Positive, 4,17.5-49.9,Strongly positive, 5,50.0-99.9,Strongly positive, 6,> or =100,Strongly positive, | Detection of IgE antibodies in serum (class 1 or greater) indicates an increased likelihood of allergic disease as opposed to other etiologies and defines the allergens that may be responsible for eliciting signs and symptoms. The level of IgE antibodies in serum varies directly with the concentration of IgE antibodies expressed as a class score or kU/L. | Testing for IgE antibodies is not useful in patients previously treated with immunotherapy to determine if residual clinical sensitivity exists or in patients in whom the medical management does not depend upon identification of allergen specificity. Some individuals with clinically insignificant sensitivity to allergens may have measurable levels of IgE antibodies in serum, and test results must be interpreted in the clinical context. False-positive results for IgE antibodies may occur in patients with markedly elevated serum IgE (>2500 kU/L) due to nonspecific binding to allergen solid phases. | Homburger HA, Hamilton RG: Allergic diseases. In: McPherson RA, Pincus MR, eds. Henry's Clinical Diagnosis and Management by Laboratory Methods. 23rd ed. Elsevier; 2017:1057-1070 | Specific IgE from the patient's serum reacts with the allergen of interest, which is covalently coupled to an ImmunoCAP. After washing away nonspecific IgE, enzyme-labeled anti-IgE antibody is added to form a complex. After incubation, unbound anti-IgE is washed away, and the bound complex incubated with a developing agent. After stopping the reaction, the fluorescence of the eluate is measured. Fluorescence is proportional to the amount of specific IgE present in the patient's sample (ie, the higher the fluorescence value, the more IgE antibody is present).(Package insert: ImmunoCAP System Specific IgE FEIA. Phadia; Rev 06/2020) | Same day/1 to 3 days | 14 days | This test has been cleared, approved, or is exempt by the US Food and Drug Administration and is used per manufacturer's instructions. Performance characteristics were verified by Mayo Clinic in a manner consistent with CLIA requirements. | 86003 | Mustard, IgE | 6185-3 | MSTD | Mustard, IgE | 6185-3
MUXF3 | MUXF3 (Cross-reactive Carbohydrate Determinant), IgE, Serum | Evaluation for the presence of antibodies to cross-reactive carbohydrate determinates (CCD) Investigation of clinically unexpected positive IgE antibody testing in a wide variety of plant and invertebrate allergens | Fluorescence Enzyme Immunoassay (FEIA) | Yes | MUXF3 (CCD), IgE, S | Serum | Collection Container/Tube: Preferred:Serum gel Acceptable:Red top Submission Container/Tube:Plastic vial Specimen Volume:0.5 mL for every 5 allergens requested Collection Instructions:Centrifuge and aliquot serum into a plastic vial. | For 1 allergen: 0.3 mL For more than 1 allergen: (0.05 mL x number of allergens) + 0.25 mL deadspace | Antibodies to glycoprotein carbohydrate determinants are prone to interact with a broad variety of plant and invertebrate allergens. These glycoprotein carbohydrates have therefore been termed cross-reactive carbohydrate determinants (CCD). The MUXF3 carbohydrate epitope obtained from digested pineapple bromelain glycoprotein can be used as a representative epitope marker for assessing the presence of IgE antibodies that interact with CCD. As true allergic sensitization to the pineapple bromelain glycoprotein itself is rare, assessing for the presence IgE antibodies reactive with the bromelain MUXF3 CCD glycoprotein carbohydrate epitope serves as a well-established marker for the determination of the presence of anti-CCD IgE antibodies. CCD epitopes are widely distributed in plants and invertebrate animals, and antibodies against CCD, such as MUXF2, may be associated with a number of positive IgE antibody tests (cross-reactivity) to many different and unrelated plant allergens, but also to a number of potential invertebrate allergens such as bee/wasp venom, cockroaches, mites, and shellfish. Plant protein allergens that contain CCD epitopes include peanuts, grass, pollen, and latex. The presence of anti-CCD IgE antibodies can hinder assessment of the presence of IgE antibodies to these other plant and invertebrate allergens, as it is not possible to distinguish whether observed reactivity is due to the presence of antibodies specific to other proteins, or is the result of the presence of interfering anti-CCD antibodies. When very broad allergen sensitivity profiles are observed in the course allergy testing, it may be due to the presence of cross-reactive anti-CCD IgE antibodies, although the presence of IgE antibodies to profilin proteins should also be considered. The degree to which antibodies to CCD may be associated with clinical allergic reaction has not been completely resolved. In general, the presence of cross-reactive antibodies to CCD, such as MUXF3, is not thought to be clinically relevant and does not give rise to symptoms consistent with allergic reaction. However, antibodies to CCD may be linked to clinically relevant allergic reactions in extremely rare cases, including in individuals with celery and tomato allergy. | Class,IgE kU/L,Interpretation, 0,<0.10,Negative, 0/1,0.10-0.34,Borderline/equivocal, 1,0.35-0.69,Equivocal, 2,0.70-3.49,Positive, 3,3.50-17.4,Positive, 4,17.5-49.9,Strongly positive, 5,50.0-99.9,Strongly positive, 6,> or =100,Strongly positive, | Antibody to bromelain MUXF3 has widely been used for assessing for potential cross-reactive carbohydrate determinate (CCD) cross-reactivity since its CCD chain is also found in many other plant proteins, including peanuts. While sensitization to CCD is generally not associated with an allergic reaction, the presence of IgE antibodies to CCD may give rise to confounding positive IgE antibody sensitization profiles for a wide variety of plant and invertebrate allergens. | Testing for IgE antibodies is not useful in patients previously treated with immunotherapy to determine if residual clinical sensitivity exists or in patients in whom the medical management does not depend upon identification of allergen specificity. Some individuals with clinically insignificant sensitivity to allergens may have measurable levels of IgE antibodies in serum, and test results must be interpreted in the clinical context. False-positive results for IgE antibodies may occur in patients with markedly elevated serum IgE (>2500 kU/L) due to nonspecific binding to allergen solid phases. | 1. Altmann F: Coping with cross-reactive carbohydrate determinants in allergy diagnosis. Allergo J Int. 2016;25(4):98-105. doi:10.1007/s40629-016-0115-3 2. Hemmer W, Altmann F, Holzweber F, Gruber C, Wantke F, Wohrl S: ImmunoCAP cellulose displays cross-reactive carbohydrate determinant (CCD) epitopes and can cause false-positive test results in patients with high anti-CCD IgE antibody levels.J Allergy Clin Immunol. 2018 Jan;141(1):372-381.e3.doi: 10.1016/j.jaci.2017.04.028 3. Sinson E, Ocampo C, Liao C, et al:Cross-reactive carbohydrate determinant interference in cellulose-based IgE allergy tests utilizing recombinant allergen components. PLoS One. 2020 Apr 23;15(4):e0231344.doi: 10.1371/journal.pone.0231344 4. van Ree R. Clinical importance of cross-reactivity in food allergy. Curr Opin Allergy Clin Immunol. 2004;4:235-40 5. Fotish K, Altmann F, Haustein D, Vieths S: Involvement of carbohydrate epitopes in the IgE response of celery-allergic patients. Int Arch Allergy Immunol. 1999 Sep;120:30-42.doi: 10.1159/000024217 | Specific IgE from the patient's serum reacts with the allergen of interest, which is covalently coupled to an ImmunoCAP. After washing away nonspecific IgE, enzyme-labeled anti-IgE antibody is added to form a complex. After incubation, unbound anti-IgE is washed away, and the bound complex incubated with a developing agent. After stopping the reaction, the fluorescence of the eluate is measured. Fluorescence is proportional to the amount of specific IgE present in the patient's sample (ie, the higher the fluorescence value, the more IgE antibody is present).(Package insert: ImmunoCAP System Specific IgE FEIA. Phadia; Rev 06/2020) | Same day/1 to 3 days | 14 days | This test has been cleared, approved, or is exempt by the US Food and Drug Administration and is used per manufacturer's instructions. Performance characteristics were verified by Mayo Clinic in a manner consistent with CLIA requirements. | 86008 | MUXF3 (CCD), IgE, S | 58984-6 | MUXF3 | MUXF3 (CCD), IgE, S | 58984-6
FBMO | MVista Blastomyces Quantitative Antigen, Fluid |  | Quantitative Sandwich Enzyme Immunoassay (EIA) | No | MVista Blastomyces Ag, Fluid | Varies | Submit only one of the following: Specimen Type:CSF or Bronchoalveolar Fluid Container/Tube:Sterile leak-proof container Specimen Volume:2 mL Collection Instructions: CSF: Collect 2 mL of spinal fluid (CSF) in sterile leak-proof container. Send refrigerated in a plastic screw cap vial. Bronchoalveolar Lavage: Collect 2 mL in sterile leak-proof container. Send refrigerated in a plastic screw cap vial. NOTE: 1. Specimen type is required. 2. Separate order required for each specimen. 3. Sputolysin, sodium hydroxide, and potassium hydroxide treatment degrade the analyte detected in the assay. | CSF: 0.8 mL; BAL: 0.5 mL |  | Reference Interval: None Detected Reportable Range: 0.31 ng/mL – 20.00 ng/mL Results above 20.00 ng/mL are reported as 'Positive, Above the Limit of Quantification' |  | Cross-reactions are seen with histoplasmosis, paracoccidioidomycosis, penicilliosis, less frequently in coccidiooidomycosis, rarely in aspergillosis and possibly sporotrichosis. Sputolysin, sodium hydroxide, and potassium hydroxide treatment degrade the analyte detected in the assay. |  |  | 3 to 5 days |  | This test was developed and its performance characteristics determined by MiraVista Diagnostics. It has not been cleared or approved by the FDA; however, FDA clearance or approval is not currently required for clinical use. The results are not intended to be used as the sole means for clinical diagnosis or patient management decisions. | 87449 | MVista Blastomyces Ag, Fluid | Not Provided | Z5525 | Interpretation | Not Provided
FMVCO | MVista Coccidioides Quantitative Antigen EIA |  | Quantitative Sandwich Enzyme Immunoassay (EIA) | No | MVista Coccidioides Ag, U | Urine | Specimen Type: Urine Container/Tube: Plastic preservative-free urine container Specimen Volume: 2 mL Collection Instructions: Collect 2 mL random urine specimen. Ship specimen refrigerated in a plastic, preservative-free urine container. Note: Sputolysin and Sodium Hydroxide are interfering substances. | 0.5 mL |  | Reference interval: None Detected Results reported as ng/mL in 0.07 - 8.2 ng/mL range Results above 8.2 ng/mL are reported as 'Positive, Above theLimit of Quantification’ |  | Cross-reactions are seen with histoplasmosis, blastomycosis, paracoccidioidomycosis. Sputolysin, sodium hydroxide, and potassium hydroxide treatment degrade the analyte detected in the assay. |  |  | 3 to 5 days |  | This test was developed and its performance characteristics determined by MiraVista Diagnostics. It has not been cleared or approved by the FDA; however, FDA clearance or approval is not currently required for clinical use. The results are not intended to be used as the sole means for clinical diagnosis or patient management decisions. | 87449 | MVista Coccidioides Ag, U | Not Provided | Z2561 | Interpretation | Not Provided
FHST | MVista Histoplasma Ag Quantitative EIA |  | Quantitative Sandwich Enzyme Immunoassay (EIA) | Yes | MVista Histoplasma Antigen | Varies | Submit only 1 of the following specimens: Bronchial Washing Collect 2 mL of Bronchial Washing in leak proofed container. Ship refrigerate. Required: 1.Label specimen appropriately (Bronchial Washing) Body Fluid Collect 2 mL of Body Fluid in leak proofed container. Ship refrigerate. Required: 1.Label specimen appropriately (Type of Body Fluid) Note:MiraVista will test most body fluids with the following disclaimer: The reference range and other method performance specifications have not been established for this test in this type of Body Fluid. The test results should be integrated into the clinical context for interpretation. Note:Minimum volume does not allow for repeats. | 0.5 mL |  | Reference interval: None Detected Reportable Range: Positive Results reported in ng/mL from 0.20 ng/mL to 20.00 ng/mL Positive Results above 20.00 ng/mL are reported as “Above the Limit of Quantification”. |  | Cross-reactions are seen with blastomycosis, paracoccidioidomycosis, penicilliosis, less frequently in coccidioidomycosis, rarely in aspergillosis and possibly sporotrichosis. Sputolysin, sodium hydroxide and potassium hydroxide treatment degrade the analyte detected in the assay. |  |  | 3 to 5 days |  | This test was developed and its performance characteristics determined by MiraVista Diagnostics. It has not been cleared or approved by the FDA; however, FDA clearance or approval is not currently required for clinical use. The results are not intended to be used as the sole means for clinical diagnosis or patient management decisions. | 87385 | MVista Histoplasma Antigen | 57766-8 | Z1748 | Interpretation | 59464-8
FHSAG | MVista Histoplasma Ag Quantitative, Spinal Fluid |  | Quantitative Sandwich Enzyme Immunoassay (EIA) | Yes | MVista Histoplasma Ag, CSF | CSF | Specimen Type:Spinal Fluid Sources:CSF Container/Tube:Sterile container Specimen Volume:0.8 mL Collection Instructions:Collect 0.8 mL of spinal fluid (CSF). Ship refrigerated, 0.8 mL of spinal fluid. Send specimen in a plastic, screw-capped vial refrigerated. | 0.8 mL |  | Reference interval:None Detected Reportable Range: Positive Results reported in ng/mL from 0.20 ng/mL to 20.00 ng/mL. Positive Results above 20.00 ng/mL are reported as “Above the Limit of Quantification”. |  | Cross-reactions are seen with blastomycosis, paracoccidioidomycosis, penicilliosis, less frequently in coccidioidomycosis, rarely in aspergillosis and possibly sporotrichosis. Sputolysin, sodium hydroxide and potassium hydroxide treatment degrade the analyte detected in the assay. |  |  | 3 to 5 days |  | This test was developed and its performance characteristics determined by MiraVista Diagnostics. It has not been cleared or approved by the FDA; however, FDA clearance or approval is not currently required for clinical use. The results are not intended to be used as the sole means for clinical diagnosis or patient management decisions. | 87385 | MVista Histoplasma Ag, CSF | 51754-0 | Z1034 | Interpretation | Not Provided
MGMR | Myasthenia Gravis Evaluation with Muscle-Specific Kinase (MuSK) Reflex, Serum | Diagnosing autoimmune myasthenia gravis (MG) in adults and children Distinguishing autoimmune from congenital MG in adults and children or other acquired forms of neuromuscular junction transmission disorders Establishing a quantitative baseline value that allows comparison with future levels if weakness is worsening | ARBI, MUSK: Radioimmunoassay (RIA) ACMFS: Flow Cytometry MGMRI: Medical Interpretation | Yes | MG Evaluation MuSK Reflex, S | If acetylcholine receptor (AChR)-binding antibodies are greater than 0.02 nmol/L, then AChR muscle modulating antibody will be performed at an additional charge. | Patient Preparation:For optimal antibody detection, specimen collection is recommended prior to initiation of immunosuppressant medication or intravenous immunoglobulin treatment. Supplies:Sarstedt Aliquot Tube, 5 mL (T914) Collection Container/Tube: Preferred:Red top Acceptable:Serum gel Submission Container/Tube:Plastic vial Specimen Volume:3 mL Collection Instructions:Centrifuge and aliquot serum into a plastic vial. | 2 mL | Fatigable weakness due to impaired postsynaptic transmission at the neuromuscular junction is characteristic of myasthenia gravis (MG). A clinical diagnosis should be supported by electrodiagnostic testing, ie, clinical-electrodiagnosis (EDX). Positive autoimmune serology increases certainty of MG diagnosis but needs to be interpreted in the proper clinical-EDX context with response to anticholinesterase medications supporting the diagnosis. Most cases are autoimmune and are caused by IgG autoantibodies binding to critical postsynaptic membrane molecules (nicotinic muscle acetylcholine receptor [AChR] or its interacting proteins, such as muscle-specific kinase [MuSK]). Serologically, the detection of AChR binding antibody provides the best diagnostic sensitivity. However, the presence of both AChR binding and modulating activity improves diagnostic accuracy. Autoantibody detection frequency is lowest in patients with weakness confined to extraocular muscles (72% are positive for AChR binding antibodies) and highest in patients with generalized weakness due to MG (92% are positive for AChR binding antibodies). In adults with MG and AChR antibodies, approximately 20% will have thymoma and, very rarely (<1%), extrathymic cancers. Computerized tomography imaging of the chest is considered the standard of care to evaluate for thymoma. MuSK antibody is detectable in more than one-third of patients with MG who are seronegative for muscle AChR antibodies. MuSK is involved in integrating and stabilizing AChR clusters at the motor endplate. MuSK is activated when the nerve-derived proteoglycan agrin binds to its receptor, lipoprotein-related protein 4 (LRP4). Patients with MuSK MG are more commonly female. Onset can occur at any age (pediatric to older adult). Patients derive less benefit from anticholinesterase medications, and no neoplasm has been associated with MuSK MG. Although beneficial, thymectomy has not been demonstrated to be helpful in MuSK MG. Patients with both AChR and MuSK autoantibodies benefit from immunotherapy, however, patients with MuSK autoantibodies tend to have more steroid dependence. In patients with seronegative MG, reconsideration of the diagnosis is important. If clinical-EDX criteria are still met, repeating serological testing within one year can increase serological positivity for AChR antibodies by 15%. The diagnostic sensitivity of these tests depends on the disease severity and duration of symptoms. AChR binding antibodies may be undetectable for 6 to 12 months after MG symptom onset. Only about 5% of adult patients with generalized MG who are not immunosuppressed remain seronegative for muscle AChR beyond 12 months. Objective improvement by electrodiagnostic and strength testing following a therapeutic trial of plasmapheresis or intravenous immune globulin can justify consideration of long-term immunosuppression in patients who are seronegative meeting clinical-EDX criteria. Note: Single antibody tests may be requested in the follow-up of patients with positive results previously documented in this laboratory. | Test ID,Reporting Name,Methodology,Reference Value, MGMRI,MG with MuSK Interpretation, S,Interpretation,NA, ARBI,ACh Receptor (Muscle) Binding Ab,Radioimmunoassay (RIA),< or =0.02 nmol/L, Test ID,Reporting Name,Methodology,Reference Value, ACMFS,AChR Modulating Flow Cytometry, S,Flow Cytometry,Negative, MUSK,MuSK Autoantibody, S,RIA,< or =0.02 nmol/L, | Positive results in this antibody evaluation are indicative of autoimmune myasthenia gravis (MG). These results should be interpreted in the appropriate clinical and electrophysiological context. In the presence of either acetylcholine receptor antibodies, a paraneoplastic basis should be considered with thymoma being the most frequently associated tumor with myasthenia gravis. Currently, muscle-specific kinase antibody positive MG is not associated with a paraneoplastic etiology. Negative results do not exclude the diagnosis of an autoimmune neuromuscular junction disorder. If clinical suspicion remains and symptoms persistent or worsen, consider re-testing. | These results should only be interpreted in the appropriate clinical and electrophysiological context and are not diagnostic in isolation. Specimens should be collected prior to administration of immunosuppressant therapy as this may reduce the diagnostic sensitivity of the assay; the neurological diagnosis is further confounded if steroid myopathy develops. Positive muscle acetylcholine receptor (AChR) may occur in autoimmune liver disorders and in patients with graft-versus-host disease and recipients of D-penicillamine. Weakly positive results may occur with hypergammaglobulinemia and should be interpreted with caution in the appropriate clinical context. AChR modulating antibodies will only be performed if AChR binding antibodies are present or if there is an interfering substance present that precludes testing for AChR binding antibodies. Seropositive rates and quantitative results differ across laboratories and patient results tested at different laboratories should not be treated equivalently. The presence of alpha-bungarotoxin antibodies may interfere with the AChR muscle binding antibody assay and therefore if detected, AChR binding results will not be reported. | 1. Li Y, Arora Y, Levin K. Myasthenia gravis: Newer therapies offer sustained improvement. Cleve Clin J Med. 2013;80(11):711-721. doi:10.3949/ccjm.80a.13044 2. Vernino S, Lennon VA. Autoantibody profiles and neurological correlations of thymoma. Clin Cancer Res. 2004;10(21):7270-7275. doi:10.1158/1078-0432.CCR-04-0735 3. Skjei KL, Lennon VA, Kuntz NL. Muscle specific kinase autoimmune myasthenia gravis in children: A case series. Neuromuscul Disord. 2013;23(11):874-882. doi:10.1016/j.nmd.2013.07.010 4. Hoch W, McConville J, Helms S, Newsom-Davis J, Melms A, Vincent A. Auto-antibodies to the receptor tyrosine kinase MuSK in patients with myasthenia gravis without acetylcholine receptor antibodies. Nat Med. 2001;7(3):365-368. doi:10.1038/85520 5. Chan KH, Lachance DH, Harper CM, Lennon VA. Frequency of seronegativity in adult-acquired generalized myasthenia gravis. Muscle Nerve. 2007;36(5):651-658. doi:10.1002/mus.20854 6.Shelly S, Paul P, Bi H, et al. Improving accuracy of myasthenia gravis autoantibody testing by reflex algorithm.Neurology.2020 1;95(22):e3002-e3011. doi:10.1212/WNL.0000000000010910 | Radioimmunoassay: (125)I-labeled recombinant human antigens or labeled receptors are incubated with patient sample. After incubation, anti-human IgG is added to form an immunoprecipitate. The amount of (125)I-labeled antigen in the immunoprecipitate is measured using a gamma-counter. The amount of gamma emission in the precipitate is proportional to the amount of antigen-specific IgG in the sample. Results are reported as units of precipitated antigen (nMol) per L of patient sample.(Griesmann GE, Kryzer TJ, Lennon VA: Autoantibody profiles of myasthenia gravis and Lambert-Eaton myasthenic syndrome. In: Rose NR, Hamilton RG, et al. eds. Manual of Clinical and Laboratory Immunology. 6th ed. ASM Press; 2002:1005-1012; Jones AL, Flanagan EP, Pittock SJ, et al: Responses to and outcomes of treatment of autoimmune cerebellar ataxia in adults. JAMA Neurol. 2015;72[11]:1304-1312. doi:10.1001/jamaneurol.2015.2378)M Flow Cytometry: This method uses flow cytometry to measure the loss of acetylcholine receptor (AChR) molecules expressed on the surface of live cells expressing AChR on the cell surface. The cell line used is an immortalized human rhabdomyosarcoma cell line that expresses endogenous muscle-type nicotinic AChR on its surface. Cells are plated in a 96-well plate and cultured 72 hours prior to the addition of patient sample for an additional 18 to 22 hours to enable internalization of AChR receptors (modulation). Modulation is then stopped by placing cells on ice. The amount of remaining AChRs on the cell surface is measured by flow cytometry. On ice, cells are incubated with a recombinant rat monoclonal antibody against alpha-subunit of the AChR followed by a secondary goat anti-rat IgG antibody conjugated with allophycocyanin (APC). The amount of AChR on the cell surface is proportional to the median fluorescence intensity (MFI) of APC. To calculate the amount of modulation (ie, % loss of AChR) the APC MFI is compared between cells treated with patient sample and cells treated with serum lacking AChR modulating antibodies. Background signal is established in each experiment utilizing cells stained with secondary antibody alone (no patient sera). The percent loss of AChR is calculated as 1-([Patient MFI-Background MFI])/([Negative calibrator MFI - Background MFI])*100%.(Unpublished Mayo method) | 3 to 10 days | 28 days | This test was developed and its performance characteristics determined by Mayo Clinic in a manner consistent with CLIA requirements. It has not been cleared or approved by the US Food and Drug Administration. | 8604186043 (if appropriate)86366 (if appropriate) | MG Evaluation MuSK Reflex, S | 53706-8 | 608981 | MG with MuSK Interpretation, S | 69048-7
MGLE | Myasthenia Gravis/Lambert-Eaton Myasthenic Syndrome Evaluation, Serum | Confirming the autoimmune basis of a defect in neuromuscular transmission (eg, myasthenia gravis [MG], Lambert-Eaton myasthenic syndrome [LEMS]) Distinguishing LEMS from autoimmune forms of MG Providing a quantitative autoantibody baseline for future comparisons in monitoring a patient's clinical course and response to immunomodulatory treatment | ARBI, CCPQ, MUSK: Radioimmunoassay (RIA) ACMFS: Flow Cytometry MGLEI: Medical Interpretation | Yes | MG/LEMS Evaluation, S | If acetylcholine receptor (AChR)-binding antibodies are greater than 0.02 nmol/L, then AChR muscle modulating antibody will be performed at an additional charge. | Patient Preparation:For optimal antibody detection, specimen collection is recommended prior to initiation of immunosuppressant medication. Supplies:Sarstedt Aliquot Tube, 5 mL (T914) Collection Container/Tube: Preferred:Red top Acceptable:Serum gel Submission Container/Tube:Plastic vial Specimen Volume:3 mL Collection Instructions:Centrifuge and aliquot serum into a plastic vial. | 2 mL | Myasthenia gravis (MG) and Lambert-Eaton myasthenic syndrome (LEMS) are acquired autoimmune disorders of neuromuscular transmission. MG is caused by pathogenic autoantibodies binding and potentially removing (modulation) the muscle's nicotinic acetylcholine receptor (AChR) from the surface of the neuromuscular junction. Serologically, the detection of AChR binding antibody provides the best diagnostic sensitivity. However, the presence of both AChR binding and modulating activity improves diagnostic accuracy. A subset of patients who are AChR seronegative will have muscle-specific kinase (MuSK) antibodies. LEMS is caused by autoantibodies binding to motor nerve terminal's voltage-gated P/Q-type calcium channel. Synaptic transmission fails when autoantibodies cause a critical loss of junctional cation channel proteins that activate the muscle action potential. Both MG and LEMS can affect children as well as adults, although LEMS is very rare in children. In adults MG is 10 times more frequent than LEMS, but it is sometimes difficult to distinguish the two disorders clinically. Electrophysiological testing is extremely helpful in distinguishing these 2 disorders. MG patients have decrements of compound muscle action potential (CMAP) amplitudes on repetitive stimulation whereas LEMS has immediate and dramatic post exercise facilitation (elevation) of CMAP amplitudes. Neoplasms associated with LEMS or MG are an endogenous source of the antigens driving production of the autoantibodies that characterize each disorder. In adults with MG, there is at least a 20% occurrence of thymoma and, very rarely (<1%), extrathymic cancers. LEMS is frequently associated (80%) with small-cell lung carcinoma (SCLC). Thus far, MuSK antibody associated MG has not been associated with any neoplasm. The diagnostic sensitivity of these tests depends on the disease severity and duration of symptoms. AChR binding antibodies may be undetectable for 6 to 12 months after MG symptom onset and similarly P/Q-type calcium channel antibody may be undetectable for 6 to 12 months after LEMS onset. Only about 5% of adult patients with generalized MG who are not immunosuppressed remain seronegative for muscle AChR beyond 12 months. Although immunotherapy is universally beneficial for MG, in LEMS resection of the identified SCLC and initiation of 3,4-diaminopyridine, which facilitates acetylcholine release by increasing presynaptic calcium concentration, is most beneficial. Note: Single antibody tests may be requested in the follow-up of patients with positive results previously documented in this laboratory. | Test ID,Reporting name,Methodology,Reference value, MGLEI,MG Lambert-Eaton Interpretation, S,Interpretation,NA, ARBI,ACh Receptor (Muscle) Binding Ab,Radioimmunoassay (RIA),< or =0.02 nmol/L, CCPQ,P/Q-Type Calcium Channel Ab,RIA,< or =0.02 nmol/L, Test ID,Reporting name,Methodology,Reference value, ACMFS,AChR Modulating Flow Cytometry, S,Flow cytometry,Negative, MUSK,MuSK Autoantibody, S,RIA,< or =0.02 nmol/L, | Positive results in this antibody evaluation are indicative of an autoimmune neuromuscular junction disorder. These results should be interpreted in the appropriate clinical and electrophysiological context. In the presence of either acetylcholine receptor antibodies or P/Q antibodies, a paraneoplastic basis should be considered with thymoma being the most commonly associated tumor with myasthenia gravis and small cell lung cancer being the most commonly associated cancer with Lambert-Eaton myasthenic syndrome. Currently, muscle-specific kinase antibody positivemyasthenia gravisis not associated with a paraneoplastic etiology. Negative results do not exclude the diagnosis of an autoimmune neuromuscular junction disorder. If clinical suspicion remains and symptoms persistent or worsen consider retesting. | Specimens should be collected prior to administration of immunosuppressant therapy as this may reduce the diagnostic sensitivity of the assay; the neurological diagnosis is further confounded if steroid myopathy develops. These results should only be interpreted in the appropriate clinical and electrophysiological context and are not diagnostic in isolation. Positive muscle acetylcholine receptor (AChR) may occur in autoimmune liver disorders and in patients with graft-versus-host disease and recipients of D-penicillamine. Weakly positive results may occur with hypergammaglobulinemia and should be interpreted with caution in the appropriate clinical context. AChR modulating antibodies will only be performed if AChR binding antibodies are present or if there is an interfering substance present that precludes testing for AChR binding antibodies. Seropositive rates and quantitative results differ across laboratories and patient results tested at different laboratories should not be treated equivalently. The presence of alpha-bungarotoxin antibodies may interfere with the AChR muscle binding antibody assay and therefore if detected, AChR binding results will not be reported. | 1. Lennon VA. Serological profile of myasthenia gravis and distinction from the Lambert-Eaton myasthenic syndrome. Neurology. 1997;48(Suppl 5):S23-S27. doi:10.1212/WNL.48.Suppl_5.23S 2. Harper CM, Lennon VA: Lambert-Eaton syndrome. In: Kaminski HJ, ed. Current Clinical Neurology: Myasthenia Gravis and Related Disorders. 2nd ed. Humana Press; 2008;209-226 3. Hoch W, McConville J, Helms S, Newsom-Davis J, Melms A, Vincent A. Auto-antibodies to the receptor tyrosine kinase MuSK in patients with myasthenia gravis without acetylcholine receptor antibodies. Nat Med. 2001;7(3):365-368. doi:10.1038/85520 4.Shelly S, Paul P, Bi H, et al. Improving accuracy of myasthenia gravis autoantibody testing by reflex algorithm.Neurology.2020;95(22):e3002-e3011. doi:10.1212/WNL.0000000000010910 | Radioimmunoassay: (125)I-labeled recombinant human antigens or labeled receptors are incubated with patient sample. After incubation, anti-human IgG is added to form an immunoprecipitate. The amount of (125)I-labeled antigen in the immunoprecipitate is measured using a gamma-counter. The amount of gamma emission in the precipitate is proportional to the amount of antigen-specific IgG in the sample. Results are reported as units of precipitated antigen (nMol) per L of patient sample.(Griesmann GE, Kryzer TJ, Lennon VA: Autoantibody profiles of myasthenia gravis and Lambert-Eaton myasthenic syndrome. In: Rose NR, Hamilton RG, et al. eds. Manual of Clinical and Laboratory Immunology. 6th ed. ASM Press; 2002:1005-1012; Jones AL, Flanagan EP, Pittock SJ, et al: Responses to and outcomes of treatment of autoimmune cerebellar ataxia in adults. JAMA Neurol. 2015;72[11]:1304-1312. doi:10.1001/jamaneurol.2015.2378) Flow Cytometry: This method uses flow cytometry to measure the loss of acetylcholine receptor (AChR) molecules expressed on the surface of live cells expressing AChR on the cell surface. The cell line used is an immortalized human rhabdomyosarcoma cell line that expresses endogenous muscle-type nicotinic AChR on its surface. Cells are plated in a 96-well plate and cultured 72 hours prior to the addition of patient sample for an additional 18 to 22 hours to enable internalization of AChR receptors (modulation). Modulation is then stopped by placing cells on ice. The amount of remaining AChRs on the cell surface is measured by flow cytometry. On ice, cells are incubated with a recombinant rat monoclonal antibody against alpha-subunit of the AChR followed by a secondary goat anti-rat IgG antibody conjugated with APC. The amount of AChR on the cell surface is proportional to the median fluorescence intensity (MFI) of allophycocyanin (APC). To calculate the amount of modulation (ie, % loss of AChR) the APC MFI is compared between cells treated with patient sample and cells treated with serum lacking AChR modulating antibodies. Background signal is established in each experiment utilizing cells stained with secondary antibody alone (no patient sera). The percent loss of AChR is calculated as 1-[(Patient MFI-Background MFI)/(Negative calibrator MFI - Background MFI)]*100%.(Unpublished Mayo method) | 3 to 10 days | 28 days | This test was developed and its performance characteristics determined by Mayo Clinic in a manner consistent with CLIA requirements. It has not been cleared or approved by the US Food and Drug Administration. | 860418659686043 (if appropriate)86366 (if appropriate) | MG/LEMS Evaluation, S | 97566-4 | 34273 | MG Lambert-Eaton Interpretation, S | 69048-7
SGTF | MYB (6q23) Rearrangement FISH, Tissue | Assessing forMYBgene rearrangements in patients with primary salivary gland carcinoma to aid in confirming or excluding the diagnosis of primary salivary gland adenoid cystic carcinomas | Fluorescence In Situ Hybridization (FISH) | Yes | MYB (6q23), FISH, Ts | This test does not include a pathology consultation. If a pathology consult is requested, PATHC / Pathology Consultation should be ordered, and the appropriate fluorescence in situ hybridization (FISH) test will be performed at an additional charge. | Submit only 1 of the following specimens: Specimen Type:Tissue Preferred:Tissue block Collection Instructions:Submit a formalin-fixed, paraffin-embedded (FFPE) tumor tissue block.Blocks prepared with alternative fixation methods may be acceptable; provide fixation method used. Acceptable:Slides Collection Instructions:Four consecutive, unstained, 5 micron-thick sections placed on positively charged slides, and 1 hematoxylin and eosin-stained slide. | Two consecutive unstained 5 micron-thick sections placed on positive-charged slides, and 1 hematoxylin and eosin-stained slide. | Salivary adenoid cystic carcinomas (ACC), although uncommon, are frequent among salivary gland malignancies. ACC is typically an aggressive tumor with a poor prognosis. Histologically, ACC show significant morphologic overlap with other salivary gland tumors, but have a much different clinical course. Because ACC requires a management distinct from histologically similar lesions, it is important to make an accurate diagnosis. Translocations betweenMYB(6q23.3) andNFIB(9p24) have been identified in a large proportion of primary salivary gland ACC. These alterations have not been identified in other salivary gland tumors. Therefore, separation ofMYB, in the proper clinical and histologic context, is diagnostic for ACC and can be confirmed by FISH withMYBbreak-apart probes. | An interpretive report will be provided. | A positive result is detected when the percent of cells with an abnormality exceeds the normal cutoff for the probe set. A positive result suggests rearrangement of theMYBlocus.The presence of aMYBrearrangementin conjunction with the proper clinical and histologic features is diagnostic of adenoid cystic carcinomas (ACC). A confirmed diagnosis of ACC results in specific clinical management that may be distinct from the management of other salivary gland neoplasms. A negative result suggests no rearrangement of theMYBgene region at 6q23.3.The absence of aMYBrearrangement does not exclude the diagnosis of ACC, as a subset of ACCs do not show anMYBrearrangement. | This test is not approved by the U.S. Food and Drug Administration, and it is best used as an adjunct to existing clinical and pathologic information. This test is only intended to be used in the diagnosis of salivary gland tumors. This test has not been validated on adenoid cystic carcinoma (ACC) arising from nonsalivary gland locations. The results of this test are intended to be interpreted in association with the pathologic and clinical findings. The absence ofMYBrearrangement does not exclude the diagnosis of ACC. Fixatives other than formalin (eg, Prefer, Bouin) may not be successful for FISH assays, however nonformalin-fixed samples will not be rejected. Paraffin-embedded tissues that have been decalcified are generally unsuccessful for FISH analysis. The pathologist reviewing the hematoxylin and eosin-stained slide may find it necessary to cancel testing. | 1. Mitani Y, Rao PH, Futreal PA, et al: Novel chromosomal rearrangements and break points at the t(6;9) in salivary adenoid cystic carcinoma: association withMYB-NFIBchimeric fusion, MYB expression, and clinical outcome. Clin Cancer Res 2011;17(22):7003-7014 2. West RB, Kong C, Clarke N, et al:MYBexpression and translocation in adenoid cystic carcinomas and other salivary gland tumors with clinicopathologic correlation. Am J Surg Pathol 2011;35(1):92-99 3. Bell D, Roberts D, Karpowicz M, et al: Clinical significance of Myb protein and downstream target genes in salivary adenoid cystic carcinoma.Cancer Biol Ther 2011;12:569-573 | This test is performed usinga laboratory-developedMYBdual-color break-apart strategy probe (BAP).Paraffin-embedded tissues are cut at 5 microns and mounted on positively charged glass slides. The selection of tissue and the identification of target areas on thehematoxylin and eosin (H and E)-stained slide are performed by a pathologist. Using theH and E-stainedslide as a reference, target areas are etched with a diamond-tipped etcher on the back of the unstained slide to be assayed. The probe is hybridized to the appropriate target areas and 2 technologists each analyze 50 interphase nuclei (100 total) with the results expressed as the percent abnormal nuclei.(Unpublished Mayo method) | 7 to 10 days | Slides and H&E used for analysis are retained by the laboratory in accordance to CAP and NYS requirements. Client provided paraffin blocks and extra unstained slides (if provided) will be returned after testing is complete. | This test was developed using an analyte specific reagent. Its performance characteristics were determined by Mayo Clinic in a manner consistent with CLIA requirements. This test has not been cleared or approved by the US Food and Drug Administration. | 88271x2, 88291-DNA probe, each (first probe set), Interpretation and report88271x2-DNA probe, each; each additional probe set (if appropriate)88271x1-DNA probe, each; coverage for sets containing 3 probes (if appropriate)88271x2-DNA probe, each; coverage for sets containing 4 probes (if appropriate)88271x3-DNA probe, each; coverage for sets containing 5 probes (if appropriate)88274 w/modifier 52-Interphase in situ hybridization, <25 cells, each probe set (if appropriate)88274-Interphase in situ hybridization, 25 to 99 cells, each probe set (if appropriate) | MYB (6q23), FISH, Ts | In Process | 53817 | Disclaimer | 62364-5
MYC | MYC Immunostain, Technical Component Only | Assessment ofMYCexpression | Immunohistochemistry (IHC) | Yes | MYC IHC, Tech Only | For the initial technical component only immunohistochemical (IHC) stain performed, the appropriate bill-only test ID will be reflexed and charged (IHTOI). For each additional technical component only IHC stain performed, an additional bill-only test ID will be reflexed and charged (IHTOA). | Supplies:Immunostain Technical Only Envelope (T693) Specimen Type:Tissue Container/Tube:Immunostain Technical Only Envelope Preferred:2 Unstained positively charged glass slide (25- x 75- x 1-mm) per test ordered; sections 4-microns thick. Acceptable:Formalin-fixed, paraffin-embedded tissue block |  | MYCis a proto-oncogene commonly overexpressed in many malignant neoplasms, including some B-cell lymphomas.MYCtranslocations are a hallmark abnormality of Burkitt lymphoma. The presence of theMYCtranslocation may be a helpful indicator of poor prognosis or an aggressive clinical course in diffuse large B-cell lymphoma. |  | This test does not include pathologist interpretation, only technical performance of the stain. If interpretation is required, order PATHC / Pathology Consultation for a full diagnostic evaluation or second opinion of the case. The positive and negative controls are verified as showing appropriate immunoreactivity. If a control tissue is not included on the slide, a scanned image of the relevant quality control tissue is available upon request; call 855-516-8404. Interpretation of this test should be performed in the context of the patient's clinical history and other diagnostic tests by a qualified pathologist. | Age of a cut paraffin section can affect immunoreactivity. Stability thresholds vary widely among published literature and are antigen dependent. Best practice is for paraffin sections to be cut within 6 weeks. | V1. Mentzel T, Schildhaus HU, Palmedo G, Buttner R, Kutzner H. Postradiation cutaneous angiosarcoma after treatment of breast carcinoma is characterized by MYC amplification in contrast to atypical vascular lesions after radiotherapy and control cases: clinicopathological, immunohistochemical and molecular analysis of 66 cases. Mod Pathol. 2012;25(1):75-85 2. Faria M, Khayat A, Burbano R, Rabenhorst SH. c-MYC amplification and expression in astrocytic tumors. Acta Neuropathol. 2008;116:87-95 3. Ruzinova M, Caron T, Rodig S. Altered subcellular localization of c-Myc protein identifies aggressive B-cell lymphomas harboring a c-MYC translocation. Am J Surg Pathol. 2010;34(6):882-891 4. Magaki S, Hojat SA, Wei B, So A, Yong WH. An introduction to the performance of immunohistochemistry. Methods Mol Biol. 2019;1897:289-298. doi:10.1007/978-1-4939-8935-5_25 | Immunohistochemistry on sections of paraffin-embedded tissue.(Unpublished Mayo method) | 1 to 3 days | Until staining is complete. | This test was developed and its performance characteristics determined by Mayo Clinic in a manner consistent with CLIA requirements. It has not been cleared or approved by the US Food and Drug Administration. | 88342-TC, primary88341-TC, if additional IHC | MYC IHC, Tech Only | Order only;no result | 70827 | MYC IHC, Tech Only | Bill only; no result
CTB | Mycobacteria and Nocardia Culture, Varies | Detection and identification ofMycobacteriumspecies,Nocardiaspecies, and other aerobic actinomycetes | Automated Detection of Positive Cultures followed by Organism Identification /DNA Sequencing/Matrix Assisted Laser Desorption/Ionization Time-of-Flight (MALDI-TOF) Mass Spectrometry | Yes | Mycobacterial Culture | When this test is ordered, a reflex test may be performed at an additional charge. | Submit only 1 of the following specimens: Specimen Type:Body fluid Container/Tube:Sterile container Specimen Volume:1.5 mL Specimen Type:Bone marrow Container/Tube:Sterile container, or green top (lithium or sodium heparin) Specimen Volume:Entire collection Specimen Type:Gastric washing Container/Tube:Sterile container Specimen Volume:10 mL Collection Instructions:Neutralize specimen within 4 hours of collection with 100 mg of sodium carbonate per 5 to 10 mL of gastric wash. Specimen Type:Respiratory Sources:Bronchoalveolar lavage fluid, bronchial washing, sputum Container/Tube:Sterile container Specimen Volume:3 mL Collection Instructions: 1. Collect 3 respiratory specimens for acid-fast smears and culture in patients with clinical and chest X-ray findings compatible with tuberculosis. 2. These 3 specimens should be collected at 8 to 24-hour intervals (24 hours when possible) and should include at least 1first-morningspecimen. Specimen Type:Stool Supplies:Stool Collection Kit, Random (T635) Container/Tube:Sterile container Specimen Volume:5 to 10 g Specimen Type:Tissue Container/Tube:Sterile container Specimen Volume:5 to 10 mm Collection Instructions:Collect a fresh tissue specimen. Specimen Type:Urine Container/Tube:Sterile container Specimen Volume:20 to 50 mL Collection Instructions:Collect a random urine specimen. Fresh tissue or body fluid is the preferred specimen type instead of a swab specimen. Recovery of mycobacteria from swabs is generally very low yield. Specimen Type:Swab Sources:Wound, tissue, or body fluid Container/Tube:Culture transport swab (noncharcoal) culturette, or Eswab Specimen Volume:Adequate specimen Collection Instructions: 1. Before collecting specimen, wipe away any excessive amount of secretion and discharge, if appropriate. 2. Obtain secretions or fluid from source with sterile swab. 3. If smear and culture are requested or both a bacterial culture and mycobacterial culture are requested, collect a second swab to maximize test sensitivity. | See Specimen Required | Mycobacteria species are responsible for significant morbidity and mortality in both immunocompromised and immunocompetent hosts.Mycobacterium tuberculosisis the causative agent of tuberculosis, and it kills nearly 2 million people in the world each year. Nontuberculous mycobacteria such asMycobacterium aviumcomplex andMycobacterium abscessuscause a variety of infections (eg, respiratory, skin, and soft tissue) and are important to detect and correctly identify in order to aid in clinical decision making. There are approximately 200 recognized species of mycobacteria and identification of these organisms to the species level is often required to help guide appropriate therapy. Although there are direct detection methods available forM tuberculosis, growth of the organism on culture media is still necessary to allow for antimicrobial susceptibility testing. At this time, direct molecular detection methods are lacking for the nontuberculous mycobacteria and growth in culture is critical for identification and antimicrobial susceptibility testing. Nocardiaspecies and other aerobic actinomycetes (eg,Tsukamurellaspecies,Gordoniaspecies,Rhodococcusspecies) are also important causes of disease and isolation on culture media is important to facilitate identification and antimicrobial susceptibility testing.Nocardiaand the other aerobic actinomycetes grow well on mycobacterial medium, and therefore, ordering a mycobacterial culture is recommended when infection with this group of organisms is suspected. | Negative | A final negative report is issued after 42 days of incubation. Positive cultures are reported as soon as detected. | Recovery of mycobacteria is dependent on the number of organisms present in the specimen, specimen collection methods, methods of processing, and patient factors such as the use of anti-mycobacteria therapy. The use of BBL MGIT PANTA antibiotic mixture, although necessary for all nonsterile specimens, may have inhibitory effects on some mycobacteria. | 1. Martin I, Pfyffer GE, Parrish N: Mycobacterium: General characteristics, laboratory detection and staining procedures. In: Carroll KC, Pfaller MA, Landry ML, et al, eds. Manual of Clinical Microbiology. 12th ed. Vol 1. ASM Press;2011:472-5022. 2.Banaei N, Musser KA, Salfinger M, Somoskovi A, Zelazny AM. Novel assays/applications for patients suspected of mycobacterial diseases. Clin Lab Med. 2020;40(4):535-552. doi:10.1016/j.cll.2020.08.010 3.Lafont E, Conan PL, Rodriguez-Nava V, Lebeaux D. Invasive nocardiosis: Disease presentation, diagnosis and treatment - old questions, new answers? Infect Drug Resist. 2020;13:4601-4613. doi:10.2147/IDR.S249761 | The BACTEC MGIT 960 System is a broth system designed for the rapid detection of mycobacteria in clinical specimens. Mycobacteria Growth Indicator Tubes (MGIT) are incubated for up to 42 days and growth is evaluated with mycobacteria identified as soon as a MGIT signals positive on the instrument. In addition to the MGIT tube, Middlebrook 7H10/7H10S agar biplates are inoculated and incubated at 37 degrees C for 42 days. Growth from positive MGITs or agar plates is identified using a variety of techniques as appropriate including rapidpolymerase chain reaction,matrix assisted laser desorption ionization-time of flight(MALDI-TOF)mass spectrometry, or 500 basepair 16S rRNA gene sequencing. TheMycobacterium tuberculosiscomplex will be identified to the species level upon request using rapid polymerase chain reaction.(Martin I, Pfyffer GE, Parrish N: Mycobacterium: General characteristics, laboratory detection and staining procedures. In: Carroll KC, Pfaller MA, Landry ML, et al, eds. Manual of Clinical Microbiology. 12th ed. Vol 1. ASM Press; 2019:558-575;Halse TA, Escuyer VE, Musser KA:Evaluation of a single tube multiplex real-time PCR for differentiation of theMycobacterium tuberculosiscomplex in clinical specimens.J Clin Microbiol. 2011;49[7]:2562-2567.doi:10.1128/JCM.00467-11) | 42 to 70 days | Raw specimen 3 to 7 days; Isolates from positive cultures kept 1 year. | This test has been cleared, approved, or is exempt by the US Food and Drug Administration and is used per manufacturer's instructions. Performance characteristics were verified by Mayo Clinic in a manner consistent with CLIA requirements. | 87116-Mycobacterial Culture87015-Mycobacteria Culture, Concentration (if appropriate)87118-Id MALDI-TOF Mass Spec AFB (if appropriate)87150-Id, Mtb Speciation, PCR (if appropriate)87153-Mycobacteria Identification by Sequencing (if appropriate)87176-Tissue Processing (if appropriate)87150- Id, MTB complex Rapid PCR (if appropriate) | Mycobacterial Culture | 543-9 | CTB | Mycobacterial Culture | In Process
ISMY | Mycobacteria Ident by Sequencing (Bill Only) |  | This test is for billing purposes only. This is not an orderable test. | Yes | ID by 16S Sequencing | Varies | This test is for billing purposes only. This is not an orderable test. |  |  | This test is for billing purposes only. This is not an orderable test. | [6 empty] | Not Applicable | 87153
CTBBL | Mycobacterial Culture, Blood | Diagnosing mycobacteremia | Continuously Monitored Automated Broth Culture Instrument with Conventional Methods for Identification of Mycobacteria | Yes | Mycobacterial Culture, B | When this test is ordered, the reflex tests may be performed at an additional charge. | Container/Tube: Preferred:Green top (sodium or lithium heparin) Acceptable:SPS (sodium polyanethol sulfonate) Specimen Volume:8 to 10 mL per culture Collection Instructions: 1. Send whole blood specimen in original tube. 2.SPS tubes are acceptable, but not preferred. 3. Note: SPS tubes must be clearly labeled as SPS. If label is obscured, sample may be canceled, as ACD (yellow top) is not an acceptable tube type. | 5 mL | Mycobacteremia occurs most often in immunocompromised hosts.The majority of disseminated mycobacterial infections are due toMycobacterium aviumcomplex but bacteremia can also be causedby other mycobacterial species including, but not limited to,Mycobacterium tuberculosiscomplex,Mycobacterium kansasii,Mycobacterium fortuitum,Mycobacterium chelonae,Mycobacteriumscrofulaceum,Mycobacterium szulgai, andMycobacterium xenopi.(1) Mycobacterial blood cultures may be indicated for patients presentingwith signs and symptoms of sepsis, especially fever of unknown origin. | Negative If positive, mycobacteria are identified. A final negative report will be issued after 42 days of incubation. | A positive result may support the diagnosis of mycobacteremia. | Results must be interpreted in conjunction with the patient's history and clinical picture. A negative result does not rule out mycobacteremia. The organism may be present at quantities below the limit of detection or may be transiently present. IfMycobacterium genavenseis suspected, indicate on request form or contact laboratory.Mycobactin J (an iron supplement) will then be added to the culture to support growth. | 1. Martin I, Pfyffer GE, Parrish N.Mycobacterium: General characteristics, laboratory detection, and staining procedures. In: Carroll KC, Pfaller MA, Landry ML, et al, eds. Manual of Clinical Microbiology. 12th ed. ASM Press; 2019:558-575 2. Crump JA, Morrissey AB, Ramadhani HO, et al. Controlled comparison of BacT/Alert MB system, manual myco/f lytic procedure, and isolator 10 system for diagnosis of mycobacterium tuberculosis bacteremia. J Clin Microbiol. 2011;49(8):3054-7. doi:10.1128/JCM.01035-11 3. Reimer LG. Laboratory detection of mycobacteremia. Clin Lab Med. 1994;14(1):99-105 | The blood is processed per the manufacturer's instructions before adding it to a VersaTREK Myco bottle and plating onto Middlebrook 7H10 agar. The agar plate is incubated at 37 degrees C with 5% to 7% carbon dioxide for 42 days. The VersaTREK Myco bottle is incubated on the automated VersaTREK 528 instrument for 42 days. If the bottle signals as positive on the instrument, it is removed, and a smear is performed to look for acid-fast organisms. Acid-fast organisms are identified using conventional methods including real-time PCR, matrix-assisted laser desorption/ionization time-of-flight mass spectrometry, and 16S rDNA gene sequencing.(Mirrett S, Hanson KE, Reller LB. Controlled clinical comparison of VersaTREK and BacT/ALERT blood culture systems. J Clin Microbiol. 2007;45(2):299-302; Buckwalter SP, Olson SL, Connelly BJ, et al. Evaluation of Matrix-Assisted Laser Desorption Ionization-Time of Flight Mass Spectrometry for the Identification of Mycobacterium species, Nocardia species, and Other Aerobic Actinomycetes. J Clin Microbiol. 2016;54(2):376-384. doi:10.1128/JCM.02128-15; Hall L, Doerr KA, Wohlfiel SL, Roberts GD. Evaluation of the MicroSeq system for identification of mycobacteria by 16S ribosomal DNA sequencing and its integration into a routine clinical mycobacteriology laboratory. J Clin Microbiol. 2003;41(4):1447-1453) | 42 days | 24 days | This test has been cleared, approved, or is exempt by the US Food and Drug Administration and is used per manufacturer's instructions. Performance characteristics were verified by Mayo Clinic in a manner consistent with CLIA requirements. | 87116-Mycobacterial Culture87118-Id MALDI-TOF Mass Spec AFB (if appropriate)87150-Id, Mtb Speciation, PCR (if appropriate)87150-Mycobacteria Probe Ident, Solid (if appropriate)87153-Mtb PZA Confirmation, pcnA sequence (if appropriate)87153-Mycobacteria Identification by Sequencing (if appropriate)87150- Id, MTB complex Rapid PCR (if appropriate) | Mycobacterial Culture, B | 64412-0 | CTBBL | Mycobacterial Culture, B | 64412-0
TBSP | Mycobacterium tuberculosis Complex Species Identification, PCR, Varies | Determining the species of aMycobacterium tuberculosiscomplex culture isolate | Real-Time Polymerase Chain Reaction (PCR) | Yes | M tuberculosis species ID, PCR | When this test is ordered, species identification will always be performed at an additional charge. | Specimen Type:Mycobacterium tuberculosiscomplex isolate growing in pure culture Supplies:Infectious Container, Large (T146) Container/Tube:Growth on solid slant media, eg, Middlebrook 7H10, 7H11 and Lowenstein Jensen; growth in broth medium, eg, Mycobacteria Growth Indicator Tube, 7H9 broth BACT/ALERT MP or VersaTREK Specimen Volume:Isolate with visible growth on solid media; if broth is sent, 3 mL or more of broth culture Collection Instructions: 1. Bacterial organism must be submitted in pure culture, actively growing.Do not submit mixed cultures. 2. Place specimen in a large infectious container and label as an etiologic agent/infectious substance. Additional Information:If subculture to Middlebrook agar medium is needed to ensure purity, turnaround time for results may be delayed. |  | This assay provides a species-level identification of microbiologic culture isolates previously identified to be a member of theMycobacterium tuberculosiscomplex. Species level identification can be important for patient care or for epidemiologic investigations. For example, the species-level identification ofMycobacteriumbovisbacillus Calmette-Guerin (BCG) can assist with identification of disseminated infections following use of the vaccine as an adjuvant during chemotherapy. | Not applicable | This assay can differentiate the most common species within theMycobacterium tuberculosiscomplex, which are,M tuberculosis,Mycobacteriumbovis,Mycobacteriumbovisbacillus Calmette-Guerin (BCG; the vaccine strain),Mycobacteriumcanettii,Mycobacteriumcaprae,Mycobacteriummicroti, andMycobacteriumpinnepedii.. This assay cannot distinguishMycobacteriumafricanumfromMycobacteriummungiso if that result is obtained, the organism will be reported asM africanum/M mungi. | Only isolates ofMycobacterium tuberculosiscomplex should be submitted and they must be in pure culture. Nontuberculous mycobacteria should not be submitted. Mixed cultures will result in a delay because theM tuberculosiscomplex organism must be isolated prior to performing the polymerase chain reaction assay. This assay has not been verified for the direct detection ofM tuberculosiscomplex from clinical specimens. It is intended for use on microbiologic culture isolates already identified asM tuberculosiscomplex. | Fitzgerald DW, Sterling TR, Haas DW.Mycobacterium tuberculosis.In: Mandell GL, Bennett JE, Dolin R, eds. Mandell, Douglas and Bennett's Principles and Practice of Infectious Diseases. 9th ed. Elsevier; 2020:2985-3021 | The method uses real-time polymerase chain reaction on the LightCycler 480 platform withMycobacterium tuberculosiscomplex-specific primers coupled with fluorescence resonance energy transfer (FRET) probes to differentiate the members of the complex to the species level. The probes target specific regions of difference (RD) within theM tuberculosiscomplex genome. Detection of the presence or absence of these RD allows for differentiation of the species within theM tuberculosiscomplex.(Halse TA, Escuyer VE, Musser KA. Evaluation of a single tube multiplex real-time PCR for differentiation of members of theMycobacterium tuberculosiscomplex in clinical specimens. J Clin Microbiol. 2011;49:2562-2567; Warshauer DM, Salfinger M, Desmond E, and Lin S-Y G.Mycobacterium tuberculosiscomplex. In: Carroll KC, Pfaller MA, Landry ML, et al, eds. Manual of Clinical Microbiology. 12th edition, ASM Press; 2019:576-594) The RD's expected for each species within theM tuberculosiscomplex are shown in the table below. "+" indicates the region is present and "-" indicates the region is absent. Expected RD signature patterns RD1 RD4 RD9 RD12 RD9-2 Mycobacterium tuberculosis + + + + + Mycobacterium bovis + - - - + Mycobacterium bovis BCG - - - - + Mycobacterium africanum + + - + + Mycobacterium canettii + + + - + Mycobacterium caprae + + - - + Mycobacterium microti - + - + + Mycobacterium mungi + + - + + Mycobacterium pinnepedii + + - - + | 7 to 14 days | 1 year | This test has been cleared, approved, or is exempt by the US Food and Drug Administration and is used per manufacturer's instructions. Performance characteristics were verified by Mayo Clinic in a manner consistent with CLIA requirements. | 87150 | M tuberculosis species ID, PCR | 94576-6 | TBSP | M tuberculosis species ID, PCR | 94576-6
MTBXS | Mycobacterium tuberculosis complex, Molecular Detection and Rifampin Resistance, PCR, Sputum | Rapid detection ofMycobacterium tuberculosisDNA from respiratory specimens for the diagnosis of pulmonary tuberculosis Presumptive detection of rifampin resistance based on the presence of resistance-associated mutations | Real-Time Polymerase Chain Reaction (PCR) | Yes | M tuberculosis/ RIF PCR GeneXpert | Sputum | The high sensitivity of amplification by polymerase chain reaction requires the specimen to be processed in an environment in which contamination of the specimen byMycobacterium tuberculosisDNA is unlikely. Specimen Type:Sputum (undigested) Container/Tube:Sterile container Specimen Volume:3 mL Specimen Stability Information:Refrigerated (preferred) 7 days/Ambient 72 hours Additional Information: 1.If a single specimen is being shared between mycobacterial culture, acid-fast smear, and/orM tuberculosisPCR, a minimum volume of 3 mL for the respiratory specimen is required. Specimen volumes less than indicated may decrease sensitivity of testing. 2. If insufficient volume is submitted, testing will be canceled. Specimen Type:N-acetyl-L-cysteine/sodium hydroxide(NALC/NaOH)-digested sputum Container/Tube:Sterile container Specimen Volume:3 mL Collection Instructions: 1. Submit digested specimen treated with NALC/NaOH. 2. Clearly indicate on container and order form that specimen is a digested specimen. Specimen Stability Information:Refrigerated 7 days Additional Information: 1. If a single specimen is being shared between mycobacterial culture, acid-fast smear, and/orM tuberculosisPCR, a minimum volume of 3 mL for the respiratory specimen is required. Specimen volumes less than indicated may decrease sensitivity of testing. 2. If insufficient volume is submitted, testing will be canceled. | 1.5 mL | Mycobacterium tuberculosisis a highly transmissible bacterial pathogen and is the causative agent of tuberculosis, a disease causing significant worldwide morbidity and mortality. Each year,Mtuberculosisaccounts for 1.6 million deaths and is responsible for 10.6 million newly diagnosed cases of tuberculosis worldwide.M tuberculosisis spread from person to person via respiratory transmission and has the potential to become resistant to many of the antibiotics currently used if not treated appropriately. Therefore, rapid and accurate detection ofM tuberculosisin patient specimens is of paramount clinical and public health importance. Conventional culture methods can generally detectM tuberculosisin 2 to 3 weeks, although up to 6 weeks of incubation may be required in some instances. This qualitative molecular assay utilizes polymerase chain reaction-based nucleic acid amplification for the direct detection ofM tuberculosisDNA within respiratory specimens without relying on culture growth, leading to more rapid diagnosis and appropriate patient care. This assay also detects the presence of mutations in therpoBgene that have been documented to confer more than 95% of cases of rifampin resistance. | Negative | A positive result indicates the presence ofMycobacterium tuberculosiscomplex DNA. A negative result indicates the absence of detectableM tuberculosiscomplex DNA. Presumptive rifampin resistance mediated through mutations within the resistance determining region of therpoBgene will be reported when detected. One to 2 negative polymerase chain reaction results in conjunction with 1 to 2 negative acid-fast smears may provide evidence supporting the removal of a patient from airborne isolation. Consult your local Infection Prevention and Control for guidance. | This test should always be performed in conjunction with mycobacterial culture, which is required for epidemiological strain typing and growth-based phenotypic antimicrobial susceptibility testing, including definitive rifampin results as well as results for other antimicrobials. If your facility is unable to perform mycobacterial culture, CTB / Mycobacteria andNocardiaCulture, Varies should be ordered. Per current Centers for Disease Control and Prevention recommendations, rifampin resistance results should be considered as preliminary pending definitive confirmation with gene sequencing or growth-based phenotypic antimicrobial susceptibility testing. This polymerase chain reaction-based molecular assay detectsMycobacterium tuberculosisnucleic acid and, therefore, does not distinguish between viable, disease-related organisms and nucleic acid persisting from prior infection. Test results should be correlated with patient symptoms and clinical presentation before a definitive diagnosis is made. A negative result does not rule-out infection withM tuberculosisor active disease because the organism may be present at levels below the limit of detection for this assay. | 1. World Health Organization. Global Tuberculosis Report 2022. WHO; 2022 Available at www.who.int/publications/i/item/9789240061729 2. Centers for Disease Control and Prevention (CDC). Availability of an assay for detectingMycobacterium tuberculosis, including rifampin-resistant strains, and considerations for its use - United States, 2013. MMWR Morb Mortal Wkly Rep. 2013 Oct 18;62(41):821-827 3. Boehme CC, Nabeta P, Hillemann D, et al. Rapid molecular detection of tuberculosis and rifampin resistance. N Engl J Med. 2010;363(11):1005-1015 4. US Food and Drug Administration. New data shows test can help physicians remove patients with suspected TB from isolation earlier. Press Release. 2015. Available at www.tbonline.info/posts/2015/2/12/fda-new-data-shows-test-can-help-physicians-remove/ | The Cepheid Xpert MTB/RIF assay utilizes sputum or decontaminated and pelleted sputum sediment. Specimens are inoculated directly into single disposable test cartridges, which contain both DNA extraction and target amplification material. The assay amplifies a 192 base-pair segment of therpoBgene forMycobacterium tuberculosiscomplex identification as well as rifampin resistance profiling. The Cepheid Xpert MTB/RIF assay is a closed polymerase chain reaction (PCR) system that greatly reduces the potential for false-positive results due to specimen cross-contamination as compared with traditional open-system PCR methods.(Package insert: Xpert MTB/RIF. Cepheid; GXMTB/RIF-US-10, rev D, 03/2016) | Same day/1 day | 7 days | This test has been cleared, approved, or is exempt by the US Food and Drug Administration and is used per manufacturer's instructions. Performance characteristics were verified by Mayo Clinic in a manner consistent with CLIA requirements. | 8755687798 | M tuberculosis/ RIF PCR GeneXpert | 89371-9 | RIFRX | MTB Rifampin Resistance Result | 89372-7
MTBT | Mycobacterium tuberculosis Complex, Molecular Detection, PCR, Paraffin, Tissue | Preferred method for rapid detection ofMycobacterium tuberculosiscomplex DNA in formalin-fixed, paraffin-embedded tissue specimens DetectingMtuberculosiscomplex This test isnot intended forthe detection of latent tuberculosis andmust not be usedas a substitute for tests intended for detection of latent tuberculosis such as the tuberculin skin test or an interferon gamma release assay. | Real-Time Polymerase Chain Reaction (PCR) | Yes | MTB complex PCR, FFPE | Tissue, Paraffin | The high sensitivity of amplification by polymerase chain reaction requires the specimen to be processed in an environment in which contamination of the specimen byMycobacterium tuberculosisDNA is unlikely. Preferred Paraffin-embedded tissue block: Supplies:Tissue Block Container (T553) Specimen Type:Formalin-fixed, paraffin-embedded tissue block (FFPE) Sources:Body tissue Container/Tube:Tissue block Collection Instructions:Submit a FFPE tissue block to be cut and returned. Acceptable Paraffin-embedded tissue block: Specimen Type:Formalin-fixed, paraffin-embedded tissue block (FFPE) Sources:Body tissue Container/Tube:Sterile container for each individual cut section (scroll). Collection Instructions:Perform microtomy and prepare five separate 10-micron sections.Each section (scroll) must be placed in a separate sterile container for submission. | See Specimen Required. | Each year,Mycobacterium tuberculosisaccounts for more than a million deaths and is responsible for millions of newly diagnosed cases of tuberculosis worldwide.M tuberculosisis spread from person-to-person via respiratory transmission and has the potential to become resistant to many or all antibiotics currently used if antimycobacterial treatment is not promptly initiated. Therefore, rapid and accurate detection ofM tuberculosisin patient specimens is of clinical and public health importance. Conventional culture methods can generally detectM tuberculosisin 2 to 3 weeks, although up to 8 weeks of incubation may be required in some instances. Developed at Mayo Clinic, this rapid polymerase chain reaction (PCR) assay detectsM tuberculosiscomplex DNA directly from specimens without waiting for growth in culture and, therefore, the results are available rapidly after receipt in the laboratory. A mycobacterial culture must always be performed in addition to the PCR assay. The PCR assay is rapid, but culture has increased sensitivity over the PCR assay. The PCR assay targets a unique sequence within thekatGgene, which is present in members of theM tuberculosiscomplex. In addition, the assay can detect genotypic resistance to isoniazid mediated by mutations in thekatGtarget, when present. | Not applicable | A positive result indicates the presence ofMycobacterium tuberculosiscomplex DNA. Members of theM tuberculosiscomplex detected by this assay includeM tuberculosis, Mycobacterium bovis, Mycobacterium bovisbacillus Calmette-Guerin(BCG), Mycobacterium africanum, Mycobacterium canettii, andMycobacterium microti.The other species within theM tuberculosiscomplex (eg,Mycobacterium caprae, Mycobacterium pinnipedii, and Mycobacterium mungi) should, in theory, be detected using the primer and probe sequences in this assay, but they have not been tested at this time. This assay method does not distinguish between the species of theM tuberculosiscomplex. A negative result indicates the absence of detectableM tuberculosiscomplex DNA. Isoniazid (INH) resistance mediated through akatGvariant will be reported when observed but lack of akatGvariant does not imply that the isolate is susceptible to INH. There are other genetic loci in addition tokatGthat can contribute to resistance for this drug. An inhibition result indicates that inhibitors are present in the specimen that could prevent the detection ofM tuberculosisDNA. A new specimen can be resubmitted under a new order, if desired. | This rapid polymerase chain reaction (PCR) assay detectsMycobacterium tuberculosiscomplex nucleic acid and, therefore, does not distinguish between viable, disease-related organisms and nucleic acid persisting from prior infection. Test results should be correlated with patient symptoms and clinical presentation before a definitive diagnosis is made. A negative result does not rule out the presence ofM tuberculosiscomplex or active disease because the organism may be present at levels below the limit of detection for this assay. This test has not been studied for use with specimens from patients being treated with antituberculous agents and, therefore, should not be used to determine bacteriologic cure or to monitor response to therapy. It is not known how long the PCR assay can remain positive following treatment forM tuberculosis. The sensitivity of this test from formalin-fixed, paraffin-embedded tissue is approximately 63%; therefore, testing of additional specimens should be considered if the result from the first specimen is negative. A mycobacterial culture on a non-formalin-fixed specimen must always be performed in addition to the PCR test when non-fixed specimen is available. If your facility is unable to perform a mycobacterial culture, CTB / Mycobacteria andNocardiaCulture, Variesshould be ordered. The sensitivity of the PCR assay from acid-fast smear positive specimens is approximately 96% compared to mycobacterial culture, but sensitivity of the PCR from a smear negative specimen is lower, and a negative result does not rule outM tuberculosiscomplex. | 1. Iseman MD: A Clinician's Guide to Tuberculosis. 2nd ed. Lippincott Williams and Wilkins; 2013 2. American Thoracic Society; Centers for Disease Control and Prevention; Infectious Diseases Society of America. Treatment of tuberculosis. MMWR Recomm Rep. 2003 Jun 20;52(RR-11):1-77. Erratum in: MMWR Recomm Rep. 2005 Jan 7;53(51):1203 3. Ortiz-Brizuela E, Menzies D, Behr Mad: Testing and treating Mycobacterium tuberculosis infection. Med Clin North Am. 2022 Nov;106(6):929-947. Doi: 10.1016/j.mcna.2022.08.001 | Following specimen processing, genomic DNA is extracted, and the purified genomic DNA is placed on the LightCycler instrument, which amplifies and monitors, by fluorescence, the development of target nucleotide sequences after eachpolymerase chain reaction (PCR) cycle. A specific target sequence from a portion of thekatG gene fromMycobacterium tuberculosiscomplex is amplified and the resulting segment is detected by melt-curve analysis using sequence-specific fluorescence resonance energy transfer hybridization probes. The LightCycler PCR assay is a closed PCR system that greatly reduces the potential for false-positive results due to specimen cross-contamination as compared with traditional open-system PCR or other amplification methods like transcription-mediated amplification.(Buckwalter SP, Connelly BJ, Louison LK, et al: Description, validation, and review of a decade of experience with a laboratory-developed PCR test for detection ofMycobacterium tuberculosiscomplex in pulmonary and extrapulmonary specimens. J Clin Tuberc Other Mycobact Dis. 2022 Nov 12;29:100340. doi: 10.1016/j.jctube.2022.100340) | 5 to 7 days | 7 days; after which time the block will be returned to the client | This test was developed and its performance characteristics determined by Mayo Clinic in a manner consistent with CLIA requirements. It has not been cleared or approved by the US Food and Drug Administration. | 87556 | MTB complex PCR, FFPE | 38379-4 | TBRR | MTB Complex PCR, FFPE, Result | 38379-4
MTBRP | Mycobacterium tuberculosis Complex, Molecular Detection, PCR, Varies | Rapid detection ofMycobacterium tuberculosiscomplex DNA(preferred method) Detection ofMtuberculosis, when used in conjunction with mycobacterial culture This test shouldnot be usedto determine bacteriologic cure or to monitor response to therapy. This test isnot intended forthe detection of latent tuberculosis andmust not be usedas a substitute for tests intended for detection of latent tuberculosis such as the tuberculin skin test or an interferon gamma release assay. | Real-Time Polymerase Chain Reaction (PCR) | Yes | M tuberculosis Complex PCR | When this test is ordered, the reflex test may be performed at an additional charge. | The high sensitivity of amplification by polymerase chain reaction (PCR) requires the specimen to be processed in an environment in which contamination of the specimen byMycobacterium tuberculosisDNA is unlikely. If a single specimen is being shared between mycobacteria culture, acid-fast smear, and/orM tuberculosisPCR, a minimum volume of 2 mL for body fluid, 3 mL for respiratory specimen, or a pea-sized piece of tissue should be obtained. Specimen volumes less than indicated may decrease sensitivity of testing. If insufficient volume is submitted, test or tests will be canceled. Preferred Specimens:Body fluid, cerebrospinal fluid (CSF), ocular fluid, respiratory (eg, bronchoalveolar lavage [BAL], bronchial washing, sputum), feces, fresh tissue, bone, bone marrow, or urine Submit a raw clinical sample (not a culture isolate) for testing. Acceptable Specimens:If no fresh specimen is available, digested respiratory specimens treated with N-acetyl-L-cysteine/sodium hydroxide (NALC/NaOH) are acceptable (eg, BAL, bronchial washing, respiratory fluid, sputum, or tracheal secretion), as are NALC/NaOH-treated gastric washings. Submit only 1 of the following specimens: Specimen Type:Body fluid Sources:Body, bone marrow aspirate, ocular, or CSF Container/Tube:Sterile container Specimen Volume:1 mL Additional Information:Only fresh, non-NALC/NaOH-digested body fluids are acceptable. Specimen Type:Gastric washing Container/Tube:Sterile container Specimen Volume:2 mL Collection Instructions:Neutralize specimen within 4 hours of collection with 20 mg of sodium carbonate per 2 mL of gastric washing. Specimen Type:Respiratory Sources:BAL, bronchial washing, or sputum Container/Tube:Sterile container Specimen Volume:1 mL if only PCR ordered or 3 mL if PCR ordered with smear and culture Specimen Type:Feces Container/Tube:Sterile container Specimen Volume:5 to 10 g Additional Information:Only fresh, non-NALC/NaOH-digested fecal specimens are acceptable. Specimen Type:Tissue Sources:Fresh tissue, bone, or bone marrow biopsy Container/Tube:Sterile container Specimen Volume:5 to 10 mm Collection Instructions:Keep moist with sterile water or sterile saline Additional Information:Only fresh, non-NALC/NaOH-digested tissue is acceptable. Specimen Type:Urine Container/Tube:Sterile container Specimen Volume:1 mL Collection Instructions:Collect a random urine specimen. Acceptable Specimen Type:NALC/NaOH-digested respiratory specimens Sources:Lavage fluid, bronchial washing, gastric washing, respiratory fluid, sputum, or tracheal secretion Container/Tube:Sterile container Specimen Volume:2 mL Collection Instructions: 1. Submit digested specimen treated with NALC/NaOH. 2. Clearly indicate on container and order form that specimen is a digested specimen. | Body fluid, nondigested respiratory specimen, urine: 0.5 mL; Fresh tissue or bone: 5 mm; NALC-NaOH-digested specimen, gastric washing: 1 mL; Stool: 5 g | Each year,Mycobacterium tuberculosisaccounts for more than a million deaths and is responsible for millions of newly diagnosed cases of tuberculosis worldwide.M tuberculosisis spread from person-to-person via respiratory transmission and has the potential to become resistant to many or all antibiotics currently used if antimycobacterial treatment is not promptly initiated. Therefore, rapid and accurate detection ofM tuberculosisin patient specimens is of clinical and public health importance. Conventional culture methods can generally detectM tuberculosisin 2 to 3 weeks, although up to 8 weeks of incubation may be required in some instances. Developed at Mayo Clinic, this rapid polymerase chain reaction (PCR) assay detectsM tuberculosiscomplex DNA directly from specimens without waiting for growth in culture and, therefore, the results are available rapidly after receipt in the laboratory. A mycobacterial culture must always be performed in addition to the PCR assay. The PCR assay is rapid, but the culture has increased sensitivity over the PCR assay. The PCR assay targets a unique sequence within thekatGgene, which is present in members of theM tuberculosiscomplex. In addition, the assay can detect genotypic resistance to isoniazid mediated by mutations in thekatGtarget, when present. | Not applicable | A positive result indicates the presence ofMycobacterium tuberculosiscomplex DNA. Members of theM tuberculosiscomplex detected by this assay includeM tuberculosis, Mycobacterium bovis, Mycobacterium bovisbacillus Calmette-Guerin, Mycobacterium africanum, Mycobacterium canettii, andMycobacterium microti.Other species within theM tuberculosiscomplex (eg,Mycobacterium caprae, Mycobacterium pinnipedii,andMycobacterium mungi) should, in theory, be detected using the primer and probe sequences in this assay, but they have not been tested. This assay method does not distinguish between the species of theM tuberculosiscomplex. If an isolate ofM tuberculosiscomplex is already available, species identification can be performed; order TBSP /Mycobacterium tuberculosisComplex Species Identification, PCR, Varies. A negative result indicates the absence of detectableM tuberculosiscomplex DNA. Isoniazid (INH) resistance mediated through akatGvariant will be reported when observed but lack of akatGvariant does not imply that the isolate is susceptible to INH. There are other genetic loci in addition tokatGthat can contribute to resistance for this drug. | A mycobacterial culture must always be performed in addition to the polymerase chain reaction (PCR) test. If your facility is unable to perform mycobacterial culture, the Mycobacteria Culture test (CTB / Mycobacteria andNocardiaCulture, Varies) should be ordered. The overall sensitivity of the PCR from acid-fast smear positive specimens is approximately 96% compared to mycobacterial culture but sensitivity of the PCR from a smear negative specimen is lower and a negative result does not rule outM. tuberculosiscomplex. This rapid PCR assay detectsMycobacterium tuberculosiscomplex nucleic acid and, therefore, does not distinguish between viable, disease-related organisms and nucleic acid persisting from prior infection. Test results should be correlated with patient symptoms and clinical presentation before a definitive diagnosis is made. A negative result does not rule out the presence ofM tuberculosiscomplex or active disease because the organism may be present at levels below the limit of detection for this assay. This test has not been studied for use with specimens from patients being treated with antituberculous agents and, therefore, should not be used to determine bacteriologic cure or to monitor response to therapy. It is not known how long the PCR assay can remain positive following treatment forM tuberculosis. The sensitivity of this test with stool specimens is 80% and testing of additional stool specimens should be considered if the result from the first specimen is negative. | 1.Lewinsohn DM, Leonard MK, LoBue PA, et al: Official American Thoracic Society/Infectious Diseases Society of America/Centers for Disease Control and Prevention Clinical Practice Guidelines: Diagnosis of Tuberculosis in Adults and Children. Clin Infect Dis. 2017 Jan 15;64(2):e1-e33. doi:10.1093/cid/ciw694 2.Nahid P, Dorman SE, Alipanah N, et al: Official American Thoracic Society/Centers for Disease Control and Prevention/Infectious Diseases Society of America Clinical Practice Guidelines: Treatment of Drug-Susceptible Tuberculosis. Clin Infect Dis. 2016 Oct 1;63(7):e147-e195.doi:10.1093/cid/ciw376 3. Ortiz-Brizuela E, Menzies D, Behr MA: Testing and treating Mycobacterium tuberculosis infection. Med Clin North Am. 2022 Nov;106(6):929-947. doi: 10.1016/j.mcna.2022.08.001 | Following specimen digestion and decontamination using N-acetyl cysteine and sodium hydroxide, genomic DNA is extracted using theMagNA Pure (Roche Applied Sciences) extraction platform.The purified genomic DNA is placed on the LightCycler instrument, which amplifies and monitors, by fluorescence, the development of target nucleotide sequences after each polymerase chain reaction (PCR) cycle. A specific target sequence from a portion of thekatG gene fromMycobacterium tuberculosiscomplex is amplified and the resulting segment is detected by melt-curve analysis using sequence-specific fluorescence resonance energy transfer hybridization probes. The LightCycler PCR assay is a closed PCR system that greatly reduces the potential for false-positive results due to specimen cross-contamination as compared with traditional open-system PCR or other amplification methods like transcription-mediated amplification.(Buckwalter SP, Connelly BJ, Louison LK, et al: Description, validation, and review of a decade of experience with a laboratory-developed PCR test for detection ofMycobacterium tuberculosiscomplex in pulmonary and extrapulmonary specimens. J Clin Tuberc Other Mycobact Dis. 2022 Nov 12;29:100340. doi: 10.1016/j.jctube.2022.100340) | 1 to 3 days | 7 days | This test was developed and its performance characteristics determined by Mayo Clinic in a manner consistent with CLIA requirements. It has not been cleared or approved by the US Food and Drug Administration. | 87556-Mycobacterium tuberculosis, complex, molecular detection, PCR87015-Mycobacteria culture, concentration (if appropriate) | M tuberculosis Complex PCR | 38379-4 | 56044 | MTB Complex PCR, Result | 38379-4
MTBPZ | Mycobacterium tuberculosis Complex, Pyrazinamide Resistance by pncA DNA Sequencing, Varies | Detection of genotypic resistance to pyrazinamide byMycobacterium tuberculosiscomplex isolates | DNA Sequencing | Yes | Mtb PZA Resistance, pncA Sequencing | When this test is ordered, the reflex test may be performed and charged. | Specimen Type:Organism Supplies:Infectious Container, Large (T146) Container/Tube:Middlebrook 7H10 agar slant Specimen Volume:Isolate Collection Instructions:Organism must be in pure culture, actively growing. |  | The protein product of theMycobacterium tuberculosiscomplexpncAgene is an enzyme that is responsible for activation of the prodrug pyrazinamide (PZA). DNA sequencing of theMycobacterium tuberculosiscomplexpncAgene can be used to detect mutations that correlate within vitroPZA resistance.(1,2) The sequencing result can be available in as little as 1 day after theMycobacterium tuberculosiscomplex isolate grows in culture, thereby providing a more rapid susceptibility result than the average 10 to 14 days required by phenotypic broth methods. | Pyrazinamide resistance not detected | Polymorphisms in thepncAgene that have been previously correlated in our laboratory withpyrazinamide(PZA) resistance will be reported as "Mutation was detected inpncAsuggesting resistance to pyrazinamide." WildtypepncAor a silentpncAgene polymorphism (ie, no change in the amino acid translation) will be reported as "No mutation was detected inpncA." New polymorphisms in thepncAgene that have not previously been seen in our laboratory will require additional testing using a reference broth method to determine their correlation with PZA resistance. | According to the literature,(3) 72% to 97% of pyrazinamide (PZA)-resistant clinical isolates carry mutations in thepncAgene or promoter region. However, other resistance mechanisms (eg, changes in PZA uptake or increased PZA efflux) will not be detected by this method. Correlation of the in vitro sequencing result with clinical presentation is strongly recommended. | 1. Somoskovi A, Dormandy J, Parson LM, et al: Sequencing of the pncA Gene in members of the Mycobacterium tuberculosis complex has important diagnostic applications: identification of a species-specific pncA mutation in "Mycobacterium canettii" and the reliable and rapid predictor of pyrazinamide resistance. J Clin Microbiol. 2007;45(2):595-599 2. Dormandy J, Somoskovi A, Kreiswirth BN, Driscoll JR, Ashkin D, Salfinger M: Discrepant results between pyrazinamide susceptibility testing by the reference BACTEC 460TB method and pncA DNA sequencing in patients infected with multi-drug resistant W-Beijing Mycobacterium tuberculosis strains. Chest. 2007;131(2):497-501 3. Somoskovi A, Parson LM, Salfinger M: The molecular basis of resistance to isoniazid, rifampin, and pyrazinamide in Mycobacterium tuberculosis. Respir Res. 2001;2(3):164-168 4. Bouzouita I, Cabibbe AM, Trovato A, Draoui H, Ghariani A, Midouni B, Essalah L, Mehiri E, Cirillo DM, Slim-Saidi L. Is sequencing better than phenotypic tests for the detection of pyrazinamide resistance? Int J Tuberc Lung Dis. 2018 Jun 1;22(6):661-666. doi:10.5588/ijtld.17.0715 | Organisms identified asMycobacteriumtuberculosiscomplex using theMycobacteriumtuberculosisAccuProbe (GenProbe) are lysed using the PrepMan Ultra lysis buffer. Using thepncAprimers described by Shenai and colleagues, an approximately 700 base pair-polymerase chain reaction (PCR) product is generated that flanks the entirepncAgene and the upstream promoter region. The PCR product is cleaned and sequenced using the Big Dye terminator v 1.1 Cycle Sequencing reagents (Applied Biosystems). Results are analyzed versus the wildtypepncAsequence using MicroSeq Microbial ID software. A custom library of non-wildtype sequences was constructed in MicroSeq. An exact match to the custom nucleotide library is required to report the result.(Shenai S, Rodrigues C, Sadani M, Sukhadia N, Mehta A: Comparison of phenotypic and genotypic methods for pyrazinamide susceptibility testing.Indian J Tuberc.2009;56(2):82-90) | 7 to 21 days | 1 year | This test was developed and its performance characteristics determined by Mayo Clinic in a manner consistent with CLIA requirements. It has not been cleared or approved by the US Food and Drug Administration. | 87153-Mtb PZA Confirmation, pncA Sequence | Mtb PZA Resistance, pncA Sequencing | 46245-7 | MTBPZ | Mtb PZA Resistance, pncA Sequencing | 46245-7
MPA | Mycophenolic Acid, Serum | Monitoring therapy to ensure adequate blood levels and avoid over-immunosuppression | Liquid Chromatography Tandem Mass Spectrometry (LC-MS/MS) | Yes | Mycophenolic Acid, S | Serum Red | Collection Container/Tube:Red top (serum gel/SST arenot acceptable) Submission Container/Tube:Plastic vial Specimen Volume:1 mL Collection Instructions: 1. Draw blood immediately before the next scheduled dose (trough). 2. Centrifuge and aliquot serum into a plastic vial. | 0.25 mL | Mycophenolate mofetil (CellCept) is an immunosuppressive agent useful in organ transplantation. It is approved for use in renal, hepatic, and cardiac transplants. When mycophenolate mofetil enters the blood, it is immediately metabolized to the active drug, mycophenolic acid (MPA), which inhibits inosine monophosphate dehydrogenase and interferes with thede novopathway of guanosine nucleotide synthesis selectively in lymphocytes. MPA inhibits proliferative responses of T and B lymphocytes to both mitogenic and allo-specific stimulation. MPA acts in the same fashion as azathioprine, and MPA is suggested as replacement therapy for azathioprine. The drug is deactivated by the hepatic enzyme, uridine diphosphate glucuronosyltransferase to form MPA glucuronide (MPA-G). The principle clinical problem encountered in MPA therapy is excessive immunosuppression, which predisposes the patient to systemic infection. Measurement of the blood level of MPA and MPA-G can be useful to guide therapy. Monitoring is recommended before and after making any changes to immunosuppressive therapy or when initiating or discontinuing concomitant medications. Additional monitoring is indicated if the MPA level is not in the therapeutic range or if a major change in health status occurs. | MYCOPHENOLIC ACID (MPA) 1.0-3.5 mcg/mL MPA GLUCURONIDE 35-100 mcg/mL | Trough steady-state serum levels of mycophenolic acid (MPA) (>2 weeks at the same dose) in the range of 1.0 to 3.5 mcg/mL indicate adequate therapy. MPA glucuronide (MPA-G) levels in the range of 35 to 100 mcg/mL indicate that the patient has normal uridine diphosphate glucuronosyltransferase (UGT) metabolic capacity. MPA-G levels are typically in the range of 100 to 250 mcg/mL during the 2 weeks following transplantation. MPA-G typically decreases after this initial post-transplant phase. Trough steady-state serum MPA levels over 4.0 mcg/mL indicate that the patient is over-immunosuppressed and susceptible to systemic infections. Decreased dosages may be indicated in these cases. Low MPA levels and high MPA-G levels suggest that the patient has an active UGT metabolic capability; higher doses may be required to maintain therapeutic levels of MPA. Some patients have a high UGT metabolic capacity. These patients may require 1 or more grams 3 times a day to maintain trough serum MPA levels in the range of 1.0 mcg/mL to 3.5 mcg/mL. They are likely to have MPA-G levels over 100 mcg/mL. MPA-G is inactive; MPA-G levels only describe the patient's metabolic status. Patients who have low UGT conjugating capability may become over-immunosuppressed, indicated by a trough steady-state serum MPA level over 4.0 mcg/mL and an MPA-G level below 40 mcg/mL. Dose reduction or interval prolongation is indicated in this case. | Correct interpretation requires a trough serum specimen (just before the next regular dose). Specimens collected at other times in the dosing cycle are likely to have higher mycophenolic acid levels. In these cases, the reference range does not apply. | 1. Moyer TP, Shaw LM. Therapeutic drug monitoring. In: Burtis CA, Ashwood ER, Bruns DE, eds. Tietz Textbook of Clinical Chemistry. 4th ed. WB Saunders Company; 2005:1237-1285 2. Milone M, Shaw LM. Therapeutic drugs and their management. In:Rifai N, Rossa WKC, Young I, Carey-Ann DB, Wittwer CT, eds. Tietz Textbook of Laboratory Medicine. 7th ed. Elsevier; 2023:chap 42 3. Shaw LM, Sollinger HW, Halloran P, et al. Mycophenolate mofetil: a report of the consensus panel. Ther Drug Monit. 1995;17:690-699 | Liquid chromatography tandem mass spectrometry is used to quantify the serum concentration of mycophenolic acid (MPA) and MPA glucuronide.(Unpublished Mayo method) | Same day/1 to 3 days | 2 weeks | This test was developed and its performance characteristics determined by Mayo Clinic in a manner consistent with CLIA requirements. It has not been cleared or approved by the US Food and Drug Administration. | 80180 | Mycophenolic Acid, S | 87432-1 | 15227 | MPA Glucuronide | 23906-1
RPMPM | Mycoplasma (Mycoplasmoides) pneumoniae Macrolide (Azithromycin) Resistance Prediction, Molecular Detection, PCR, Varies | Predicting macrolide susceptibility inMycoplasma (Mycoplasmoides) pneumoniae | Rapid Polymerase Chain Reaction (PCR) using Light Cycler and Fluorescent Resonance Energy Transfer (FRET) | Yes | M. pneumoniae Macrolide Resist PCR | Varies | The high sensitivity of amplification by polymerase chain reaction requires the specimen to be processed in an environment in which contamination of the specimen byMycoplasma (Mycoplasmoides)pneumoniaeDNA is unlikely. Submit only 1 of the following specimens: Specimen Type:Swab Supplies: -Culturette (BBL Culture Swab) (T092) -BD E-swab (T853) -Nasopharyngeal Swab (Nylon Mini-Tip Swab) (T861) -Culture Swab-Liquid Stuarts/Single Swab (NP Swab) (T515) -M4-RT (T605) Sources:Throat, nasal, or nasopharyngeal Container/Tube: Preferred:Culture swab transport system (Dacron or rayon swab with aluminum or plastic shaftwith either Stuart or Amies liquid medium) Acceptable:Culture transport swab (Stuart's media) or place swab in M4,M4-RT,M5, M6, universal transport media, orESwab Specimen Volume:Swab Collection Instructions: 1. Collect specimen by swabbing back and forth over mucosa surface to maximize recovery of cells. 2. Place swab back into swab cylinder. Specimen Type:Fluid Sources:Pleural, pericardial, cerebrospinal Container/Tube:Sterile container Specimen Volume:0.5 mL Specimen Type:Respiratory Sources:Bronchial washing, bronchoalveolar lavage, tracheal secretions, sputum Container/Tube:Sterile container Specimen Volume:1 mL | Respiratory: 0.5 mL Other specimen types: See Specimen Required | Mycoplasma (Mycoplasmoides) pneumoniaeis a small bacterium transmitted via organism-containing droplets. It is a cause of upper respiratory infection, pharyngitis, and tracheobronchitis, particularly in children, and has been associated with approximately 20% of cases of community acquired pneumonia.(1) Central nervous system and cardiac manifestations are some of the extrapulmonary complications of infections due toM pneumoniae. The disease is usually self-limited although severe disease may occur, including in patients who are immunocompromised.(2) Macrolide resistance inM pneumoniaehas steadily increased since the early 2000s. Reports suggest over 90% ofM pneumoniaeisolates are now macrolide resistant in areas of Japan and China, with macrolide resistance also noted in other countries.(3)Macrolides are a common treatment for respiratory tract infections andM pneumoniae. Resistance inM pneumoniaetypically corresponds to single point mutations in the 23S ribosomal RNA of the 50S bacterial ribosomal subunit. Among the reported point mutations, mutations at positions 2064 and 2063 are the most common and confer to high-level macrolide resistance.(3)In a study performed at Mayo Clinic, 10% ofM pneumoniaedetections were associated with macrolide resistance.(4) Culture, serologic testing, and molecular-based techniques can be used to detectM pneumoniaeinfection. While detection of macrolide resistance may be determined through culture methods (with antimicrobial susceptibility testing), it is impractical due to the organism’s slow and fastidious growth requirements.Real-time polymerase chain reaction testing can be used to assess for common mutations associated with macrolide resistance inM pneumoniae. | Not Predicted | A macrolide resistance predicted or not predicted result indicates the presence ofMycoplasma (Mycoplasmoides)pneumoniae23S ribosomal RNA (rRNA) geneand indicates whether one of the 2 most common 23S rRNA gene single nucleotide variations (A2064G and A2063G) associated with high-level macrolide resistance is predicted. An "unable to assess" result forM pneumoniaemacrolide resistanceindicates the absence of detectableM pneumoniae23S rRNADNA but does not negate the presence of the organism and may occur due to inhibition of the polymerase chain reaction, sequence variability underlying primers or probes, or the presence ofM pneumoniae23S rRNADNAin quantities less than the limit of detection of the assay. | This assay should only be used for testing of respiratory tract specimens (throat swabs, nasopharyngeal swabs, tracheal secretions, sputum, and bronchoalveolar lavage fluid) and pleural/chest fluid, pericardial fluid, and cerebrospinal fluid that has already tested positive forMycoplasma (Mycoplasmoides)pneumoniaeusing a nucleic acid amplification test. Test results should be used as an aid in the diagnosis. The single assay should not be used as the only criterion to form a treatment decision; results of this test should be correlated with clinical presentation and results of other laboratory tests. A negative result does not negate the presence of the organism or active disease. Rarely encounteredMycoplasmaspecies may be detected with this assay when present at high concentrations, however this assay is intended to be used as reflex for previously identifiedM pneumoniaepositive samples. Therefore, cross reactivity with otherMycoplasmaspecies is not a major concern. This assay examines the two most common 23S ribosomal RNA single point variants associated with high-level macrolide resistance. Other mechanisms of macrolide resistance are not assessed nor are mechanisms of resistance to non-macrolide antimicrobial agents. | 1. Waites KB, Taylor-Robinson D: Mycoplasma and Ureaplasma. In. Versalovic J, Carroll K, Funke G, et al, eds. Manual of Clinical Microbiology. ASM Press; 2011: 970-985 2. Jensen JS, Heilmann C, Valerius NH. Mycoplasma pneumoniae infection in a child with AIDS. Clin Infect Dis. 1994;19(1):207 3. Waites KB, Xiao L, Liu Y, Balish MF, Atkinson TP. Mycoplasma pneumoniae from the Respiratory Tract and Beyond. Clin Microbiol Rev. 2017;30(3):747-809 4. Rothstein TE, Cunningham SA, Rieke RA, Mainella JM, Mutchler MM, Patel R. Macrolide Resistance in Mycoplasma pneumoniae, Midwestern United States, 2014 to 2021. Antimicrob Agents Chemother. 2022;66(4):e0243221 5. Schmitt BH, Sloan LM, Patel R. Real-time PCR detection of Mycoplasma pneumoniae in respiratory specimens. Diagn Microbiol Infect Dis. 2013;77(3):202-205 | WhenMycoplasma(Mycoplasmoides) pneumoniaeis detected via previous nucleic acid amplification test, a reflexive polymerase chain reaction (PCR) is performed to assess the 23S ribosomal RNA (rRNA) gene region ofM pneumoniaeand predict macrolide resistance based on the most common, high-level point mutations at positions 2064 and 2063 via melting curve analysis. Note, samples deemed positive outside of Mayo Clinic Laboratories may be processed according to specimen type prior to PCR testing. This includes extraction by the MagNA Pure 96 automated instrument (Roche Applied Science). A specific target sequence of the 23S rRNA gene fromM pneumoniaeis targeted by primers and fluorescence resonance energy transfer hybridization probes. The LightCycler 480 II instrument (Roche Applied Science) amplifies and monitors the development of target nucleic acid sequences after the annealing step during PCR cycling. Detection and prediction of theM pneumoniaetarget is performed through melting curve analysis using the LightCycler software. While the wild-type genotype will display a stable melting temperature, the designed primer and probe combinations will be highly sensitive to single nucleotide mutations resulting in a cooler (left-shift) melting temperature value. PCR inhibition is monitored through use of a recovery template.(Schmitt BH, Sloan LM, Patel R: Real-time PCR detection ofMycoplasma pneumoniaein respiratory specimens. Diagn Microbiol Infect Dis. 2013 Nov;77[3]:202-205; Schmitt BH, Sloan LM, Patel R. Real-time PCR detection ofMycoplasma pneumoniaein respiratory specimens. Diagn Microbiol Infect Dis. 2013 Nov;77[3]:202-205) | 3 to 4 days | 7 days | This test was developed and its performance characteristics determined by Mayo Clinic in a manner consistent with CLIA requirements. It has not been cleared or approved by the US Food and Drug Administration. | 87798 | M. pneumoniae Macrolide Resist PCR | 6483-2 | 619928 | M. pneumoniae Macrolide Resistance | 6483-2
MPRP | Mycoplasma (Mycoplasmoides) pneumoniae with Macrolide Resistance Reflex, Molecular Detection, PCR, Varies | Diagnosing infections due toMycoplasma (Mycoplasmoides) pneumoniae Assessing macrolide susceptibility | Rapid Polymerase Chain Reaction (PCR) using Light Cycler and Fluorescent Resonance Energy Transfer (FRET) | Yes | M pneumoniae PCR + Macrolide Reflex | If positive,Mycoplasma pneumoniaemacrolide resistancewill be performed at an additional charge. | The high sensitivity of amplification by polymerase chain reaction requires the specimen to be processed in an environment in which contamination of the specimen byMycoplasma (Mycoplasmoides) pneumoniaeDNA is unlikely. Submit only 1 of the following specimens: Specimen Type:Swab Supplies: -Culturette (BBL Culture Swab) (T092) -BD E-Swab (T853) -Nasopharyngeal Swab (Nylon Mini-Tip Swab) (T861) -Culture Swab-Liquid Stuarts/Single Swab (NP Swab) (T515) -M4-RT (T605) Sources:Throat, nasal, or nasopharyngeal Container/Tube: Preferred:Culture swab transport system (Dacron or rayon swab with aluminum or plastic shaftwith either Stuart or Amies liquid medium) Acceptable:Culture transport swab (Stuart's media) or place swab in M4,M4-RT,M5, M6, universal transport media, orESwab Specimen Volume:Swab Collection Instructions: 1. Collect specimen by swabbing back and forth over mucosa surface to maximize recovery of cells. 2. Place swab back into swab cylinder. Specimen Type:Fluid Sources:Pleural, pericardial, cerebrospinal Container/Tube:Sterile container Specimen Volume:0.5 mL Specimen Type:Respiratory Sources:Bronchial washing, bronchoalveolar lavage, tracheal secretions, sputum Container/Tube:Sterile container Specimen Volume:1 mL | Respiratory specimen: 0.5 mL Other specimen types: See Specimen Required | Mycoplasma (Mycoplasmoides) pneumoniaeis a small bacterium transmitted via organism-containing droplets. It is a cause of upper respiratory infection, pharyngitis, and tracheobronchitis, particularly in children, and has been associated with approximately 20% of cases of community acquired pneumonia.(1) Central nervous system and cardiac manifestations are some of the extrapulmonary complications of infections due toM pneumoniae. The disease is usually self-limited although severe disease may occur, including in patients who are immunocompromised.(2) Identification ofM pneumoniaeby culture-based methods is time consuming and insensitive. Serologic assays have drawbacks; the development of IgM antibodies takes approximately 1 week, and the IgM response in adults may be variable or may be decreased in immunosuppressed individuals.(3,4) Confirmation of the disease may be dependent on the observation of a 4-fold rise in IgG antibody titers between acute and convalescent specimens, only after several weeks following the initial onset of illness, only providing clinical application for retrospective testing and not individual patient care.(4) Real-time polymerase chain reaction (PCR) testing offers a rapid and sensitive option for detection ofM pneumoniaeDNA from clinical specimens.(5) Macrolide resistance inM pneumoniaeis increasingly reported. In a study performed at Mayo Clinic, 10% ofM pneumoniaedetections were associated with macrolide resistance.(6) Real-time PCR testing can be used to assess for common mutations associated with macrolide resistance inM pneumoniae. | Negative | A positive result indicates the presence ofMycoplasma (Mycoplasmoides) pneumoniae. If detected, common mutations associated with macrolide resistance inM pneumoniaemay be assessed. A negative result does not rule out the presence ofM pneumoniaeand may be due to the presence of inhibitors within the specimen matrix or the presence of target DNA below the limit of detection of the assay. | This assay should only be used for testing of respiratory tract specimens (throat swabs, nasopharyngeal swabs, tracheal secretions, sputum, and bronchoalveolar lavage fluid) and pleural/chest fluid, pericardial fluid, and cerebrospinal fluid. | 1. Waites KB, Taylor-Robinson D: Mycoplasma and Ureaplasma. In. Versalovic J, Carroll K, Funke G, et al, eds. Manual of Clinical Microbiology. ASM Press; 2011:970-985 2. Jensen JS, Heilmann C, Valerius NH. Mycoplasma pneumoniae infection in a child with AIDS. Clin Infect Dis. 1994;19(1):207 3. Daxboeck F, Krause R, Wenisch C. Laboratory diagnosis of Mycoplasma pneumoniae infection. Clin Microbiol Infect. 2003;9(4):263-273 4. Waites KB, Talkington DF. Mycoplasma pneumoniae and its role as a human pathogen. Clin Microbiol Rev. 2004;17(4):697-728 5.Schmitt BH, Sloan LM, Patel R. Real-time PCR detection of Mycoplasma pneumoniae in respiratory specimens. Diagn Microbiol Infect Dis. 2013;77(3):202-205 6. Rothstein TE, Cunningham SA, Rieke RA, Mainella JM, Mutchler MM, Patel R. Macrolide resistance in Mycoplasma pneumoniae, Midwestern United States, 2014 to 2021. Antimicrob Agents Chemother. 2022;66(4):e0243221 | Throat swabs, nasopharyngeal swabs, sputum, bronchoalveolar lavage fluid, pericardial/pleural/chest fluid, and cerebrospinal fluid specimens are processed according to specimen type. Nucleic acid is extracted by the MagNA Pure 96 automated instrument (Roche Applied Science). A specific target sequence fromMycoplasma(Mycoplasmoides)pneumoniaeis targeted by primers and fluorescence resonance energy transfer hybridization probes. The LightCycler 480 II instrument (Roche Applied Science) amplifies and monitors the development of target nucleic acid sequences after the annealing step during polymerase chain reaction (PCR) cycling. Detection of theM pneumoniaetarget is performed through melting curve analysis using the LightCycler software.(Schmitt BH, Sloan LM, Patel R. Real-time PCR detection ofMycoplasma pneumoniaein respiratory specimens. Diagn Microbiol Infect Dis. 2013 Nov;77[3]:202-205) IfM pneumoniaeis detected, a reflexive PCR is performed to assess the 23S ribosomal RNA gene region ofM pneumoniaeand predict macrolide resistance based on the most common, high-level point mutations at positions 2064 and 2063 via melting curve analysis. While the wildtype genotype will display a stable melting temperature, the designed primer and probe combinations will be highly sensitive to single nucleotide mutations resulting in a cooler (left shift) melting temperature value.(Rothstein TE, Cunningham SA, Rieke RA, Mainella JM, Mutchler MM, Patel R. Macrolide resistance in Mycoplasma pneumoniae, Midwestern United States, 2014 to 2021. Antimicrob Agents Chemother. 2022 Apr 19;66[4]:e0243221) | 3 to 4 days | 7 days | This test was developed and its performance characteristics determined by Mayo Clinic in a manner consistent with CLIA requirements. It has not been cleared or approved by the US Food and Drug Administration. | 87581 | M pneumoniae PCR + Macrolide Reflex | 29257-3 | 62394 | M. pneumoniae PCR | 29257-3
MMGEN | Mycoplasma genitalium, Transcription-Mediated Amplification, Post-Prostatic Massage Fluid/Urine or Peritoneal Fluids | DetectingMycoplasma genitaliumin cases of suspected infection in peritoneal fluid or prostatic secretion (VBIII) fluid/urine This testisnot intended for usein medico-legal applications. | Transcription-Mediated Amplification | Yes | Mycoplasma genitalium, TMA, Misc | Varies | Submit only 1 of the following specimens: Specimen Type:Post-prostatic massage fluid/urine (VBIII) Supplies:Aptima Urine Transport Tube (T582) Container/Tube:Aptima Urine Specimen Transport Tube Specimen Volume:15 to 20 mL Collection Instructions: 1. Patient should not have urinated for at least 1 hour prior to specimen collection. 2. Patient should void a small amount of urine prior to prostatic massage. Pre-massage urine can be discarded. 3. Patient should cease voiding and a prostatic massage should be performed by urologist or other health care professional. 4. Collect post-massage urine into a sterile, plastic, preservative-free container. 5. Transfer 2 mL of urine into the Aptima Urine Specimen Transport Tube using the disposable pipette provided within 24 hours of collection. The correct volume of urine has been added when the fluid level is between the black fill lines on the urine transport tube. 6. Place the labels on the transport tube so the black fill lines are still visible for volume confirmation at Mayo Clinic Laboratories. 7. Transport and store post-prostatic massage fluid/urine (VBIII) specimen transport container at 2 to 30 degrees C (refrigerate is preferred temperature) within 30 days of collection.Specimen cannot be sent frozen. Specimen Type:Peritoneal fluid (pelvic wash, cul-de-sac fluid) Supplies:Aptima Thin Prep Transport Tube (T652) Container/Tube:Aptima Specimen Transfer Tube Specimen Volume:1 mL Collection Instructions: 1. Collect specimen by paracentesis using needle and syringe. Refer to the references below. 2. Thoroughly vortex specimen upon receipt to the laboratory. 3. Transfer 1 mL of specimen into the Aptima Specimen Transfer kit using a disposable transfer pipette or a pipette tip containing a filter (aerosol barrier or hydrophobic plug) within 24 hours of collection. 4. Recap the specimen transfer tube tightly. 5. Transport and store specimen container at 2 to 30 degrees C (refrigerate is preferred temperature) within 30 days of collection.Specimen cannot be sent frozen. | Peritoneal fluid: 1 mL; Post-prostatic massage fluid/urine (VBIII): See Specimen Required | Mycoplasma genitalium, an under-recognized sexually transmitted infection (STI), causes acute and chronic non-gonococcal urethritis, cervicitis, and pelvic inflammatory disease. Due to its growing prevalence,M genitaliumwas cited as an emerging public health threat by the Centers for Disease Control and Prevention (CDC) in 2015. In high-risk populations, prevalence has been reported as high as 9% to 24% in male patients and 11% to 16% in female patients.M genitaliumis commonly misdiagnosed as other STIs (eg,Chlamydia trachomatisor gonorrhea), which can lead to improper treatment of the underlying cause and an increase in duration of infection. In 2021, the CDC updated their STI guidelines to recommend that men with recurrent non-gonococcal urethritis and women with recurrent cervicitis and/or pelvic inflammatory disease should be tested forM genitalium. | Negative | A positive result indicates the presence of nucleic acid fromMycoplasma genitaliumand strongly supports the diagnosis of aM genitaliuminfection. A negative result indicates that nucleic acid fromM genitaliumwas not detected in the specimen. A result of inconclusive indicates that a new specimen should be collected. The predictive value of an assay depends on the prevalence of the disease in a specific population. In settings with a high prevalence of sexually transmitted infections, positive assay results have a high likelihood of being truly positive. In settings with a low prevalence of sexually transmitted infections, or in any setting in which a patient's clinical signs and symptoms or risk factors are inconsistent with urogenital infection, positive results should be carefully assessed, and if appropriate, the patient retested by other methods. | Care must be taken to avoid cross-contamination during handling ofspecimens. This test does not detect otherMycoplasmaorUreaplasmaspecies. This test is intended for clinical monitoring or management of patients; it is not intended for use in medico-legal applications. Appropriate specimen collection and handling are necessary for optimal assay performance. Results should be interpreted in conjunction with other laboratory and clinical findings. A negative test result does not exclude the possibility of infection. Improper specimen collection, concurrent antibiotic therapy, presence of inhibitors, or low numbers of organisms in the specimen (ie, below the sensitivity of the test) may cause false-negative test results. In low prevalence populations, positive results must be interpreted carefully as false-positive results may occur more frequently than true-positive results in this setting. In general, this assay should not be used to assess therapeutic success or failure, since nucleic acids fromthese organismsmay persist for 3 weeks or more following antimicrobial therapy. The effects of use of tampons, douching, specimen types other than those listed in Specimen Required, and specimen collection variables have not been determined. Testing of urine specimens with this method is not intended to replace cervical exam and endocervical sampling for diagnosis of urogenital infection; infections may result from other causes or concurrent infections may occur. Interference in assay results was observed when mucus at a final concentration of 0.3% weight/volume was added to clinical specimen matrix. Interference was not observed when mucus at a final concentration of 0.03% weight/volume was added to clinical specimen matrix. Performance of the assay has not been evaluated in individuals younger than 15 years. | Waites KB, Crabb DM, Ratliff AE, Geisler WM, Atkinson TP, Xiao L. Latest advances in laboratory detection of Mycoplasma genitalium. J Clin Microbiol. 2023;61(3):e0079021. doi: 10.1128/jcm.00790-21 | The HOLOGIC APTIMA Combo 2 Assay combines the technologies of target capture, transcription-mediated amplification, and dual kinetic assay. The detection of the ribosomal RNA amplification product sequences (amplicon) is achieved using nucleic acid hybridization. Single-stranded chemiluminescent DNA probes are labeled and combined with amplicon to form stable RNA:DNA hybrids. Light emitted from the labeled RNA:DNA hybrids is measured as photon signals in a luminometer.(Package insert: APTIMA Mycoplasma genitalium Assay. AW-17946 Hologic, Inc; Rev 003, 03/2022) | 1 to 4 days | 7 days | This test has been modified from the manufacturer's instructions. Its performance characteristics were determined by Mayo Clinic in a manner consistent with CLIA requirements. This test has not been cleared or approved by the US Food and Drug Administration. | 87563 | Mycoplasma genitalium, TMA, Misc | 100706-1 | 620734 | Mycoplasma genitalium Result | 100706-1
AMGEN | Mycoplasma genitalium, Transcription-Mediated Amplification, Urine or Urogenital Swab | DetectingMycoplasma genitaliumin cases of suspected infection This testisnot intended for usein medico-legal applications. | Transcription-Mediated Amplification | Yes | Mycoplasma genitalium, TMA, Varies | Varies | Submit only 1 of the following specimens: Swab specimen must be collectedusing an Aptima Collection Unisex Swab or Aptima Collection Multitest Swab. These swabs are contained in the Aptima Collection Kit. Specimen Type:Endocervix/cervix Supplies:Aptima Unisex Swab Collection Kit (T583) Container/Tube:Aptima Unisex Swab Specimen Volume:Swab Collection Instructions: 1.Specimens must be collected using the Aptima Unisex Swab Collection Kit 2. Use cleaning swab (white shaft) to remove excess mucus from endocervix/cervix. 3. Discard the cleaning swab. 4. Insert second swab (blue shaft) 1 to 1.5 cm into endocervical canal and rotate swab gently for 30 seconds. Avoid touching vaginal wall when removing swab. 5. Place the blue shaft swab into transport tube provided in collection kit. 6. Snap off swab at score line so swab fits into closed tube. 7. Cap tube securely, and label tube with patient's entire name and collection date and time. 8. Maintain swab container at 2 to 30 degrees C (refrigerate temperature is preferred) within 60 days of collection. If longer storage is needed, freeze at -20 to -70 degrees C for an additional 90 days. Specimen Type:Vaginal Supplies:Aptima Multitest Swab Collection Kit (T584) Container/Tube:Aptima Multitest Swab Specimen Volume:Swab Collection Instructions: 1.Specimens must be collected using the Aptima Multitest Swab Collection Kit. 2. Insert swab (pink shaft) about 5 cm past introitus and rotate gently for 30 seconds. 3. Place swab into transport tube provided in collection kit. Snap off swab at score line so swab fits into closed tube. 4. Cap tube securely, and label tube with patient's entire name and collection date and time. 5. Maintain swab container at 2 to 30 degrees C (refrigerate is preferred temperature) within 60 days of collection. If longer storage is needed, freeze at -20 to -70 degrees C for an additional 90 days. Specimen Type:Urethra (Male patients only) Supplies:Aptima Unisex Swab Collection Kit (T583) Container/Tube:Aptima Unisex Swab Specimen Volume:Swab Collection Instructions: 1.Specimens must be collected using the Apitma Unisex Sab Collection Kit. 2. Patient should not have urinated for at least 1 hour prior to collection. 3. With a rotating movement, insert swab (blue shaft) 2 to 4 cm into urethra. 4. Once inserted, rotate swab gently at least 1 full rotation using sufficient pressure to ensure swab comes in contact with all urethral surfaces. Allow swab to remain inserted for 2 to 3 seconds. 5. Place swab in transport tube provided in collection kit. Snap off swab at score line so swab fits into closed tube. 6. Cap tube securely, and label tube with patient's entire name and collection date and time. 7. Maintain swab container at 2 to 30 degrees C (refrigerate is preferred temperature) within 60 days of collection. If longer storage is needed, freeze at -20 to -70 degrees C for an additional 90 days. Specimen Type:Urine Supplies:Aptima Urine Transport Tube (T582) Container/Tube:Aptima Urine Specimen Transport Tube Specimen Volume:15 to 20 mL Collection Instructions: 1. Patient should not have urinated for at least 1 hour prior to specimen collection. 2. Patient should collect first portion of random voided urine (first part of stream) into a sterile, plastic, preservative-free container. 3. Within 24 hours of collection, transfer 2 mL of urine into the Aptima Urine Specimen Transport Tube using the disposable pipette provided. The correct volume of urine has been added when the fluid level is between the black fill lines on the urine transport tube. 4. Place the labels on the transport tube so the black fill lines are still visible for volume confirmation at Mayo Clinic Laboratories. 5. Maintain urine specimen transport container at 2 to 30 degrees C (refrigerate is preferred temperature) within 30 days of collection. If longer storage is needed, freeze at -20 to -70 degrees C up to an additional 90 days. Specimen Type:Penile/meatal Supplies:Aptima Multitest Swab Collection Kit (T584) Container/Tube:Aptima Multitest Swab Specimen Volume:Swab Collection Instructions: 1.Specimens must be collected using the Aptima Multitest Swab Collection Kit. 2. Roll the swab (pink shaft) just at the tip or outside the opening to the penis. Be sure to roll the swab completely around the opening to get the best sample. 2. Immediately place the swab into the collection tube. 3. Carefully break the swab shaft at the score line and recap the tube. 4. Cap tube securely and label tube with patient's entire name and collection date and time. 5.Maintain swab container at 2 to 30 degrees C (refrigerate is preferred temperature) within 60 days of collection. If longer storage is needed, freeze at -20 to -70 degrees C for an additional 90 days. | Urine-first void: 2 mL Swabs (endocervical, urethral, vaginal, penile/ meatal): 1 swab | Mycoplasma genitalium, an under-recognized sexually transmitted infection (STI), causes acute and chronic non-gonococcal urethritis, cervicitis, and pelvic inflammatory disease. Due to its growing prevalence,M genitaliumwas cited as an emerging public health threat by the Centers for Disease Control and Prevention (CDC) in 2015. In high-risk populations, prevalence has been reported as high as 9% to 24% in male patients and 11% to 16% in female patients.M genitaliumis commonly misdiagnosed as other STIs (eg,Chlamydia trachomatisor gonorrhea), which can lead to improper treatment of the underlying cause and an increase in duration of infection. In 2021, the CDC updated their STI guidelines to recommend that men with recurrent non-gonococcal urethritis and women with recurrent cervicitis and/or pelvic inflammatory disease should be tested forM genitalium. | Negative | A positive result indicates the presence of nucleic acid fromMycoplasma genitaliumand strongly supports the diagnosis of aM genitaliuminfection. A negative result indicates that nucleic acid fromM genitaliumwas not detected in the specimen. A result of inconclusive indicates that a new specimen should be collected. The predictive value of an assay depends on the prevalence of the disease in a specific population. In settings with a high prevalence of sexually transmitted infections, positive assay results have a high likelihood of being truly positive. In settings with a low prevalence of sexually transmitted infections, or in any setting in which a patient's clinical signs and symptoms or risk factors are inconsistent with urogenital infection, positive results should be carefully assessed, and if appropriate, the patient retested by other methods. | Care must be taken to avoid cross-contamination during handling ofspecimens. This test does not detect otherMycoplasmaorUreaplasmaspecies. This test is intended for clinical monitoring or management of patients; it is not intended for use in medico-legal applications. Appropriate specimen collection and handling are necessary for optimal assay performance. Results should be interpreted in conjunction with other laboratory and clinical findings. A negative test result does not exclude the possibility of infection. Improper specimen collection, concurrent antibiotic therapy, presence of inhibitors, or low numbers of organisms in the specimen (ie, below the sensitivity of the test) may cause false-negative test results. In low prevalence populations, positive results must be interpreted carefully as false-positive results may occur more frequently than true-positive results in this setting. In general, this assay should not be used to assess therapeutic success or failure, since nucleic acids fromthese organismsmay persist for 3 weeks or more following antimicrobial therapy. The effects of use of tampons, douching, specimen types other than those listed in Specimen Required, and specimen collection variables have not been determined. Testing of urine specimens with this method is not intended to replace cervical exam and endocervical sampling for diagnosis of urogenital infection; infections may result from other causes or concurrent infections may occur. Interference in assay results was observed when mucus at a final concentration of 0.3% weight/volume was added to clinical specimen matrix. Interference was not observed when mucus at a final concentration of 0.03% weight/volume was added to clinical specimen matrix. Performance of the assay has not been evaluated in individuals younger than 15 years of age. | Waites KB, Crabb DM, Ratliff AE, Geisler WM, Atkinson TP, Xiao L. Latest advances in laboratory detection of mycoplasma genitalium. J Clin Microbiol. 2023;61(3):e0079021. doi:10.1128/jcm.00790-21 | The HOLOGIC APTIMA Combo 2 Assay combines the technologies of target capture, transcription-mediated amplification, and dual kinetic assay. The detection of the ribosomal RNA amplification product sequences (amplicon) is achieved using nucleic acid hybridization. Single-stranded chemiluminescent DNA probes are labeled and combined with amplicon to form stable RNA:DNA hybrids. Light emitted from the labeled RNA:DNA hybrids is measured as photon signals in a luminometer.(Package insert: APTIMA Mycoplasma genitalium Assay. AW-17946 Hologic, Inc; Rev 003, 03/2022) | 1 to 4 days | 7 days | This test has been cleared, approved, or is exempt by the US Food and Drug Administration and is used per manufacturer's instructions. Performance characteristics were verified by Mayo Clinic in a manner consistent with CLIA requirements. | 87563 | Mycoplasma genitalium, TMA, Varies | 100706-1 | AMGES | Specimen Source: | 31208-2
MYCO | Mycoplasma pneumoniae Antibodies, IgG and IgM, Serum | Screening for recent or past exposure to Mycoplasma pneumoniae This test shouldnot be usedas a screening procedure for the general population. | MYCOG, MYCOM: Enzyme Immunoassay (EIA) MMYCO: Indirect Immunofluorescence Assay (IFA) MYCON: Interpretation | Yes | M. pneumoniae Ab, IgG and IgM, S | If theMycoplasma pneumoniaeIgM result is reactive or equivocal, thenM pneumoniaeIgM by indirect immunofluorescence assay will be performed at an additional charge. | Collection Container/Tube: Preferred:Serum gel Acceptable:Red top Submission Container/Tube:Plastic vial Specimen Volume:1 mL Collection Instructions:Centrifuge and aliquot serum into a plastic vial. | 0.5 mL | Mycoplasma pneumoniaeis a small bacterium transmitted via organism-containing droplets. It is a cause of upper respiratory infection, pharyngitis, and tracheobronchitis, particularly in children, and has been associated with approximately 20% of cases of community-acquired pneumonia. Central nervous system and cardiac manifestations are probably the most frequent extrapulmonary complications of infections due toM pneumoniae. The disease is usually self-limited, although severe disease has been reported in immunocompromised patients. Identification ofM pneumoniaeby culture-based methods is time consuming and insensitive. Serology-based assays forM pneumoniaehave several drawbacks. The development of IgM antibodies takes approximately 1 week, and the IgM response may be variable in adults or decreased in immunosuppressed individuals. Confirmation of the disease is dependent on the observation of a 4-fold rise in IgG antibody titers between acute and convalescent specimens, several weeks following the initial onset of illness, providing clinical utility only for retrospective testing. Real-time polymerase chain reaction offers a rapid and sensitive option for detection ofM pneumoniaeDNA from clinical specimens allows for diagnosis of acute or current infection. | IgG: Negative IgM: Negative IgM by indirect immunofluorescence: Negative | IgG ELISA result IgM ELISA result Interpretation Positive Negative Results suggest past exposure. Positive Reactive Prior exposure toMycoplasmapneumoniaedetected.Confirmatory testing for IgM toM pneumoniawill be performed by an immunofluorescence assay. Equivocal Negative Negative No antibodies toM pneumoniaedetected. Acute infection cannot be ruled out as antibody levels may be below the limit of detection.If clinically indicated, a second serum should be submitted in 14 to 21 days. Negative Reactive No prior exposure toMycoplasma pneumoniae.Confirmatory testing for IgM toM pneumoniawill be performed by an immunofluorescence assay.. Equivocal Equivocal Negative Recommend follow-up testing in 10 to 14 days if clinically indicated. Reactive Confirmatory testing for IgM toM pneumoniawill be performed by an immunofluorescence assay. Equivocal ELISA = Enzyme-linked immunosorbent assay | A diagnosis ofMycoplasma pneumoniaeinfection should not be solely based on results of serologic testing for this agent. Test results should be interpreted in conjunction with clinical evaluation and the results of other diagnostic procedures (eg, molecular detection). The continued presence or absence of antibodies cannot be used to determine the success or failure of therapy. Testing should not be performed as a screening procedure for the general population. Testing should only be done when clinical evidence suggests the diagnosis ofM pneumoniae-associated disease. The performance of this test has not been established on neonates and immunocompromised patients. Performance of the IgM assay has not been tested with specimens known to be positive for antibodies to organisms that are known to be associated with lower respiratory illness (ie, influenza A and B, cytomegalovirus,Chlamydophila pneumoniae, parainfluenza), and closely related serovars known to cross-react withM pneumoniae, such asMycoplasma genitaliumandMycoplasma hominis, as well as variousUreaplasmaspecies. Cross-reactivity studies with such organisms have not been performed with this assay. The IgG removal system included with the IgM test system has been shown to functionally remove the IgG from specimens containing total IgG levels ranging from 300 to 600 mg/mL. The effectiveness of this removal system at IgG levels exceeding 600 mg/mL has not been established. | 1. Smith T:Mycoplasma pneumoniaeinfections: diagnosis based on immunofluorescence titer of IgG and IgM antibodies. Mayo Clin Proc. 1986 Oct;61(10):830-831 2. Holzman RS, Simberkoff MS, Leaf HL:Mycoplasma pneumoniaeand atypical pneumonia. In Bennett JE, Dolin R, Blaser MJ, eds. Mandell, Douglas, and Bennett's Principles and Practice of Infectious Diseases. 9th ed. Elsevier; 2020:2332-2339 | IgG: Diluted sera are incubated in antigen-coated microwells. Any antigen-specific antibody in the samples will bind to the immobilized antigen. The plate is washed to remove unbound antibody and other serum components. Peroxidase conjugated goat-antihuman IgG is added to the wells and incubated. The conjugate will react with the IgG antibody/antigen on the solid phase. The wells are washed to remove unreacted conjugate. The microwells containing immobilized conjugate are incubated with peroxidase substrate solution. Hydrolysis of the substrate by peroxidase produces a color change. After a period of time, the reaction is stopped by the addition of diluted acid, and the color changes are measured photometrically. The color intensity of the solution depends on the antibody concentration in the serum sample.(Package insert:M pneumoniaeIgG Test System. Zeus Scientific Inc; Revision Date 12/2017) IgM Enzyme Immunoassay: Test sera are diluted with the sample diluent provided. The sample diluent contains antihuman IgG that precipitates and removes IgG and rheumatoid factor from the sample, leaving IgM free to react with immobilized antigen. Diluted sera are incubated in antigen-coated microwells. Any antigen-specific antibody in the samples will bind to the immobilized antigen. The plate is washed to remove unbound antibody and other serum components. Peroxidase-conjugated goat-antihuman IgM (chain specific) is added to the wells and incubated. The conjugate will react with the IgM antibody/antigen on the solid phase. The wells are washed to remove unbound conjugate. The microwells containing immobilized conjugate are incubated with peroxidase substrate solution. Hydrolysis of the substrate by peroxidase produces a color change. After a period of time, the reaction is stopped by the addition of diluted acid, and the color changes are measured photometrically. The color intensity of the solution depends on the antibody concentration in the serum sample.(Package insert:M pneumoniaeIgM Test System. Zeus Scientific, Inc; Revision Date 9/22/2016) IgM Immunofluorescence Assay: Mycoplasma pneumoniaeantigenic substrate is fixed onto microscope slide wells. Serum that has been pretreated to remove IgG antibodies is incubated with the substrate. If IgM antibody toM pneumoniaeis present, it will bind to the substrate. Fluorescein-labeled antihuman-IgM conjugate is added to the slide wells, and the slide is incubated. If antibody is present, it can be observed as a characteristic positive, bright, apple-green fluorescent reaction when the slide is read on a fluorescence microscope.(Package insert:Mycoplasma pneumoniaeIgM IFA Antibody Test System. Zeus Scientific, Inc; 09/2019) | Same day/1 to 3 days | 14 days | This test has been modified from the manufacturer's instructions. Its performance characteristics were determined by Mayo Clinic in a manner consistent with CLIA requirements. This test has not been cleared or approved by the US Food and Drug Administration. | 86738 x 2-Mycoplasma pneumoniaeby EIA86738-Mycoplasma pneumoniaeby indirect IFA (if appropriate) | M. pneumoniae Ab, IgG and IgM, S | 58733-7 | MYCON | M. pneumoniae Ab Interpretation | 69048-7
MYCOG | Mycoplasma pneumoniae Antibodies, IgG, Serum | Screening forIgG antibodiesin the indication of recent or past exposure toMycoplasma pneumoniae | Only orderable as part of a profile. For more information see MYCO / Mycoplasma pneumoniae Antibodies, IgG and IgM, Serum. Enzyme Immunoassay (EIA) | Yes | M. pneumoniae Ab, IgG, S | Serum | Only orderable as part of a profile. For more information see MYCO /Mycoplasma pneumoniaeAntibodies, IgG and IgM, Serum. Collection Container/Tube: Preferred:Serum gel Acceptable:Red top Submission Container/Tube:Plastic vial Specimen Volume:1 mL Collection Instructions:Centrifuge and aliquot serum into a plastic vial. | 0.5 mL | Mycoplasma pneumoniaeis a small bacterium transmitted via organism-containing droplets. It is a cause of upper respiratory infection, pharyngitis, and tracheobronchitis, particularly in children, and has been associated with approximately 20% of cases of community acquired pneumonia. Central nervous system and cardiac manifestations are probably the most frequent extrapulmonary complications of infections due toM pneumoniae. The disease is usually self-limited, although severe disease has been reported in immunocompromised patients. Identification ofM pneumoniaeby culture-based methods is time consuming and insensitive. Serology-based assays forM pneumoniaehave several drawbacks. The development of IgM antibodies takes approximately 1 week, and the IgM response may be variable in adults or decreased in immunosuppressed individuals. Confirmation of the disease is dependent on the observation of a 4-fold rise in IgG antibody titers between acute and convalescent specimens, several weeks following the initial onset of illness, providing clinical utility only for retrospective testing. Real-time polymerase chain reaction analysis offers a rapid and sensitive option for detection ofM pneumoniaeDNA from clinical specimens allows for diagnosis of acute or current infection. | Only orderable as part of a profile. For more information see MYCO /Mycoplasma pneumoniaeAntibodies, IgG and IgM, Serum. Negative | IgG ELISA result IgM ELISA result Interpretation Positive Negative Results suggest past exposure. Positive Reactive Prior exposure toMycoplasmapneumoniaedetected.Confirmatory testing for IgM toM pneumoniawill be performed by an immunofluorescence assay. Equivocal Negative Negative No antibodies toM pneumoniaedetected. Acute infection cannot be ruled out as antibody levels may be below the limit of detection. If clinically indicated, a second serum should be submitted in 14 to 21 days. Negative Reactive No prior exposure toMycoplasma pneumoniae.Confirmatory testing for IgM toM pneumoniawill be performed by an immunofluorescence assay. Equivocal Equivocal Negative Recommend follow-up testing in 10 to 14 days if clinically indicated. Reactive Confirmatory testing for IgM toM pneumoniawill be performed by an immunofluorescence assay. Equivocal ELISA = Enzyme-linked immunosorbent assay | A diagnosis ofMycoplasma pneumoniaeinfection should not be solely based on results of serologic testing for this agent. Test results should be interpreted in conjunction with clinical evaluation and the results of other diagnostic procedures (eg, molecular detection). The continued presence or absence of antibodies cannot be used to determine the success or failure of therapy. Testing should not be performed as a screening procedure for the general population. Testing should only be done when clinical evidence suggests the diagnosis ofM pneumoniae-associated disease. The performance of this test has not been established on neonates and immunocompromised patients. Performance of the IgM assay has not been tested with specimens known to be positive for antibodies to organisms that are known to be associated with lower respiratory illness (ie, influenza A and B, cytomegalovirus,Chlamydophila pneumoniae, parainfluenza), and closely related serovars known to cross-react withM pneumoniae, such asM genitaliumandM hominis, as well as variousUreaplasmaspecies. Cross-reactivity studies with such organisms have not been performed with this assay. The IgG removal system included with the IgM test system has been shown to functionally remove the IgG from specimens containing total IgG levels ranging from 300 to 600 mg/mL. The effectiveness of this removal system at IgG levels exceeding 600 mg/mL has not been established. | 1. Smith T:Mycoplasma pneumoniaeinfections: diagnosis based on immunofluorescence titer of IgG and IgM antibodies. Mayo Clin Proc 1986 Oct;61(10):830-831 2. Holzman RS, Simberkoff MS, Leaf HL:Mycoplasma pneumoniaeand atypical pneumonia. In: Bennett JE, Dolin R, Blaser MJ, eds. Mandell, Douglas, and Bennett's Principles and Practice of Infectious Diseases. 9th ed. Elsevier; 2020:2332-2339 | Diluted sera are incubated in antigen-coated microwells. Any antigen-specific antibody in the samples will bind to the immobilized antigen. The plate is washed to remove unbound antibody and other serum components. Peroxidase-conjugated goat-antihuman IgG is added to the wells and incubated. The conjugate will react with the IgG antibody/antigen on the solid phase. The wells are washed to remove unreacted conjugate. The microwells containing immobilized conjugate are incubated with peroxidase substrate solution. Hydrolysis of the substrate by peroxidase produces a color change. After a period of time the reaction is stopped by the addition of diluted acid, and the color changes are measured photometrically. The color intensity of the solution depends on the antibody concentration in the serum sample.(Package insert:M pneumoniaeIgG Test System. Zeus Scientific Inc; Revision Date 12/2017) | Same day/1 to 3 days |  | This test has been modified from the manufacturer's instructions. Its performance characteristics were determined by Mayo Clinic in a manner consistent with CLIA requirements. This test has not been cleared or approved by the US Food and Drug Administration. | 86738 | M. pneumoniae Ab, IgG, S | 45224-3 | MYCOG | M. pneumoniae Ab, IgG, S | 45224-3
MYCOM | Mycoplasma pneumoniae Antibodies, IgM, Serum | Screening for IgM antibodies in the indication of recent or past exposure toMycoplasma pneumoniae | Only orderable as part of a profile. For more information see MYCO / Mycoplasma pneumoniae Antibodies, IgG and IgM, Serum. Enzyme Immunoassay (EIA) | Yes | M. pneumoniae Ab, IgM, S | Serum | Only orderable as part of a profile. For more information see MYCO /MycoplasmapneumoniaeAntibodies, IgG and IgM, Serum. Collection Container/Tube: Preferred:Serum gel Acceptable:Red top Submission Container/Tube:Plastic vial Specimen Volume:1 mL Collection Instructions:Centrifuge and aliquot serum into a plastic vial. | 0.5 mL | Mycoplasma pneumoniaeis a small bacterium transmitted via organism-containing droplets. It is a cause of upper respiratory infection, pharyngitis, and tracheobronchitis, particularly in children, and has been associated with approximately 20% of cases of community-acquired pneumonia. Central nervous system and cardiac manifestations are probably the most frequent extrapulmonary complications of infections due toM pneumoniae. The disease is usually self-limited, although severe disease has been reported in immunocompromised patients. Identification ofM pneumoniaeby culture-based methods is time consuming and insensitive. Serology-based assays forM pneumoniaehave several drawbacks. The development of IgM antibodies takes approximately 1 week, and the IgM response may be variable in adults or decreased in immunosuppressed individuals. Confirmation of the disease is dependent on the observation of a 4-fold rise in IgG antibody titers between acute and convalescent specimens, several weeks following the initial onset of illness, providing clinical utility only for retrospective testing. Real-time polymerase chain reaction offers a rapid and sensitive option for detection ofM pneumoniaeDNA from clinical specimens for diagnosis of acute or current infection. | Only orderable as part of a profile. For more information see MYCO /MycoplasmapneumoniaeAntibodies, IgG and IgM, Serum. Negative | IgG ELISA Result IgM ELISA Result Interpretation Positive Negative Results suggest past exposure. Positive Reactive Prior exposure toMycoplasma pneumoniaedetected.Confirmatory testing for IgM toM pneumoniawill be performed by an immunofluorescence assay. Equivocal Negative Negative No antibodies toM pneumoniaedetected. Acute infection cannot be ruled out as antibody levels may be below the limit of detection.If clinically indicated, a second serum should be submitted in 14 to 21 days. Negative Reactive No prior exposure toMycoplasma pneumoniae.Confirmatory testing for IgM toM pneumoniawill be performed by an immunofluorescence assay. Equivocal Equivocal Negative Recommend follow-up testing in 10 to 14 days if clinically indicated. Reactive Confirmatory testing for IgM toM pneumoniawill be performed by an immunofluorescence assay. Equivocal ELISA = Enzyme-linked immunosorbent assay | A diagnosis ofMycoplasma pneumoniaeinfection should not be solely based on results of serologic testing for this agent. Test results should be interpreted in conjunction with clinical evaluation and the results of other diagnostic procedures (eg, molecular detection). The continued presence or absence of antibodies cannot be used to determine the success or failure of therapy. Testing should not be performed as a screening procedure for the general population. Testing should only be done when clinical evidence suggests the diagnosis ofM pneumoniae-associated disease. The performance of this test has not been established on neonates and immunocompromised patients. Performance of the IgM assay has not been tested with specimens known to be positive for antibodies to organisms that are known to be associated with lower respiratory illness (ie, influenza A and B, cytomegalovirus,Chlamydophila pneumoniae, parainfluenza), and closely related serovars known to cross-react withM pneumoniae, such asM genitaliumandM hominis, as well as variousUreaplasmaspecies. Cross-reactivity studies with such organisms have not been performed with this assay. The IgG removal system included with the IgM test system has been shown to functionally remove the IgG from specimens containing total IgG levels ranging from 300 to 600 mg/mL. The effectiveness of this removal system at IgG levels exceeding 600 mg/mL has not been established. | 1. Smith T:Mycoplasma pneumoniaeinfections: diagnosis based on immunofluorescence titer of IgG and IgM antibodies. Mayo Clin Proc 1986 Oct;61(10):830-831 2. Holzman RS, Simberkoff MS, Leaf HL:Mycoplasma pneumoniaeand atypical pneumonia. In: Bennett JE, Dolin R, Blaser MJ, eds. Mandell, Douglas, and Bennett's Principles and Practice of Infectious Diseases. 9th ed. Elsevier; 2020:2332-2339 | IgM Enzyme Immunoassay: Test sera are diluted with the sample diluent provided. The sample diluent contains antihuman IgG that precipitates and removes IgG and rheumatoid factor from the sample, leaving IgM free to react with immobilized antigen. Diluted sera are incubated in antigen-coated microwells. Any antigen-specific antibody in the samples will bind to the immobilized antigen. The plate is washed to remove unbound antibody and other serum components. Peroxidase-conjugated goat-antihuman IgM (chain specific) is added to the wells and incubated. The conjugate will react with the IgM antibody/antigen on the solid phase. The wells are washed to remove unbound conjugate. The microwells containing immobilized conjugate are incubated with peroxidase substrate solution. Hydrolysis of the substrate by peroxidase produces a color change. After a period of time the reaction is stopped by the addition of diluted acid, and the color changes are measured photometrically. The color intensity of the solution depends on the antibody concentration in the serum sample.(Package insert:M pneumoniaeIgM Test System. Zeus Scientific, Inc; Revision Date 9/22/2016) IgM Immunofluorescence Assay: Mycoplasma pneumoniaeantigenic substrate is fixed onto microscope slide wells. Serum that has been pretreated to remove IgG antibodies is incubated with the substrate. If IgM antibody toM pneumoniaeis present, it will bind to the substrate. Fluorescein-labeled antihuman-IgM conjugate is added to the slide wells, and the slide is incubated. If antibody is present, it can be observed as a characteristic positive, bright, apple-green fluorescent reaction when the slide is read on a fluorescence microscope.(Package insert:Mycoplasma pneumoniaeIgM IFA Antibody Test System. Zeus Scientific, Inc; 09/2019) | Same day/1 to 3 days |  | This test has been modified from the manufacturer's instructions. Its performance characteristics were determined by Mayo Clinic in a manner consistent with CLIA requirements. This test has not been cleared or approved by the US Food and Drug Administration. | 86738 | M. pneumoniae Ab, IgM, S | 5257-1 | MYCOM | M. pneumoniae Ab, IgM, S | 5257-1
MYCON | Mycoplasma pneumoniae Antibody Interpretation | Interpretation forMycoplasma pneumoniaescreening results | Only orderable as part of a profile. For more information see MYCO / Mycoplasma pneumoniae Antibodies, IgG and IgM, Serum. Technical Interpretation | Yes | M. pneumoniae Ab Interpretation | Serum | Only orderable as part of a profile. For more information see MYCO /Mycoplasma pneumoniaeAntibodies, IgG and IgM, Serum. |  | Mycoplasma pneumoniaeis a small bacterium transmitted via organism-containing droplets. It is a cause of upper respiratory infection, pharyngitis, and tracheobronchitis, particularly in children, and has been associated with approximately 20% of cases of community-acquired pneumonia. Central nervous system and cardiac manifestations are probably the most frequent extrapulmonary complications of infections due toM pneumoniae. The disease is usually self-limited, although severe disease has been reported in immunocompromised patients. Identification ofM pneumoniaeby culture-based methods is time consuming and insensitive. Serology-based assays forM pneumoniaehave several drawbacks. The development of IgM antibodies takes approximately 1 week, and the IgM response may be variable in adults or decreased in immunosuppressed individuals. Confirmation of the disease is dependent on the observation of a 4-fold rise in IgG antibody titers between acute and convalescent specimens, several weeks following the initial onset of illness, providing clinical utility only for retrospective testing. Real-time polymerase chain reaction analysis offers a rapid and sensitive option for detection ofM pneumoniaeDNA from clinical specimens allows for diagnosis of acute or current infection. | Only orderable as part of a profile. For more information see MYCO /Mycoplasma pneumoniaeAntibodies, IgG and IgM, Serum. Negative | IgG ELISA result IgM ELISA result Interpretation Positive Negative Results suggest past exposure. Positive Reactive Prior exposure toMycoplasmapneumoniaedetected.Confirmatory testing for IgM toM pneumoniawill be performed by an immunofluorescence assay. Equivocal Negative Negative No antibodies toM pneumoniaedetected. Acute infection cannot be ruled out as antibody levels may be below the limit of detection.If clinically indicated, a second serum should be submitted in 14 to 21 days. Negative Reactive No prior exposure toMycoplasma pneumoniae.Confirmatory testing for IgM toM pneumoniawill be performed by an immunofluorescence assay. Equivocal Equivocal Negative Recommend follow-up testing in 10 to 14 days if clinically indicated. Reactive Confirmatory testing for IgM toM pneumoniawill be performed by an immunofluorescence assay. Equivocal ELISA = Enzyme-linked immunosorbent assay | A diagnosis ofMycoplasma pneumoniaeinfection should not be solely based on results of serologic testing for this agent. Test results should be interpreted in conjunction with clinical evaluation and the results of other diagnostic procedures (eg, molecular detection). The continued presence or absence of antibodies cannot be used to determine the success or failure of therapy. Testing should not be performed as a screening procedure for the general population. Testing should only be done when clinical evidence suggests the diagnosis ofM pneumoniae-associated disease. The performance of this test has not been established on neonates and immunocompromised patients. Performance of the IgM assay has not been tested with specimens known to be positive for antibodies to organisms that are known to be associated with lower respiratory illness (ie, influenza A and B, cytomegalovirus,Chlamydophila pneumoniae, parainfluenza), and closely related serovars known to cross-react withM pneumoniae, such asM genitaliumandM hominis, as well as variousUreaplasmaspecies. Cross-reactivity studies with such organisms have not been performed with this assay. The IgG removal system included with the IgM test system has been shown to functionally remove the IgG from specimens containing total IgG levels ranging from 300 to 600 mg/mL. The effectiveness of this removal system at IgG levels exceeding 600 mg/mL has not been established. | 1. Smith T:Mycoplasma pneumoniaeinfections: diagnosis based on immunofluorescence titer of IgG and IgM antibodies. Mayo Clin Proc 1986;61:830-831 2. Holzman RS, Simberkoff MS, Leaf HL:Mycoplasma pneumoniaeand atypical pneumonia. In: Bennett JE, Dolin R, Blaser MJ, eds. Mandell, Douglas, and Bennett's Principles and Practice of Infectious Diseases. 9th ed. Elsevier; 2020:2332-2339 | Automated interpretation of IgM and IgG antibody results forMycoplasma pneumoniae. | Same day/1 to 3 days |  | Not Applicable |  | M. pneumoniae Ab Interpretation | In Process | MYCON | M. pneumoniae Ab Interpretation | 69048-7
CXCFX | MYD88 Reflex to CXCR4 Mutation Detection, Varies | The prognosis and clinical management of lymphoplasmacytic lymphoma/Waldenstrom macroglobulinemia | Only orderable as a reflex. For more information see LPLFX / Lymphoplasmacytic Lymphoma/Waldenstrom Macroglobulinemia, MYD88 L265P with Reflex to CXCR4, Varies. Bridged Nucleic Acids (BNA) Clamp Sanger Sequencing/Routine Sanger Sequencing (BNAClamp is utilized pursuant to a license agreement with BNA Inc.) | Yes | CXCR4, Gene Mutation, Reflex | Varies | No additional specimen is required. Only orderable as a reflex. For more information see LPLFX /Lymphoplasmacytic Lymphoma/Waldenstrom Macroglobulinemia,MYD88L265P with Reflex toCXCR4, Varies. | Blood, Bone Marrow: 1 mL Extracted DNA: 20 mcL with a concentration of at least 10 nanograms per mcL | Lymphoplasmacytic lymphoma/Waldenstrom macroglobulinemia (LPL/WM) is a B-cell lymphoma characterized by an aberrant accumulation of malignant lymphoplasmacytic cells in the bone marrow, lymph nodes, and spleen. It is a B-cell neoplasm that can exhibit excess production of serum IgM symptoms related to hyperviscosity, tissue filtration, and autoimmune-related pathology.CXCR4mutations are identified in approximately 30% to 40% of patients with LPL/WM and are almost always in association withMYD88L265P, which is highly prevalent in this neoplasm. The status ofCXCR4muations in the context ofMYD88L265P is clinically relevantas important determinants of clinical presentation, overall survival, and therapeutic response to ibrutinib.AMYD88-L265P/CXCR4-WHIM (C-terminus nonsense/frameshift mutations) molecular signature is associated with intermediate to high bone marrow disease burden and serum IgM levels, less adenopathy, and intermediate response to ibrutinib in previously treated patients. AMYD88-L265P/CXCR4-WT (wildtype) molecular signature is associated with intermediate bone marrow disease burden and serum IgM levels, more adenopathy, and highest response to ibrutinib in previously treated patients. TheMYD88-WT/CXCR4-WTmolecular signature is associated with inferior overall survival, lower response to ibrutinib therapy in previously treated patients, and lower bone marrow disease burden in comparison to those harboring aMYD88-L265 variant. | Only orderable as a reflex. For more information see LPLFX /Lymphoplasmacytic Lymphoma/Waldenstrom Macroglobulinemia,MYD88L265P with Reflex toCXCR4, Varies. An interpretive report will be provided | Mutation present or not detected; an interpretive report will be issued under LPLFX /Lymphoplasmacytic Lymphoma/Waldenstrom Macroglobulinemia,MYD88L265P with Reflex toCXCR4, Varies. | This test is a targeted assay for the C-terminus end of theCXCR4gene only. It examinesc.898-1059of theCXCR4gene (NCBI NM_003467.2 GRCh37) and does not detect variants outside this region. A 1% analytical sensitivity was established at 50-ng DNA input for the hotspot mutations c.1013C>G/A only, which usesbridged nucleic acidsclamped Sanger sequencing, and DNA not meeting established criteria can lead to false-negative results. In the extremely rare event that a rare polymorphism or indel occurs at the Sanger sequencing primer binding sites, in cis with c.1013C>G/A, data can yield a failed result. Routine Sanger sequencing is used to interrogate other mutations in the tested region with a 15% to 20% analytical sensitivity.The analytical sensitivity of the assay can be affected by a variety of factors, including biologic availability (ie, tumor burden), fixation of paraffin-embedded specimens, rare polymorphisms or indels at the primer binding sites, or nonspecificpolymerase chain reactioninterferences. | 1. Hunter Z, Xu L, Yang G, et al: The genomic landscape of Waldenstrom macroglobulinemia is characterized by highly recurring MYD88 and WHIM-like CXCR4 mutations, and small somatic deletions associated with B-cell lymphomagenesis. Blood. 2014 Mar 13;123(11):1637-1646. doi: 10.1182/blood-2013-09-525808 2. Landgren O, Tageja N: MYD88 and beyond: novel opportunities for diagnosis, prognosis and treatment in Waldenstrom's Macroglobulinemia. Leukemia. 2014 Sep;28(9):1799-1803. doi: 10.1038/leu.2014.88 3. Poulain S, Roumier C, Venet-Caillault A, et al: Genomic Landscape ofCXCR4Mutations in Waldenstrom Macroglobulinemia. Clin Cancer Res. 2016 Mar 15;22(6):1480-1488. doi: 10.1158/1078-0432.CCR-15-0646 4. Roccaro A, Sacco A, Jimenez C, et al: C1013G/CXCR4 acts as a driver mutation of tumor progression and modulator of drug resistance in lymphoplasmacytic lymphoma. Blood. 2014 Jun 26;123(26):4120-4131. doi: 10.1182/blood-2014-03-564583 5. Schmidt J, Federmann B, Schindler N, et al: MYD88 L265P and CXCR4mutations in lymphoplasmacytic lymphoma identify cases with high disease activity. Br J Haematol. 2015 Jun;169(6):795-803. doi: 10.1111/bjh.13361 6. Treon SP, Cao Y, Xu L, Yang G, Liu X, Hunter ZR: Somatic mutations in MYD88 and CXCR4 are determinants of clinical presentation and overall survival in Waldenstrom macroglobulinemia. Blood. 2014 May 1;123(18):2791-2796. doi: 10.1182/blood-2014-01-550905 7. Treon SP, Tripsas CK, Meid K, et al: Ibrutinib in previously treated Waldenstrom's macroglobulinemia. N Engl J Med. 2015 Apr 9;372(15):1430-1440. doi: 10.1056/NEJMoa1501548 8. Xu L, Hunter ZR, Tsakmaklis N, et al: Clonal architecture of CXCR4 WHIM-like mutations in Waldenstrom Macroglobulinaemia. Br J Haematol. 2016 Mar;172(5):735-744. doi: 10.1111/bjh.13897 | The C-terminus end ofCXCR4 (NM_003467.2, c.898-1059)is amplified from extracted genomic DNA by polymerase chain reaction, followed by Sanger sequencing and capillary electrophoresis analysis. Review of the sequence data is performed using a combination of automated calls and manual inspection.(Unpublished Mayo method) The hotspot mutations c.1013C>G/A (p.S338X) are examined using bridged nucleic acids clamped Sanger sequencing with an analytic sensitivity of 1%. All other geneticmutationsin the test region are examined by routine Sanger sequencing with an analytic sensitivity of 15% to 20%.(Unpublished Mayo method) | 7 to 10 days | Blood/Bone marrow: 2 weeks; Extracted DNA: 3 months | This test was developed and its performance characteristics determined by Mayo Clinic in a manner consistent with CLIA requirements. It has not been cleared or approved by the US Food and Drug Administration. | 81479-Unlisted molecular pathology procedure
MYD88 | MYD88, L265P, Somatic Gene Mutation, DNA Allele-Specific PCR, Varies | Establishing the diagnosis of lymphoplasmacytic lymphoma/Waldenstrom macroglobulinemia Helping to distinguish lymphoplasmacytic lymphoma/Waldenstrom macroglobulinemia (low-grade B-cell lymphoma) from other subtypes | Allele-Specific Polymerase Chain Reaction (PCR) | Yes | MYD88 L265P Gene Mutation Analysis | Varies | Submit only 1 of the following specimens: Preferred: Specimen Type: Bone marrow Container/Tube: Preferred: Lavender top (EDTA) Acceptable: Yellow top (ACD) Specimen Volume: 2 mL Collection Instructions: 1. Invert several times to mix bone marrow. 2. Send bone marrow specimen in original tube.Do not aliquot. 3. Label specimen as bone marrow. Specimen Stability: Ambient (preferred)/Refrigerated Specimen Type:Paraffin-embedded tissue Container/Tube: Paraffin block Specimen Stability: Ambient Specimen Type:Paraffin-embedded bone marrow aspirate clot Container/Tube: Paraffin block Specimen Stability: Ambient Acceptable: Specimen Type:Whole blood Container/Tube: Preferred: Lavender top (EDTA) Acceptable: Yellow top (ACD) Specimen Volume: 3 mL Collection Instructions: 1. Invert several times to mix blood. 2. Send whole blood specimen in original tube.Do not aliquot. 3. Label specimen as blood. Specimen Stability: Ambient (preferred)/Refrigerated Specimen Type:Frozen tissue Container/Tube: Plastic container Specimen Volume: 100 mg Collection Instructions:Freeze tissue within 1 hour of collection. Specimen Stability: Frozen Specimen Type:Unstained slides Container/Tube: Unstained tissue slides Specimen Volume: 10 to 20 Slides Additional Information: Tissue must demonstrate involvement by a hematologic neoplasm (eg, acute myelocytic leukemia), not solid tumors. Specimen Stability: Ambient Specimen Type:Extracted DNA Container/Tube: 1.5- to 2-mL tube Specimen Volume: Entire specimen Collection Instructions: 1. Label specimen as extracted DNA and source of specimen. 2. Indicate volume and concentration of the DNA on the label. Specimen Stability: Frozen (preferred)/Refrigerated Specimen Type:Methanol-acetic acid (MAA) fixed pellets Container/Tube: Plastic container Specimen Stability: Ambient (preferred)/Refrigerated | Whole blood, Bone marrow: 1 mL; Extracted DNA: 50 mcL at 20 ng/mcL; Other specimen types: See Specimen Required | The single point alteration inMYD88,L265P, is present in 67% to 100% of patients with lymphoplasmacytic lymphoma, and these patients typically have clinical manifestations of Waldenstrom macroglobulinemia (often designated LPL/WM). | Variant present or absent based on expected alteration polymerase chain reaction product size. Concurrent amplification of wild typeMYD88fragment determined for sample amplification integrity.MYD88gene (NCBI accession NM_002468.4) | Mutation present or not detected; an interpretive report will be issued. | ThisMYD88test is a targeted assay and will not detect any alteration atMYD88codon 265 that does not result in the L>P (leucine to proline) amino acid change. It will also not detect additionalMYD88alterations, including insertion or deletion events. The analytical sensitivity of the assay (1%MYD88L265P in a wild-type background) can be affected by a variety of factors, including biologic availability (ie, tumor burden), fixation of paraffin-embedded specimens, or nonspecific polymerase chain reaction interferences. Rare cases of lymphoplasmacytic lymphoma/Waldenstrom macroglobulinemia (LPL/WM) have been reported lacking theMYD88L265P abnormality, so a negative result would not completely exclude this diagnosis but would make the possibility of LPL/WM more unlikely. | 1. Treon SP, Xu L, Yang G, et al. MYD88 L265P somatic mutation in Waldenstrom's macroglobulinemia. N Engl J Med. 2012;367(9):826-833 2. Varettoni M, Arcaini L, Zibellini S, et al. Prevalence and clinical significance of the MYD88 (L265P) somatic mutation in Waldenstrom's macroglobulinemia and related lymphoid neoplasms. Blood. 2013;121(13):2522-2528 3. Xu L, Hunter ZR, Yang G, et al. MYD88 L265P in Waldenstrom macroglobulinemia, immunoglobulin M monoclonal gammopathy, and other B-cell lymphoproliferative disorders using conventional and quantitative allele-specific polymerase chain reaction. Blood. 2013;121(11);2051-2058 4. Poulain S, Roumier C, Decambron A, et al. MYD88 L265P mutation in Waldenstrom macroglobulinemia. Blood. 2013;121(22);4504-4511 5. Gachard N, Parrens M, Soubeyran I, et al. IGHV gene features and MYD88 L265P mutation separate the three marginal zone lymphoma entities and Waldenstrom macroglobulinemia/lymphoplasmacytic lymphomas. Leukemia. 2013;27(1):183-189. doi: 10.1038/leu.2012.257 6. Ondrejka SL, Lin JJ, Warden DW, Durkin L, Cook JR, Hsi ED. MYD88 L265P somatic mutation: its usefulness in the differential diagnosis of bone marrow involvement by B-cell lymphoproliferative disorders. Am J Clin Pathol. 2013;140(3):387-394 | Extracted DNA from the clinical specimen is subjected to a single-tube allele-specific polymerase chain reaction (PCR) usingMYD88exon 5 primers that simultaneously amplify both a wildtype sequence fragment and a fragment containing the specific nucleotide change resulting in L265P if present. PCR products are visualized by capillary electrophoresis, and the presence of altered and wildtype amplicons is determined according to the expected specific PCR product sizes.(Unpublished Mayo method) | 5 to 8 days | Blood, bone marrow: 2 weeks; Extracted DNA: 3 months | This test was developed and its performance characteristics determined by Mayo Clinic in a manner consistent with CLIA requirements. It has not been cleared or approved by the US Food and Drug Administration. | 81305 | MYD88 L265P Gene Mutation Analysis | 82140-5 | 621251 | MYD88 Cancel | 77202-0
MOGFS | Myelin Oligodendrocyte Glycoprotein (MOG-IgG1) Fluorescence-Activated Cell Sorting (FACS) Assay, Serum | Diagnosis of inflammatory demyelinating diseases (IDD) with similar phenotype to neuromyelitis optica (NMO) spectrum disorder (NMOSD), including optic neuritis (single or bilateral) and transverse myelitis Diagnosis of autoimmune myelin oligodendrocyte glycoprotein (MOG)-opathy Diagnosis of NMO Distinguishing NMOSD, acute disseminated encephalomyelitis (ADEM), optic neuritis, and transverse myelitis from multiple sclerosis early in the course of disease Diagnosis of ADEM Prediction of a relapsing disease course | Flow Cytometry | Yes | MOG FACS, S | When the results of this assay require further evaluation, the reflex titer test will be performed at an additional charge. | Patient Preparation:For optimal antibody detection, specimen collection should occur prior to initiation of immunosuppressant medication. Collection Container/Tube: Preferred:Red top Acceptable:Serum gel Submission Container/Tube:Plastic vial Specimen Volume:2 mL Collection Instructions:Centrifuge and aliquot serum into a plastic vial. | 1 mL | Neuromyelitis optica (NMO), sometimes called Devic disease or opticospinal multiple sclerosis (MS) is a severe, relapsing, autoimmune, inflammatory and demyelinating central nervous system disease (IDD) that predominantly affects optic nerves and spinal cord.(1) The disorder is now recognized as a spectrum of autoimmunity (termed NMO spectrum disorders: NMOSD).(1-3) Brain lesions are observed in more than 60% of patients with NMOSD and approximately 10% will be MS-like.(4) Children tend to have greater brain involvement than adults, and brain lesions are more symptomatic than is typical for adult patients.(3) The clinical course is characterized by relapses of optic neuritis or transverse myelitis or both. Some patients may present with acute disseminated encephalomyelitis (ADEM). Many patients with NMOSD are misdiagnosed as having MS. More effective treatments combined with earlier and more accurate diagnosis has led to improved outcomes. Approximately 80% of patients with NMO are seropositive for aquaporin-4 (AQP4)-IgG.(5-7) In the remaining 20% of patients, myelin oligodendrocyte glycoprotein (MOG)-IgG is detected in up to a third.(8) The pathogenic target for the remaining patients remains unknown. Detection of MOG-IgG is diagnostic of central nervous system (CNS) inflammatory demyelination, where the clinical phenotype (NMOSD, optic neuritis, transverse myelitis, ADEM) may be similar, but the immunopathology (astrocytopathy vs oligodendrogyopathy) and clinical outcome (worse vs better) are different.(9) Detection of MOG-IgG also predicts relapse.(10) More importantly, MOG-IgG seropositive IDDs are distinct from MS and treated differently.(8, 9) Treatments for IDDs seropositive for MOG-IgG include corticosteroids and plasmapheresis for acute attacks and mycophenolate mofetil, azathioprine, and rituximab for relapse prevention. Disease-modifying agents, treatments promoted for MS, have been reported to exacerbate MOG-IgG1 seropositive IDDs. Therefore, early diagnosis and initiation of appropriate immunosuppressant treatment is important to optimize the clinical outcome by preventing further attacks. In 2015, Waters and colleagues (11) from Oxford University established a novel cell-based assay for the measurement of IgG1 MOG antibodies based on previous findings that MOG antibodies are almost exclusively of the IgG1 subclass. They showed that their MOG-IgG1 flow cytometry assay eliminated false positive results without losing true positive results with low titers. The detection of MOG-IgG1 allowed non-MS demyelinating diseases (ADEM, AQp4-IgG negative neuromyelitis optica spectrum disorder including ON,TM) to be distinguished from MS.(12) Using a similar assay to this MOG-IgG1 flow cytometry assay, demonstrated high specificity of their MOG-IgG1 assay in which 49 patients with MS, 13 healthy control sera, and 37 AQP4-seropositive serum samples were all negative at a dilution of 1:20. Of 58 patients fulfilling 2006 Wingerchuk criteria for NMO, 21 (36%) tested negative for AQP4-IgG. MOG-IgG1 was detected by cell-based assay in 8 (38%) of these cases.(13) Testing of 1109 consecutive sera sent for AQP4-IgG testing(12) revealed 40 AQP4-IgG and 65 MOG-IgG1-positive cases. None were positive for both. The clinical diagnoses obtained in 33 MOG-IgG1-positive patients included 4 NMO, 1 ADEM, and 11 optic neuritis (n = 11). All 7 patients with probable MS were MOG-IgG1 negative. This study provides Class II evidence that the presence of serum MOG-IgG1 distinguishes non-MS CNS demyelinating disorders from MS (sensitivity 24%, 95% CI 9%-45%; specificity 100%, 95% CI 88%-100%). This assay was developed using the MOG construct provided by Dr Waters,(11) and the validation was based on a blinded comparison with the Oxford assay. Comparison was also made with the Euroimmun fixed cell-based kit assay.(14) A recent longitudinal analysis with 2-year follow-up suggested that persistence of MOG-IgG is associated with relapses thus warranting relapse prevention.(10) Detection of MOG-IgG1 allows distinction from MS and is generally indicative of a relapsing disease, mandating initiation of immunosuppression, even after the first attack in some, thereby reducing attack frequency and disability in the future. | Negative | A positive value for myelin oligodendrocyte glycoprotein (MOG)-IgG is consistent with a neuromyelitis optica-like phenotype and, in the setting of acute disseminated encephalomyelitis, optic neuritis and transverse myelitis, indicates an autoimmune oligodendrogliopathy with potential for relapsing course. Identification of MOG-IgG allows distinction from multiple sclerosis (MS) and may justify initiation of appropriate immunosuppressive therapy (not MS disease-modifying agents) at the earliest possible time. This allows early initiation and maintenance of optimal therapy. Recommend follow-up in 6 to 12 months, as persistence of MOG-IgG seropositivity predicts a relapsing course. This autoantibody is not found in healthy subjects. | Myelin oligodendrocyte glycoprotein (MOG)-IgG, specifically MOG-IgG1, may drop below detectable levels in setting of therapies for acute attack (IV methylprednisolone or plasmapheresis) or attack prevention (immunosuppressants). | 1. Wingerchuk DM, Lennon VA, Lucchinetti CF, et al. The spectrum of neuromyelitis optica. Lancet Neurol. 2007;6(9):805-815 2. Apiwattanakul M, Popescu BF, Matiello M, et al. Intractable vomiting as the initial presentation of neuromyelitis optica. Ann Neurol. 2010;68(5):757-761 3. McKeon A, Lennon VA, Lotze T, et al. CNS aquaporin-4 autoimmunity in children. Neurology 2008;71(2):93-100 4. Pittock SJ, Weinshenker BG, Lucchinetti CF, et al. Neuromyelitis optica brain lesions localized at sites of high aquaporin 4 expression. Arch Neurol. 2006;63(7):964-968 5. Fryer JP, Lennon VA, Pittock SJ, et al. AQP4 autoantibody assay performance in clinical laboratory service. Neurol Neuroimmunol Neuroinflamm. 2014;1(1):e11 6. Waters PJ, McKeon A, Leite MI, et al. Serologic diagnosis of NMO: a multicenter comparison of aquaporin-4-IgG assays. Neurology. 2012;78(9):665-669 7. Lennon VA, Wingerchuk DM, Kryzer TJ, et al. A serum autoantibody marker of neuromyelitis optica: distinction from multiple sclerosis. Lancet. 2004;364(9451):2106-2112 8. Peschl P, Bradl M, Hoftberger R, et al. Myelin oligodendrocyte glycoprotein: deciphering a target in inflammatory demyelinating diseases. Front Immunol. 2017;8:529 9. Pittock SJ, Lucchinetti CF. Neuromyelitis optica and the evolving spectrum of autoimmune aquaporin-4 channelopathies: a decade later. Ann NY Acad Sci. 2016;1366(1):20-39 10. Hyun JW, Woodhall MR, Kim SH, et al. Longitudinal analysis of myelin oligodendrocyte glycoprotein antibodies in CNS inflammatory diseases. J Neurol Neurosurg Psychiatry. 2017;88(10):811-817 11. Waters P, Woodhall M, O'Connor KC, et al. MOG cell-based assay detects non-MS patients with inflammatory neurologic disease. Neurol Neuroimmunol Neuroinflamm. 2015;2(3):e89 12. Reindl M, Jarius S, Rostasy K, Berger T. Myelin oligodendrocyte glycoprotein antibodies: How clinically useful are they? Curr Opin Neurol. 2017;30(3):295-301 13. Wingerchuk DM, Banwell B, Bennett JL, et al. International consensus diagnostic criteria for neuromyelitis optica spectrum disorders. Neurology. 2015;85(2):177-189 14. Jarius S, Ruprecht K, Kleiter I, et al. MOG-IgG in NMO and related disorders: a multicenter study of 50 patients. Part 1: Frequency, syndrome specificity, influence of disease activity, long-term course, association with AQP4-IgG, and origin. J Neuroinflammation. 2016;13(1):279 | MOG-IgG1 Fluorescence-Activated Cell-Sorting Assay Human embryonic kidney cells (HEK 293) are transfected transiently with a DNAplasmid that allows coexpression of both a reporter fluorescent protein (green fluorescent protein: AcGFP) and full-length MOG.After 36 hours, a mixed population of cells (transfected expressing MOG on the surface and AcGFP in the cytoplasm and nontransfected lacking MOG and AcGFP) are lifted and resuspended in live cell-binding buffer. Cells are incubated with patient serum, and an AlexaFluor 647-labeled secondary antibody is added.Two populations are gated based on AcGFP expression: positive (high MOG expression) and negative (low or no MOG expression). Positivity is based on the ratio (positive >2.5) of the median fluorescence intensity (MFI) of each cell population (MFI GFP positive:MFI GFP negative).(Unpublished Mayo method) If MOG-IgG1 cell-based flow cytometry (fluorescence-activated cell-sorting assay: FACS) assay is positive at screening dilution, the MOG-IgG1 flow cytometry titer assay is performed at an additional charge.(Unpublished Mayo method) | 5 to 8 days | 28 days | This test was developed and its performance characteristics determined by Mayo Clinic in a manner consistent with CLIA requirements. It has not been cleared or approved by the US Food and Drug Administration. | 8636386363-titer (if appropriate) | MOG FACS, S | 90248-6 | 65563 | MOG FACS, S | 90248-6
MAGES | Myelin-Associated Glycoprotein Autoantibodies, IgM, Serum | Evaluating peripheral neuropathy Evaluating paraproteinemic neuropathy |  | Yes | MAG IgM, S | Serum | Collection Container/Tube: Preferred:Red top Acceptable:Serum gel Submission Container/Tube:Plastic vial Specimen Volume:1 mL Collection Instructions:Centrifuge and aliquot serum into a plastic vial. | 0.5 mL | Autoantibodies directed against myelin-associated glycoprotein (MAG) are associated with sensory motor demyelinating peripheral neuropathy. A distal acquired demyelinating symmetric(DADS) neuropathy phenotype is the most commonly associated presentation. Patients typically have a slowly progressive symmetric sensory ataxia with/without distal weakness and an IgM monoclonal gammopathy of undetermined significance. Nerve conductions studies typically demonstrate a characteristic progressive sensory predominant mixed axonal and demyelinating neuropathy with reduced distal conduction velocities that are greater distally. In general, patients with a DADS neuropathy show limited treatment responses to intravenous immunoglobulin and more aggressive immunotherapy may be needed. MAG antibody titers do not correlate with disease severity nor treatment responses. The presence of MAG antibodies is not exclusively diagnostic of an acquired neuropathy and results must be interpreted in the correct clinical and electrophysiological context. MAG antibodies are present in approximately 50% to 70% of those with an IgM M-protein and a DADS neuropathy phenotype. However, MAG antibodies may also be identified in those with an IgM M-protein and a chronic inflammatory demyelinating polyneuropathy (CIDP) presentation as well as in other IgM paraproteinemic disorders that present with neuropathy including in myeloma, lymphoplasmacytic lymphoma (Waldenstrom macroglobulinemia) and amyloid light chain (AL)-IgM primary amyloidosis. Higher MAG antibody titers (>10,000Buhlmann titer unit) are better predictors of an electrophysiological DADS phenotype whereas low titer MAG antibodies may be associated with a more diverse group of neuropathies. Detection of MAG IgM antibody byenzyme-linked immunosorbent assaybased on human MAG (100 kDa) antigen is significantly more sensitive and specific than MAG western blot and immunofluorescence assays using primate antigen. | <1500 Buhlmann Titer Unit | A positive result is consistent with anti-myelin-associated glycoprotein neuropathy. | This test is not diagnostic and should be interpreted in the correct clinical context. Myelin-associated glycoprotein antibodies may be found in those without neuropathy, IgM M-protein,or paraproteinemic neuropathy. | 1. Kuijf ML, Eurelings M, Tio-Gillen AP, et al: Detection of anti-MAG antibodies in polyneuropathy associated with IgM monoclonal gammopathy. Neurology. 2009 Sep;73(9):688-695. doi: 10.1212/WNL.0b013e3181b59a80 2. Katz JS, Saperstein DS, Gronseth G, Amato AA, Barohn RJ: Distal acquired demyelinating symmetric neuropathy. Neurology. 2000 Feb;54(3):615-620. doi: 10.1212/wnl.54.3.615 3. Magy L, Kabore R, Mathis S, et al: Heterogeneity of polyneuropathy associated with anti-MAG antibodies. J Immunol Res. 2015;2015:450391. doi: 10.1155/2015/450391 | Microwells are precoated with humanmyelin-associated glycoprotein (MAG) antigen. The calibrators, controls, and diluted patient samples are added to the wells, and autoantibodies recognizing the MAG antigen bind during the first incubation. After washing the wells to remove all unbound proteins, purified horseradish peroxidase-labeled anti-human IgM conjugate is added. The conjugate binds to the captured human autoantibody, and the excess unbound conjugate is removed by a further wash step. The bound conjugate is visualized with 3,3',5,5'-tetramethylbenzidine substrate, which gives a blue reaction product, the intensity of which is proportional to a concentration of autoantibody in the sample. Acid is added to each well to stop the reaction. This produces a yellow end-point color, which is read at 450 nm.(Package insert: anti-MAG Autoantibodies ELISA. Buhlmann Laboratories AG; 10/2018) | 2 to 6 days | 28 days | This test was developed and its performance characteristics determined by Mayo Clinic in a manner consistent with CLIA requirements. It has not been cleared or approved by the US Food and Drug Administration. | 83520 | MAG IgM, S | 39087-2 | 607034 | MAG IgM, S | 39087-2
MDSDF | Myelodysplastic Syndrome (MDS), Diagnostic FISH, Varies | Detecting a neoplastic clone associated with the common chromosome abnormalities seen in patients with myelodysplastic syndromes or other myeloid malignancies using a laboratory-designated probe set algorithm Evaluating specimens in which standard cytogenetic analysis is unsuccessful | Fluorescence In Situ Hybridization (FISH) | Yes | MDS, Diagnostic FISH | This test includes a charge for the probe application, analysis, and professional interpretation of results for 6 probe sets (12 individual fluorescence in situ hybridization probes). Additional charges will be incurred for all reflex or additional probe sets performed. | Submit only 1 of the following specimens: Preferred: Specimen Type:Bone marrow Container/Tube: Preferred:Yellow top (ACD) Acceptable:Green top (heparin) or lavender top (EDTA) Specimen Volume:2 to 3 mL Collection Instructions: 1. It is preferable to send the first aspirate from the bone marrow collection. 2. Invert several times to mix bone marrow. 3. Send bone marrow in original tube.Do not aliquot. Acceptable: Specimen Type:Blood Container/Tube: Preferred:Yellow top (ACD) Acceptable:Green top (heparin) or lavender top (EDTA) Specimen Volume:6 mL Collection Instructions: 1. Invert several times to mix blood. 2. Send whole blood in original tube.Do not aliquot. | Blood: 2 mL Bone Marrow: 1 mL | Myelodysplastic syndromes (MDS) primarily occur in the older adult population and have a yearly incidence of 30 in 100,000 in persons older than 70 years of age. These disorders are typically associated with a hypercellular bone marrow and low peripheral blood counts, and with significant morbidity and mortality. The eventual clinical outcome for patients with MDS relates to either bone marrow failure or transformation to acute myeloid leukemia. MDS can be either primary (de novo) or secondary (due to previous treatment with alkylating or etoposide chemotherapy, with or without radiation). Cytogenetic studies can provide confirmatory evidence of clonality in MDS and can be used to provide clinical prognostic or diagnostic information. Clonal cytogenetic abnormalities are more frequently observed in cases of secondary MDS (80% of patients) than in primary MDS (40%-60% of patients). The common chromosomal abnormalities associated with MDS include: inv(3), -5/5q-, -7/7q-, +8, and 20q-. These abnormalities can be observed singly or in concert. In addition, t(1;3) and t(3;21) are more frequently associated with secondary MDS. Conventional chromosome analysis is the gold standard for identification of the common, recurrent chromosome abnormalities in MDS; however, some of the subtle rearrangements associated with secondary MDS can be missed. | An interpretive report will be provided. | A neoplastic clone is detected when the percent of cells with an abnormality exceeds the normal reference range for any given probe. The absence of an abnormal clone does not rule out the presence of a neoplastic disorder. | This test is not approved by the US Food and Drug Administration, and it is best used as an adjunct to existing clinical and pathologic information. Bone marrow is the preferred specimen type for this fluorescence in situ hybridization test. If bone marrow is not available, a blood specimen may be used if there are neoplastic cells in the blood specimen (as verified by a hematopathologist). | 1.Bernasconi P, Klersy C, Boni M, et al:World Health Organization classification in combination with cytogenetic markers improves the prognostic stratification of patients withde novoprimary myelodysplastic syndromes. Br J Haematol. 2007 May;137(3):193-205 2. Swerdlow SH, Campo E, Harris NL, et al, eds: WHO Classification of Tumours of Haematopoietic and Lymphoid Tissues. 4th ed. IARC Press; 2017. WHO Classification of Tumours. Vol 2 3. He R, Wiktor AE, Durnick DK, et al: Bone marrow conventional karyotyping and fluorescence in situ hybridization: Defining an effective utilization strategy for evaluation of myelodysplastic syndromes. Am J Clin Pathol. 2016 Jul;146(1):86-94. doi: 10.1093/ajcp/aqw077 | This test is performed using commercially availableand laboratory-developed probes.Deletion or monosomy of chromosomes 5, 7, trisomy of chromosome 8, and deletion or rearrangement of chromosomes 17 and 20 are detected using enumeration strategy probes. Dual-color, dual-fusion fluorescence in situ hybridization (D-FISH) strategy probe sets are used to detect inv(3),t(3;21), and t(1;3).For the enumeration probe sets, 100 interphase nuclei are scored; 200 interphase nuclei are scored when D-FISH probes are used.Results are expressed as the percent abnormal nuclei.(Unpublished Mayo method) | 7 to 10 days | 4 weeks | This test was developed and its performance characteristics determined by Mayo Clinic in a manner consistent with CLIA requirements. It has not been cleared or approved by the US Food and Drug Administration. | 88271 x 12, 88275 x 6, 88291-FISH Probe, Analysis, Interpretation; 6 probe sets88271 x 2, 88275-FISH Probe, Analysis; each additional probe set (if appropriate) | MDS, Diagnostic FISH | Obsolete | 614286 | Released By | 18771-6
MDSMF | Myelodysplastic Syndrome (MDS), Specified FISH, Varies | Detecting a neoplastic clone associated with the common chromosome abnormalities seen in patients with myelodysplastic syndromes or other myeloid malignancies using client specified probes Evaluating specimens in which standard cytogenetic analysis is unsuccessful | Fluorescence In Situ Hybridization (FISH) | Yes | MDS, Specified FISH | This test includes a charge for the probe application, analysis, and professional interpretation of results for one probe set (2 individual fluorescence in situ hybridization probes). Additional charges will be incurred for all additional probe sets performed. | Preferred Specimen Type:Bone marrow Container/Tube: Preferred:Yellow top (ACD) Acceptable:Green top (heparin) or lavender top (EDTA) Specimen Volume:2-3 mL Collection Instructions: 1. It is preferable to send the first aspirate from the bone marrow collection. 2. Invert several times to mix bone marrow. Acceptable Specimen Type:Blood Container/Tube: Preferred:Yellow top (ACD) Acceptable:Green top (heparin) or lavender top (EDTA) Specimen Volume:6 mL Collection Instructions:Invert several times to mix blood. | Blood: 2 mL Bone Marrow: 1 mL | Myelodysplastic syndromes (MDS) primarily occur in the older adult population and have a yearly incidence of 30 in 100,000 in persons older than 70 years of age. These disorders are typically associated with a hypercellular bone marrow and low peripheral blood counts, and with significant morbidity and mortality. The eventual clinical outcome for patients with MDS relates to either bone marrow failure or transformation to acute myeloid leukemia. MDS can be either primary (de novo) or secondary (due to previous treatment with alkylating or etoposide chemotherapy, with or without radiation). Cytogenetic studies can provide confirmatory evidence of clonality in MDS and can be used to provide clinical prognostic or diagnostic information. Clonal cytogenetic abnormalities are more frequently observed in cases of secondary MDS (80% of patients) than in primary MDS (40%-60% of patients). The common chromosomal abnormalities associated with MDS include: inv(3), -5/5q-, -7/7q-, +8, and 20q-. These abnormalities can be observed singly or in concert. Conventional chromosome analysis is the gold standard for identification of the common, recurrent chromosome abnormalities in MDS; however, some of the subtle rearrangements associated with secondary MDS can be missed. Fluorescence in situ hybridization (FISH) analysis of nonproliferating (interphase) cells can be used to detect the common diagnostic and prognostic chromosome abnormalities observed in patients with MDS. When recurrent translocations or inversions are identified, FISH testing can also be used to track response to therapy. | An interpretive report will be provided. | A neoplastic clone is detected when the percent of cells with an abnormality exceeds the normal reference range for any given probe. The absence of an abnormal clone does not rule out the presence of a neoplastic disorder. | This test is not approved by the US Food and Drug Administration, and it is best used as an adjunct to existing clinical and pathologic information. Bone marrow is the preferred specimen type for this fluorescence in situ hybridization (FISH) test. If bone marrow is not available, a blood specimen may be used if there are neoplastic cells in the blood specimen (as verified by a hematopathologist). | 1.Bernasconi P, Klersy C, Boni M, et al:World Health Organization classification in combination with cytogenetic markers improves the prognostic stratification of patients withde novoprimary myelodysplastic syndromes. Br J Haematol. 2007 May;137(3):193-205 2. Swerdlow SH, Campo E, Harris NL, et al, eds: WHO Classification of Tumour of Haematopoietic and Lymphoid Tissues. 4th ed. IARC Press; 2017 3. He R, Wiktor AE, Durnick DK, et al: Bone marrow conventional karyotyping and fluorescence in situ hybridization: Defining an effective utilization strategy for evaluation of myelodysplastic syndromes. Am J Clin Pathol. 2016 July;146(1):86-94. doi: 10.1093/ajcp/aqw077 | This test is performed using commercially available and laboratory-developedprobes. Deletion or monosomy of chromosomes 5, 7, trisomy of chromosome 8, and deletion or rearrangement of chromosomes 17 and 20 are detected using enumeration strategy probes. Dual-color, dual-fusion fluorescence in situ hybridization (D-FISH) strategy probe sets are used to detect inv(3),t(3;21), and t(1;3).For the enumeration probe sets, 100 interphase nuclei are scored; 200 interphase nuclei are scored when D-FISH probes are used.Results are expressed as the percent abnormal nuclei.(Unpublished Mayo method) | 7 to 10 days | 4 weeks | This test was developed and its performance characteristics determined by Mayo Clinic in a manner consistent with CLIA requirements. It has not been cleared or approved by the US Food and Drug Administration. | 88271 x2, 88275 x1, 88291 x1- FISH Probe, Analysis, Interpretation; 1 probe set88271 x2, 88275 x1 – FISH Probe, Analysis; each additional probe set (if appropriate) | MDS, Specified FISH | Obsolete | 614297 | Released By | 18771-6
MYEFL | Myelodysplastic Syndrome by Flow Cytometry, Bone Marrow | Detecting increased blasts Characterizing blast phenotypes Identifying abnormal patterns of myeloid maturation as seen in myelodysplastic syndromes and other clonal myeloid neoplasms Providing additional adjunct diagnostic information in cases with equivocal or suspicious morphologic features for myelodysplastic syndrome (MDS), MDS/myeloproliferative neoplasms including chronic myelomonocytic leukemia, and other clonal myeloid neoplasms | Immunophenotyping | Yes | MDS by Flow Cytometry, BM | This assay uses 2 panels for identifying cell populations of interest and for characterizing their phenotypic features. In themyelodysplastic syndromepanel,blasts are identified by CD45/side scatter gating strategy and by CD34 expression; promyelocytes are identified by bright CD13, CD33, and CD117 expression without CD34; granulocytes and precursors are defined by their variable expression of CD13 and CD16 according to their maturational stages. Abnormal patterns of myeloid maturation are determined according to the presence or absence of the following features: distinct blast increases over 5%; heterogeneous blast distribution on CD13/HLA-DR plot; expression of CD2, CD7, and/or CD56 on blasts; and disrupted granulocytic maturation on CD13/CD16 plot.(1,2) | Container/Tube: Preferred:Yellow top (ACD solution A or B Acceptable:Lavender top (EDTA), green top (heparin) Specimen Volume:2-5 mL Slides:Include 5 to 10 unstained bone marrow aspirate smears, if possible, labeled with 2 unique identifiers. Collection Instructions: 1. Submission of bilateral specimens is not required. 2. Label specimen as bone marrow. | 1 mL | Myelodysplastic syndromes (MDS) encompass a heterogeneous group of clonal hematopoietic neoplasms characterized by cytopenias due to ineffective hematopoiesis, variable degrees of dysmyelopoietic morphologic features, and increased risks of evolution to acute myeloid leukemia. Per 2008 World Health Organization recommendations, a definitive diagnosis of MDS requires identification of 1 or more of the following findings: clear-cut morphologic features of dysplasia in greater than or equal to 10% of the cells in 1 or more of the 3 hematopoietic lineages; increased (but <20%) blood or marrow blasts with or without Auer rods; and well-characterized clonal cytogenetic abnormalities.(3-4) However, at present, in approximately 50% of MDS patients, no informative or diagnostic clonal cytogenetic abnormalities are identified. Not infrequently, morphologic review of the patient's blood and marrow specimen is inconclusive. And yet it is important to distinguish MDS and other clonal myeloid neoplasms from other nonmalignant and nonneoplastic possibilities in the differential diagnosis such as medication effects or other toxic exposures, copper deficiency, infections, and left-shifted hematopoietic regeneration, among others. In such settings, when used in conjunction with appropriate clinical and morphologic findings, flow cytometry immunophenotyping analysis can provide additional diagnostic information to help distinguish an underlying clonal hematopoietic neoplasm from a reactive or secondary response.(2,5) | An interpretive report will be provided. This test will be processed as a laboratory consultation. An interpretation of the immunophenotypic findings and, if available, morphologic features will be provided by a board-certified hematopathologist for every case. | The final interpretation integrates 1) the quantity of blasts; 2) blast phenotype with respect to CD13/HLA-DR expression and/or abnormal coexpression of CD2, CD7, and/or CD56; and 3) myeloid maturation patterns based on CD13/CD16 plot. In combination, the total number of abnormalities detected and the distinctiveness of the abnormalities themselves help determine the likelihood of specimen involvement by a clonal myeloid neoplasm. | The results of this assay are not intended to be stand-alone and need to be correlated with the patientâ€™s clinical history, findings from the primary morphologic review of blood and marrow slides, and other laboratory features including cytogenetic and molecular genetic results. The quantity of blasts as identified and reported in this assay shouldnotform the basis upon which the final diagnosis or subclassification of acute myeloid leukemia, myelodysplastic syndrome, myeloproliferative neoplasms, or myelodysplastic/myeloproliferative neoplasms is established. For that purpose, the percentage of blasts derived from a morphologic review of the primarily prepared blood and marrow slides is required; per 2008 World Health Organization guidelines (If unable to perform at the client site, order PATHC / Pathology Consultation). This assay should not be used to monitor response to therapy. | 1. Kussick SJ, Fromm JR, Rossini A, et al. Four-color flow cytometry shows strong concordance with bone marrow morphology and cytogenetics in the evaluation for myelodysplasia. Am J Clin Pathol. 2005;124(2):170-181 2. Jevremovic D, Timm MM, Reichard KK, et al. Loss of blast heterogeneity in myelodysplastic syndrome and other chronic myeloid neoplasms. Am J Clin Pathol. 2014;142(3):292-298 3. Swerdlow SH, Campo E, Harris NL, et al, eds. WHO Classification of Tumours of Haematopoietic and Lymphoid Tissues. IARC Lyon, 2008, pp 88-107 4. Cioc AM, Nguyen PL. Myelodysplastic syndromes.InHematopathology. Hsi E, ed. Elsevier Saunders. Philadelphia, 2012, pp 523-546 5. van de Loosdrecht AA, Westers TM. Cutting edge: flow cytometry in myelodysplastic syndromes. J Natl Compr Canc Netw, 2013;11(7):892-902 | Flow cytometry immunophenotyping of bone marrow is performed using the following antibodies: Myelodysplastic Syndrome Panel: CD2, CD7, CD10, CD13, CD15, CD16, CD33, CD34, CD36, CD38, CD45, CD56, CD64, CD117, and HLA-DR Triage Panel: CD3, CD10, CD16, CD19, CD34, CD45, and kappa and lambda immunoglobulin light chains.Additional panels performed per algorithmic approach.(Unpublished Mayo Method) | 1 to 4 days | 14 days | This test was developed using an analyte specific reagent. Its performance characteristics were determined by Mayo Clinic in a manner consistent with CLIA requirements. This test has not been cleared or approved by the US Food and Drug Administration. | 88184-Flow cytometry; first cell surface, cytoplasmic or nuclear marker x 188185-Flow cytometry; additional cell surface, cytoplasmic or nuclear marker (each) x1888189-Flow Cytometry Interpretation, 16 or More Markers (if appropriate) | MDS by Flow Cytometry, BM | In Process | CK094 | Microscopic Description | 22635-7
MSTF | Myeloid Sarcoma, FISH, Tissue | Supporting the diagnosis of myeloid sarcoma when coordinated with a surgical pathology consultation | Fluorescence In Situ Hybridization (FISH) | Yes | Myeloid Sarcoma, FISH, Ts | This test does not include a pathology consult. If a pathology consultation is requested, PATHC / Pathology Consultation should be ordered, and the appropriate fluorescence in situ hybridization (FISH) test will be performed at an additional charge. | Specimen Type:Tissue Preferred:Tissue block Collection Instructions:Submit a formalin-fixed, paraffin-embedded tumor tissue block. Blocks prepared with alternative fixation methods may be acceptable; provide fixation method used. Acceptable:Slides Collection Instructions:For each probe set ordered, 2 consecutive, unstained, 5 micron-thick sections placed on positively charged slides, and 1 hematoxylin and eosin-stained slide. | For each probe set ordered, 2 consecutive, unstained, 5 micron-thick sections placed on positively charged slides. Include 1 hematoxylin and eosin (H and E)-stained slide. | Myeloid sarcomas are tumors made up of myeloblasts or immature myeloid cells that occur in extramedullary sites or in bone. They can occur concurrently with acute or chronic myeloid leukemia (AML or CML) or may precede the leukemia or other myeloid neoplasms. They may also be the initial manifestation of relapse of a previously treated primary AML in remission. Due to this extramedullary presentation, the bone marrow may have a low number of myeloblasts due to a lack of bone marrow involvement. The most common abnormalities seen in myeloid sarcomas are fusion ofRUNX1T1/RUNX1(t[8;21][q22;q22]),PML/RARA(t[15;17][q24;q21]),BCR/ABL1(t[9;22][q34;q11.2]),inversion ofMYH11/CBFB(inv[16][q13.1q22]), and rearrangements ofMLL(KMT2A; t[11q23;var]). In general, AML patients with an inv(16), t(8;21), t(9;22), or t(15;17) have a favorable prognosis, while AML patients with a rearrangement of t(11q23)have an unfavorable prognosis. Thus, the detection of these abnormalities in an extramedullary presentation of AML can be prognostically important. | An interpretive report will be provided. | A neoplastic clone is detected when the percent of cells with an abnormality exceeds the normal reference range for a given probe set. A positive result supports the diagnosis of a myeloid sarcoma. A negative result does not exclude the diagnosis of a myeloid sarcoma. | Paraffin-embedded tissues that have been decalcified may not be successful for fluorescence in situ hybridization (FISH) analysis. FISH studies will be attempted if sufficient tumor is present for analysis. However, if no FISH signals are observed post-hybridization, the case will be released indicating a lack of FISH results. | 1. Slovak ML, Kopecky KJ, Cassileth PA, et al: Karyotypic analysis predicts outcome of preremission and postremission therapy in adult acute myeloid leukemia: a Southwest Oncology Group/Eastern Cooperative Oncology Group Study. Blood. 2000;96:4075-4083 2. Swerdlow SH, Campo E, Harris NL, et al: WHO Classification of Tumors of Haematopoietic and Lymphoid Tissues.International Agency for Research on Cancer;2008:140-141 3. Grimwade D, Hills RK, Moorman AV, et al: Refinement of cytogenetic classification in acute myeloid leukemia: determination of prognostic significance of rare recurring chromosomal abnormalities among 5876 younger adult patients treated in the United Kingdom Medical Research Council trials. Blood. 2010;116:354-365 | This test is performed using a commercially availableMLL(KMT2A) dual-color break-apart strategy probe (BAP), a laboratory developedMYH11/CBFBdual-color, dual-fusion (D-FISH) strategy probe, and commercially availableRUNX1T1/RUNX1, BCR/ABL1, andPML/RARAD-FISH strategy probes.Formalin-fixed paraffin-embedded tissues are cut at 5 microns and mounted on positively charged glass slides.The selection of tissue and the identification of target areas on the hematoxylin and eosin (H and E)-stained slide are performed by a pathologist.Using the H and E-stained slide as a reference, target areas are etched with a diamond-tipped etcher on the back of the unstained slide to be assayed.The probe is hybridized to the appropriate target area and 2 technologists each analyze 50 interphase nuclei (100 total for each probe set) with the results expressed as the percent of abnormal nuclei.(Unpublished Mayo method) | 7 to 10 days | Slides and H and E used for analysis are retained by the laboratory in accordance to CAP and NYS requirements. Client provided paraffin blocks and extra unstained slides (if provided) will be returned after testing is complete. | This test was developed using an analyte specific reagent. Its performance characteristics were determined by Mayo Clinic in a manner consistent with CLIA requirements. This test has not been cleared or approved by the US Food and Drug Administration. | 8829188271 x 2 (if appropriate)88271 x 2 (if appropriate)88271 (if appropriate)88271 x 2 (if appropriate)88271 x 3 (if appropriate)88274 w/modifier 52 (if appropriate)88274 (if appropriate)88275 (if appropriate) | Myeloid Sarcoma, FISH, Ts | In Process | 53839 | Disclaimer | 62364-5
MSMRD | Myeloma Stratification and Risk-Adapted Therapy with Reflex to Minimal Residual Disease, Bone Marrow | Risk stratification of patients with treated multiple myeloma, which can assist in determining treatment and management decisions Risk stratification of patients with newly diagnosed multiple myeloma | Flow Cytometry/DNA Content/Cell Cycle Analysis | Yes | mSMART with Reflex to MRD, BM | Based on the flow cytometric analysis and the presence of greater than or equal to 0.1% monotypic plasma cells, pre-analysis cell sorting and fluorescence in situ hybridization for plasma cell proliferative disorders will be performed at an additional charge. | Specimen Type:Redirected bone marrow Preferred:Yellow top(ACD solution A or B) Acceptable:Lavender top (EDTA) Specimen Volume:4 mL | 3 mL | Multiple myeloma is increasingly recognized as a disease characterized by marked cytogenetic, molecular, and proliferative heterogeneity. This heterogeneity is manifested clinically by varying degrees of disease aggressiveness. Multiple myeloma patients with more aggressive disease experience suboptimal responses to some therapeutic approaches; therefore, identifying these patients is critically important for selecting appropriate treatment options. The Mayo algorithmic approach for stratification of myeloma and risk-adapted therapy classifies patients into either standard or high-risk categories based on the results of 2 assays: plasma cell proliferation and fluorescence in situ hybridization for specific multiple myeloma-associated abnormalities. | PLASMA CELL CLONALITY: Normal bone marrow No monotypic clonal plasma cells detected DNA INDEX: Normal polytypic plasma cells DNA index (G0/G1 cells): Diploid 0.95-1.05 | The interpretation of results includes an overview of the results and the associated diagnostic, prognostic, and therapeutic implications. | This testreport is best used for patients treated for multiple myeloma to confirm remission has been achieved or as an annual follow-up of those in remission or in uncertain remission. It is designed for patients with multiple myeloma and may not be applicable for monoclonal gammopathy of uncertain significance, smoldering myeloma, or amyloidosis. This stratification system is not meant to replace existing prognostic systems such as the International Staging System. | 1.Gonsalves WI, Buadi FK, Ailawadhi S, et al. Utilization of hematopoietic stem cell transplantation for the treatment of multiple myeloma: a Mayo Stratification of Myeloma and Risk-Adapted Therapy (mSMART) consensus statement. Bone Marrow Transplant. 2019;54(3):353-367. doi:10.1038/s41409-018-0264-8 2. Kapoor P, Ansell SM, Fonseca R, et al. Diagnosis and management of waldenstrom macroglobulinemia: Mayo Stratification of Macroglobulinemia and Risk-Adapted Therapy (mSMART) guidelines 2016. JAMA Oncol. 2017;3(9):1257-1265. doi:10.1001/jamaoncol.2016.5763 3. Mikhael JR, Dingli D, Roy V, et al. Management of newly diagnosed symptomatic multiple myeloma: updated Mayo Stratification of Myeloma and Risk-Adapted Therapy (mSMART) consensus guidelines 2013. Mayo Clin Proc. 2013;88(4):360-376. doi:10.1016/j.mayocp.2013.01.019. 4. Swerdlow S, Campo E, Harris NL, et al. WHO Classification of Tumours of Haematopoietic and Lymphoid Tissues. 4th ed. IARC Press; 2017. WHO Classification of Tumours, Vol. 2 5. Kumar SK, Rajkumar SV. The multiple myelomas-current concepts in cytogenetic classification and therapy. Nat Rev Clin Oncol. 2018;15(7):409-421 doi:10.1038/s41571-018-0018-y 6. Rajkumar SV, Landgren O, Mateos MV. Smoldering multiple myeloma. Blood. 2015;125(20):3069-3075 doi:10.1182/blood-2014-09-568899 7. Aljama MA, Sidiqi MH, Lakshman A, et al. Plasma cell proliferative index is an independent predictor of progression in smoldering multiple myeloma. Blood Adv. 2018;2(22):3149-3154 8. Mellors PW, Binder M, Ketterling RP, et al. Metaphase cytogenetics and plasma cell proliferation index for risk stratification in newly diagnosed multiple myeloma. Blood Adv. 2020;4(10):2236-2244 9.Sidana S, Jevremovic D, Ketterling RP, et al. Rapid assessment of hyperdiploidy in plasma cell disorders using a novel multi-parametric flow cytometry method. Am J Hematol. 2019;94(4):424-430 10. Ghosh T, Gonsalves WI, Jevremovic D, et al. The prognostic significance of polyclonal bone marrow plasma cells in patients with relapsing multiple myeloma. Am J Hematol. 2017;92(9):E507-E512 | Flow cytometric immunophenotyping of bone marrow is performed using the following antibodies: CD19, CD38, CD45, CD138, cytoplasmic kappa and lambda immunoglobulin, and DAPI (4',6-diamidino-2-phenylindole). Plasma cell clonality is detected through demonstrating CD38 and CD138 positivity along with immunoglobulin light chain restriction (ie, the presence of either predominately kappa or lambda immunoglobulin light chains) and abnormality of CD19 and/or CD45 expression. DNA index of clonal plasma cells and their proliferation activity is determined through staining of double-stranded DNA using DAPI. Plasma cells (monoclonal/monotypic and polyclonal/polytypic) are detected by immunoglobulin light chain restriction, surface immunophenotype, and DNA content. If present, the light chain expressed by the monotypic plasma cells is indicated. The percentage of clonal plasma cells estimated by flow cytometry is affected by specimen processing and antigen loss with specimen aging. Manual differential counting remains the accepted standard for determining the bone marrow plasma cell percentage. The percentage of monotypic plasma cells in S-phase of the cell cycle is determined by quantitative DNA analysis. The DNA index is a calculated value. The presence of more than 1 value indicates the presence of cell populations with differing DNA contents within the monotypic plasma cells.(Dispenzieri A, Buadi F, Kumar SK, et al. Treatment of immunoglobulin light chain amyloidosis: Mayo Stratification of Myeloma and Risk-Adapted Therapy (mSMART) Consensus Statement. Mayo Clin Proc. 2015;90(8):1054–1081. doi:10.1016/j.mayocp.2015.06.009) Plasma Cell Proliferative Disorder: This test is performed using commercially available and laboratory-developed probes.Deletion or monosomy of chromosome 17, copy number gain of 1q, and additional copies of chromosomes 3, 7, 9, and 15 are detected using enumeration strategy probes. Translocations involvingIGHare detected using dual-color, dual-fusion fluorescence in situ hybridization strategy probes. Rearrangement ofIGHandMYCare detected using a break-apart strategy probe. For each probe set, 50 plasma cells (if possible) are scored and the result for each probe is reported. (Unpublished Mayo method) Minimal Residual Disease: Flow cytometric immunophenotyping for minimal residual disease of bone marrow is performed using the following antibodies: Tube 1: CD138, CD27, CD38, CD56, CD45, CD19, CD117, and CD81. Tube 2: CD138, CD27, CD38, CD56, CD45, CD19, cyKappa, and cyLambda. Abnormal plasma cell populations are detected through demonstrating CD38 (multiepitope) and CD138 positivity along with immunoglobulin light chain restriction (ie, the presence of either predominately kappa or predominately lambda light chains) and abnormality of CD56, CD117, CD27, CD81, CD19 and/or CD45 expression. The percentage of clonal plasma cells estimated by flow cytometry is affected by specimen processing and antigen loss with specimen aging. Minimal residual disease reporting is affected by sample volume and cellularity.(Unpublished Mayo method) | 1 to 13 days | 14 days | This test was developed and its performance characteristics determined by Mayo Clinic in a manner consistent with CLIA requirements. It has not been cleared or approved by the US Food and Drug Administration. | 88182-Flow cytometry, cell cycle or DNA analysis88184-Flow cytometry; first cell surface, cytoplasmic or nuclear marker88185 x 5-Flow cytometry; additional cell surface, cytoplasmic or nuclear marker (each)88187-Flow cytometry interpretation, 2 to 8 Markers | mSMART with Reflex to MRD, BM | 93363-0 | 616032 | Final Diagnosis | 22637-3
MFCDF | Myeloma, High Risk with Reflex Probes, Diagnostic FISH Evaluation, Fixed Cell Pellet | Aiding in the diagnosis of new cases of multiple myeloma or other plasma cell proliferative disorders using a fixed cell pellet derived from bone marrow Identifying prognostic markers based on the abnormalities found This testshould not be usedto track the progression of disease. | Fluorescence In Situ Hybridization (FISH) | Yes | Myeloma Fixed Cell, High Risk, FISH | This test includes a charge for the probe application, analysis, and professional interpretation of results for 3 probe sets (6 individualfluorescence in situ hybridization [FISH]probes). Additional charges will be incurred for all reflex or additional probe sets performed. | Container/Tube:Sterile container Specimen Volume:1 Fixed cell pellet Collection Instructions:Place specimen in a sterile container with a 3:1 methanol:glacial acetic acid (or similar) fixative. |  | Multiple myeloma is a hematologic neoplasm that generally originates in the bone marrow and develops from malignant plasma cells. There are 4 main categories of plasma cell proliferative disorders: monoclonal gammopathy of undetermined significance (MGUS), monoclonal immunoglobulin deposition diseases (amyloidosis), plasmacytoma, and multiple myeloma. MGUS, which occurs in 3% to 4% of individuals over 50 years of age, represents the identification of an asymptomatic monoclonal protein, yet approximately 1% per year will progress to multiple myeloma. Amyloidosis represents a rare group of deposition disorders including primary amyloidosis vs. light chain and heavy chain disease. Plasmacytomas represent isolated collections of bone or extramedullary plasma cells with a risk for development of multiple myeloma. Generalized bone pain, anemia, limb numbness, or weakness, symptoms of hypercalcemia, and recurrent infections are all symptoms that may indicate multiple myeloma. As myeloma progresses, the malignant plasma cells interfere with normal blood product formation in the bone marrow resulting in anemia and leukopenia. Myeloma also causes an overstimulation of osteoclasts, causing excessive breakdown of bone tissue without the normal corresponding bone formation. These bone lesions are seen in approximately 66% of myeloma patients. In advanced disease, bone loss may reach a degree where the patient suffers fractures easily. Multiple myelomais increasingly recognized as a disease characterized by marked cytogenetic, molecular, and proliferative heterogeneity. This heterogeneity is manifested clinically by varying degrees of disease aggressiveness.Multiple myelomapatients with more aggressive disease experience suboptimal responses to some therapeutic approaches; therefore, identifying these patients is critically important for selecting appropriate treatment options. | An interpretive report will be provided. | A neoplastic clone is detected when the percent of cells with an abnormality exceeds the normal reference range for any given probe. The absence of an abnormal clone does not rule out the presence of neoplastic disorder. | This test is not approved by theUS Food and Drug Administration, and it is best used as an adjunct to existing clinical and pathologic information. | 1. Swerdlow S, Campo E, Harris NL, et al, eds: WHO Classification of Tumours of Haematopoietic and Lymphoid Tissues. IARC Press; 2017 2.Kumar SK, Rajkumar SV: The multiple myelomas-current concepts in cytogenetic classification and therapy.Nat Rev Clin Oncol.2018;15(7):409-421. doi: 10.1038/s41571-018-0018-y 3.Rajkumar SV, Landgren O, Mateos MV: Smoldering multiple myeloma.Blood.2015 May 14;125(20):3069-3075. doi: 10.1182/blood-2014-09-568899 4.Muchtar E, Dispenzieri A, Kumar S,et al:Interphase fluorescencein situhybridization in untreated AL amyloidosis has an independent prognostic impact by abnormality type and treatment category.Leukemia.2017 Jul;31(7);1562-1569. doi: 10.1038/leu.2016.369 5. Lakshman A, Paul S, Rajkumar SV, et al: Prognostic significance of interphase FISH in monoclonal gammopathy of undetermined significance.Leukemia.2018 Aug;32(8);1811-1815. doi: 10.1038/s41375-018-0030-3 6. Bochtler T, Hegenbart U, Kunz C, et al: Prognostic impact of cytogenetic aberrations in AL amyloidosis patients after high-dose melphalan: a long-term follow-up study. Blood. 2016 Jul 28;128(4):594-602. doi: 10.1182/blood-2015-10-7 7. Treatment guidelines: multiple myeloma. mSMART 3.0. Accessed 01/16/2020. Available at www.msmart.org/mm-treatment-guidelines | This test is performed using commercially available and laboratory-developed probes.Deletion or monosomy of chromosome 17 and copy number gain of 1q are detected using enumeration strategy probes. Translocations involvingIGHare detected using dual-color, dual-fusion fluorescence in situ hybridization strategy probes. Rearrangement ofIGHandMYCaredetected using a break-apart strategy probe. For each probe set, 50 plasma cells (if possible) are scored and the result for each probe is reported.(Unpublished Mayo method) | 7 to 10 days | 4 weeks | This test was developed and its performance characteristics determined by Mayo Clinic in a manner consistent with CLIA requirements. It has not been cleared or approved by the US Food and Drug Administration. | 88271x6, 88275x3, 88291 x1-FISH Probe, Analysis, Interpretation; 3 probe sets88271x2, 88275x1-FISH Probe, Analysis; each additional probe set (if appropriate) | Myeloma Fixed Cell, High Risk, FISH | In Process | 614305 | Source | 31208-2
MAS1 | Myelopathy, Autoimmune/Paraneoplastic Evaluation, Serum | Evaluating patients with suspected autoimmune myelopathy, myelitis, and paraneoplastic myelopathy using serum specimens | MSI1: Medical Interpretation AGN1S, AGNTS, AMPHS, APHTS, ANN1S, AN1TS, ANN2S, AN2TS, ANN3S, AN3TS, APBIS, APBTS, CRMTS, DPPTS, GABIS, GFAIS, GFATS, GL1IS, GL1TS, NCDIS, NCDTS, NIFIS, NIFTS, PCABP, PC1TS, PCAB2, PC2TS, SP7IS, SP7TS, T46IS, T46TS: Indirect Immunofluorescence Assay (IFA) GD65S: Radioimmunoassay (RIA) CRMWS: Western Blot (WB) AGNBS, AMIBS, AN1BS, AN2BS, PC1BS: Immunoblot (IB) MOGFS, MOGTS, NMOFS, NMOTS: Flow Cytometry (FCM) APBCS, DPPCS, GABCS, GFACS, GL1CS, NCDCS, AINCS, NFLCS, NFHCS, SP7CS, T46CS: Cell Binding Assay (CBA) | Yes | Myelopathy, Autoimm/Paraneo, S | If the indirect immunofluorescence assay (IFA) patterns suggest antiglial nuclear antibody (AGNA)-1, then the AGNA-1 immunoblot and AGNA-1 IFA titer will be performed at an additional charge. | For optimal antibody detection, specimen collection is recommended prior to initiation of immunosuppressant medication or intravenous immunoglobulin treatment. Supplies:Sarstedt Aliquot Tube, 5 mL (T914) Collection Container/Tube: Preferred:Red top Acceptable:Serum gel Submission Container/Tube:Plastic vial Specimen Volume:4 mL Collection Instructions:Centrifuge and aliquot serum into a plastic vial. | 2 mL | Patients with autoimmune myelopathy present with subacute onset and rapid progression of spinal cord symptoms with one or more of the following: weakness, gait difficulties, loss of sensation, neuropathic pain, and bowel and bladder dysfunction. Clinical history and examination, spinal cord magnetic resonance imaging, and cerebrospinal fluid (CSF) testing may provide clues to an autoimmune diagnosis. Autoimmune myelopathy evaluation of both serum and CSF can assist in the diagnosis (paraneoplastic or idiopathic autoimmune) and aid distinction from other causes of myelopathy (multiple sclerosis, sarcoidosis, vascular disease). Early testing may assist in early diagnosis of occult cancer, prompt initiation of immune therapies, or both. | Test ID,Reporting name,Methodology*,Reference value, MSI1,Autoimmune Myelopathy Interp, S,Medical interpretation,Interpretive report, AMPHS,Amphiphysin Ab, S,IFA,Negative, AGN1S,Anti-Glial Nuclear Ab, Type 1,IFA,Negative, ANN1S,Anti-Neuronal Nuclear Ab, Type 1,IFA,Negative, ANN2S,Anti-Neuronal Nuclear Ab, Type 2,IFA,Negative, ANN3S,Anti-Neuronal Nuclear Ab, Type 3,IFA,Negative, APBIS,AP3B2 IFA, S,IFA,Negative, CRMWS,CRMP-5-IgG Western Blot, S,WB,Negative, DPPCS,DPPX Ab CBA, S,CBA,Negative, GABCS,GABA-B-R Ab CBA, S,CBA,Negative, GD65S,GAD65 Ab Assay, S,RIA,< or =0.02 nmol/LReference values apply to all ages., GFAIS,GFAP IFA, S,IFA,Negative, GL1IS,mGluR1 Ab IFA, S,IFA,Negative, MOGFS,MOG FACS, S,FCM,Negative, NCDIS,Neurochondrin IFA, S,IFA,Negative, NIFIS,NIF IFA, S,IFA,Negative, NMOFS,NMO/AQP4 FACS, S,FCM,Negative, PCABP,Purkinje Cell Cytoplasmic Ab Type 1,IFA,Negative, PCAB2,Purkinje Cell Cytoplasmic Ab Type 2,IFA,Negative, SP7IS,Septin-7 IFA, S,IFA,Negative, T46IS,TRIM46 IFA, S,IFA,Negative, Test ID,Reporting name,Methodology*,Reference value, AGNBS,AGNA-1 Immunoblot, S,IB,Negative, AGNTS,AGNA-1 Titer, S,IFA,<1:240, AINCS,Alpha Internexin CBA, S,CBA,Negative, AMIBS,Amphiphysin Immunoblot, S,IB,Negative, AN1BS,ANNA-1 Immunoblot, S,IB,Negative, AN1TS,ANNA-1 Titer, S,IFA,<1:240, AN2BS,ANNA-2 Immunoblot, S,IB,Negative, AN2TS,ANNA-2 Titer, S,IFA,<1:240, AN3TS,ANNA-3 Titer, S,IFA,<1:240, APBCS,AP3B2 CBA, S,CBA,Negative, APBTS,AP3B2 IFA Titer, S,IFA,<1:240, APHTS,Amphiphysin Ab Titer, S,IFA,<1:240, CRMTS,CRMP-5-IgG Titer, S,IFA,<1:240, DPPTS,DPPX Ab IFA Titer, S,IFA,<1:240, GABIS,GABA-B-R Ab IF Titer Assay, S,IFA,<1:240, GFACS,GFAP CBA, S,CBA,Negative, GFATS,GFAP IFA Titer, S,IFA,<1:240, GL1CS,mGluR1 Ab CBA, S,CBA,Negative, GL1TS,mGluR1 Ab IFA Titer, S,IFA,<1:240, MOGTS,MOG FACS Titer, S,FCM,<1:20, NCDCS,Neurochondrin CBA, S,CBA,Negative, NCDTS,Neurochondrin IFA Titer, S,IFA,<1:240, NFHCS,NIF Heavy Chain CBA, S,CBA,Negative, NIFTS,NIF IFA Titer, S,IFA,<1:240, NFLCS,NIF Light Chain CBA, S,CBA,Negative, NMOTS,NMO/AQP4 FACS Titer, S,FCM,<1:5, PC1BS,PCA-1 Immunoblot, S,IB,Negative, PC1TS,PCA-1 Titer, S,IFA,<1:240, PC2TS,PCA-2 Titer, S,IFA,<1:240, SP7CS,Septin-7 CBA, S,CBA,Negative, SP7TS,Septin-7 IFA Titer, S,IFA,<1:240, T46CS,TRIM46 CBA, S,CBA,Negative, T46TS,TRIM46 IFA Titer, S,IFA,<1:240, | A positive result is consistent with a diagnosis of autoimmune myelopathy in the appropriate clinical context. | Negative results do not exclude a diagnosis of autoimmune myelopathy. Intravenous immunoglobulin treatment prior to the serum collection may cause a false-positive result. | 1. Dubey D, Pittock SJ, Krecke KN, et al. Clinical, radiologic, and prognostic features of myelitis associated with myelin oligodendrocyte glycoprotein autoantibody. JAMA Neurol. 2019;76(3):301-309 2. Zalewski NL, Flanagan EP. Autoimmune and paraneoplastic myelopathies. Semin Neurol. 2018;38(3):278-289 3. Flanagan EP, Hinson SR, Lennon VA, et al. Glial fibrillary acidic protein immunoglobulin G as biomarker of autoimmune astrocytopathy: Analysis of 102 patients. Ann Neurol. 2017;81(2):298-309 4. Keegan BM, Pittock SJ, Lennon VA. Autoimmune myelopathy associated with collapsin response-mediator protein-5 immunoglobulin G. Ann Neurol. 2008;63(4):531-534 5. Weinshenker BG, Wingerchuk DM, Vukusic S, et al. Neuromyelitis optica IgG predicts relapse after longitudinally extensive transverse myelitis. Ann Neurol. 2006;59(3):566-569 | Cell-Binding Assay: Patient specimen is applied to a composite slide containing transfected and nontransfected HEK-293 cells. After incubation and washing, fluorescein-conjugated goat-antihuman IgG is applied to detect the presence of patient IgG binding.(Package insert: IIFT: Neurology Mosaics, Instructions for the indirect immunofluorescence test. EUROIMMUN; FA_112d-1_A_UK_C13, 02/25/2019) Indirect Immunofluorescence Assay: The patient's sample is tested by a standardized immunofluorescence assay that uses a composite frozen section of mouse cerebellum, kidney, and gut tissues. After incubation with sample and washing, fluorescein-conjugated goat-antihuman IgG is applied. Neuron-specific autoantibodies are identified by their characteristic fluorescence staining patterns. Samples that are scored positive for any neuronal nuclear or cytoplasmic autoantibody are titrated to an endpoint. Interference by coexisting non-neuron-specific autoantibodies can usually be eliminated by serologic absorption.(Honorat JA, Komorowski L, Josephs KA, et al. IgLON5 antibody: neurological accompaniments and outcomes in 20 patients. Neurol Neuroimmunol Neuroinflamm. 2017;4[5]:e385. doi:10.1212/NXI.0000000000000385) Radioimmunoassay: (125)I-labeled recombinant human antigens or labeled receptors are incubated with patient specimen. After incubation, anti-human IgG is added to form an immunoprecipitate. The amount of (125)I-labeled antigen in the immunoprecipitate is measured using a gamma-counter. The amount of gamma emission in the precipitate is proportional to the amount of antigen-specific IgG in the specimen. Results are reported as units of precipitated antigen (nmol) per liter of patient sample.(Griesmann GE, Kryzer TJ, Lennon VA: Autoantibody profiles of myasthenia gravis and Lambert-Eaton myasthenic syndrome. In: Rose NR, Hamilton RG, eds. Manual of Clinical and Laboratory Immunology. 6th ed. ASM Press; 2002:1005-1012; Walikonis JE, Lennon VA. Radioimmunoassay for glutamic acid decarboxylase [GAD65] autoantibodies as a diagnostic aid for stiff-man syndrome and a correlate of susceptibility to type 1 diabetes mellitus. Mayo Clin Proc. 1998;73[12]:1161-1166; Jones AL, Flanagan EP, Pittock SJ, et al. Responses to and outcomes of treatment of autoimmune cerebellar ataxia in adults.JAMA Neurol. 2015;72[11]:1304-1312. doi:10.1001/jamaneurol.2015.2378) Western Blot: Neuronal antigens extracted aqueously from adult rat cerebellum, full-length recombinant human collapsin response-mediator protein-5 (CRMP-5), or full-length recombinant human amphiphysin protein is denatured, reduced, and separated by electrophoresis on 10% polyacrylamide gel. IgG is detected autoradiographically by enhanced chemiluminescence.(Yu Z, Kryzer TJ, Griesmann GE, Kim K, Benarroch EE, Lennon VA. CRMP-5 neuronal autoantibody: marker of lung cancer and thymoma-related autoimmunity. Ann Neurol. 2001;49[2]:146-154; Dubey D, Jitprapaikulsan J, Bi H, et al. Amphiphysin-IgG autoimmune neuropathy: A recognizable clinicopathologic syndrome. Neurology. 2019;93(20):e1873-e1880. doi:10.1212/WNL.0000000000008472) Immunoblot: All steps are performed at room temperature (18-28 degrees C) utilizing the EUROBlot One instrument. Diluted patient specimen (1:101) is added to test strips (strips containing recombinant antigen manufactured and purified using biochemical methods) in individual channels and incubated for 30 minutes. Positive specimens will bind to the purified recombinant antigen and negative specimens will not bind. Strips are washed to remove unbound antibodies and then incubated with anti-human IgG antibodies (alkaline phosphatase-labeled) for 30 minutes. The strips are again washed to remove unbound anti-human IgG antibodies and nitroblue tetrazolium chloride/5-bromo-4-chloro-3-indolyl phosphate substrate is added. Alkaline phosphatase enzyme converts the soluble substrate into a colored insoluble product on the membrane to produce a black band. Strips are digitized via picture capture on the EUROBlot One instrument and evaluated with the EUROLineScan software.(O'ConnorK, Waters P, Komorowski L, et al. GABAA receptor autoimmunity: A multicenter experience. Neurol Neuroimmunol Neuroinflamm. 2019;6[3]:e552. doi:10.1212/NXI.0000000000000552) Neuromyelitis Optica -IgG Fluorescence-Activated Cell Sorting Assay/Flow Cytometry: Human embryonic kidney cells (HEK 293) are transfected transiently with a plasmid (pIRES2-Aequoreacoerulescensgreen fluorescent protein) encoding both green fluorescent protein (AcGFP) and aquaporin-4 (AQP4)-M1. After 36 hours, a mixed population of cells (transfected expressing AQP4 on the surface and AcGFP in the cytoplasm and nontransfected lacking AQP4 and AcGFP) are lifted and resuspended in live cell-binding buffer. Cells are incubated with patient serum and an AlexaFluor 647-labeled secondary antibody is added. Two populations are gated based on AcGFP expression: positive (high AQP4 expression) and negative (low or no AQP4 expression). Positivity is based on the ratio (positive >2.0) of the average median fluorescence intensity (MFI) of each cell population (MFI GFP positive:MFI GFP negative).(Fryer JP, Lennon VA, Pittock SJ, et al. AQP4 autoantibody assay performance in clinical laboratory service. Neurol Neuroimmunol Neuroinflamm. 2014;1[1]:e11. doi:10.1212/NXI.0000000000000011) Myelin Oligodendrocyte Glycoprotein -IgG1 Fluorescence-Activated Cell Sorting Assay/Flow Cytometry: HEK 293 is transfected transiently with a DNA plasmid that allows coexpression of both a reporter fluorescent protein (AcGFP) and full-length myelin oligodendrocyte glycoprotein (MOG). After 36 hours, a mixed population of cells (transfected expressing MOG on the surface and AcGFP in the cytoplasm and nontransfected lacking MOG and AcGFP) are lifted and resuspended in live cell-binding buffer. Cells are incubated with patient serum and an AlexaFluor 647 labeled secondary antibody is added. Two populations are gated based on AcGFP expression: positive (high MOG expression) and negative (low or no MOG expression). Positivity is based on the ratio (positive >2.5) of the average MFI of each cell population (MFI GFP positive:MFI GFP negative).(Unpublished Mayo method) | 8 to 12 days | 28 days | This test was developed and its performance characteristics determined by Mayo Clinic in a manner consistent with CLIA requirements. It has not been cleared or approved by the US Food and Drug Administration. | 86255 x 168605384182863638634184182 AGNBS (if appropriate)86256 AGNTS (if appropriate)86255 AINCS (if appropriate)84182 AMIBS (if appropriate)84182 AN1BS (if appropriate)86256 AN1TS (if appropriate)84182 AN2BS (if appropriate)86256 AN2TS (if appropriate)86256 AN3TS (if appropriate)86255 APBCS (if appropriate)86256 APBTS (if appropriate)86256 APHTS (if appropriate)86256 CRMTS (if appropriate)86256 DPPTS (if appropriate)86256 GABIS (if appropriate)86255 GFACS (if appropriate)86256 GFATS (if appropriate)86255 GL1CS (if appropriate)86256 GL1TS (if appropriate)86363 MOGTS (if appropriate)86255 NCDCS (if appropriate)86256 NCDTS (if appropriate)86255 NFHCS (if appropriate)86255 NFLCS (if appropriate)86256 NIFTS (if appropriate)86053 NMOTS (if appropriate)84182 PC1BS (if appropriate)86256 PC1TS (if appropriate)86256 PC2TS (if appropriate)86255 SP7CS (if appropriate)86256 SP7TS (if appropriate)86255 T46CS (if appropriate)86256 T46TS (if appropriate) | Myelopathy, Autoimm/Paraneo, S | 94339-9 | 616445 | TRIM46 Ab IFA, S | 103843-9
MAC1 | Myelopathy, Autoimmune/Paraneoplastic Evaluation, Spinal Fluid | Evaluating patients with suspected autoimmune myelopathy, myelitis, and paraneoplastic myelopathy using spinal fluid specimens | MCI1: Medical Interpretation AGN1C, AGNTC, AMPHC, APHTC, ANN1C, AN1TC, ANN2C, AN2TC, ANN3C, AN3TC, APBIC, APBTC, CRMTC, DPPTC, GABIC, GFAIC, GFATC, GL1IC, GL1TC, NCDIC, NCDTC, NIFIC, NIFTC, PCA1C, PC1TC, PCA2C, PC2TC, SP7IC, SP7TC, T46IC, T46TC: Indirect Immunofluorescence Assay (IFA) GD65C: Radioimmunoassay (RIA) CRMWC: Western Blot (WB) AGNBC, AMIBC, AN1BC, AN2BC, PC1BC: Immunoblot (IB) NMOFC, NMOTC: Flow Cytometry (FCM) APBCC, DPPCC, GABCC, GFACC, GL1CC, NCDCC, AINCC, NFLCC, NFHCC, SP7CC, T46CC: Cell Binding Assay (CBA) | Yes | Myelopathy, Autoimm/Paraneo, CSF | If the indirect immunofluorescence assay (IFA) pattern suggests anti-glial nuclear antibody (AGNA-1), then the AGNA-1 immunoblot and AGNA-1 IFA titer will be performed at an additional charge. | Container/Tube:Sterile vial Preferred:Collection vial number 1 Acceptable:Any collection vial Specimen Volume:4 mL | 2 mL | Patients with autoimmune myelopathy present with subacute onset and rapid progression of spinal cord symptoms with one or more of the following: weakness, gait difficulties, loss of sensation, neuropathic pain, and bowel and bladder dysfunction. Clinical history and examination, spinal cord magnetic resonance imaging, and cerebrospinal fluid (CSF) testing may provide clues to an autoimmune diagnosis. Autoimmune myelopathy evaluation of both serum and CSF can assist in the diagnosis (paraneoplastic or idiopathic autoimmune) and aid distinction from other causes of myelopathy (multiple sclerosis, sarcoidosis, vascular disease). Early testing may assist in early diagnosis of occult cancer, prompt initiation of immune therapies, or both. | Test ID,Reporting name,Methodology*,Reference value, MCI1,Autoimmune Myelopathy Interp, CSF,Medical interpretation,Interpretive report, AMPHC,Amphiphysin Ab, CSF,IFA,Negative, AGN1C,Anti-Glial Nuclear Ab, Type 1,IFA,Negative, ANN1C,Anti-Neuronal Nuclear Ab, Type 1,IFA,Negative, ANN2C,Anti-Neuronal Nuclear Ab, Type 2,IFA,Negative, ANN3C,Anti-Neuronal Nuclear Ab, Type 3,IFA,Negative, APBIC,AP3B2 IFA, CSF,IFA,Negative, CRMWC,CRMP-5-IgG Western Blot, CSF,WB,Negative, DPPCC,DPPX Ab CBA, CSF,CBA,Negative, GABCC,GABA-B-R Ab CBA, CSF,CBA,Negative, GD65C,GAD65 Ab Assay, CSF,RIA,< or =0.02 nmol/LReference values apply to all ages., GFAIC,GFAP IFA, CSF,IFA,Negative, GL1IC,mGluR1 Ab IFA, CSF,IFA,Negative, NCDIC,Neurochondrin IFA, CSF,IFA,Negative, NIFIC,NIF IFA, CSF,IFA,Negative, NMOFC,NMO/AQP4 FACS, CSF,FCM,Negative, PCA1C,Purkinje Cell Cytoplasmic Ab Type 1,IFA,Negative, PCA2C,Purkinje Cell Cytoplasmic Ab Type 2,IFA,Negative, SP7IC,Septin-7 IFA, CSF,IFA,Negative, T46IC,TRIM46 IFA, CSF,IFA,Negative, Test ID,Reporting name,Methodology*,Reference value, AGNBC,AGNA-1 Immunoblot, CSF,IB,Negative, AGNTC,AGNA-1 Titer, CSF,IFA,<1:2, AINCC,Alpha Internexin CBA, CSF,CBA,Negative, AMIBC,Amphiphysin Immunoblot, CSF,IB,Negative, AN1BC,ANNA-1 Immunoblot, CSF,IB,Negative, AN1TC,ANNA-1 Titer, CSF,IFA,<1:2, AN2BC,ANNA-2 Immunoblot, CSF,IB,Negative, AN2TC,ANNA-2 Titer, CSF,IFA,<1:2, AN3TC,ANNA-3 Titer, CSF,IFA,<1:2, APBCC,AP3B2 CBA, CSF,CBA,Negative, APBTC,AP3B2 IFA Titer, CSF,IFA,<1:2, APHTC,Amphiphysin Ab Titer, CSF,IFA,<1:2, CRMTC,CRMP-5-IgG Titer, CSF,IFA,<1:2, DPPTC,DPPX Ab IFA Titer, CSF,IFA,<1:2, GABIC,GABA-B-R Ab IF Titer Assay, CSF,IFA,<1:2, GFACC,GFAP CBA, CSF,CBA,Negative, GFATC,GFAP IFA Titer, CSF,IFA,<1:2, GL1CC,mGluR1 Ab CBA, CSF,CBA,Negative, GL1TC,mGluR1 Ab IFA Titer, CSF,IFA,<1:2, NCDCC,Neurochondrin CBA, CSF,CBA,Negative, NCDTC,Neurochondrin IFA Titer, CSF,IFA,<1:2, NFHCC,NIF Heavy Chain CBA, CSF,CBA,Negative, NIFTC,NIF IFA Titer, CSF,IFA,<1:2, NFLCC,NIF Light Chain CBA, CSF,CBA,Negative, NMOTC,NMO/AQP4 FACS Titer, CSF,FCM,<1:2, PC1BC,PCA-1 Immunoblot, CSF,IB,Negative, PC1TC,PCA-1 Titer, CSF,IFA,<1:2, PC2TC,PCA-2 Titer, CSF,IFA,<1:2, SP7CC,Septin-7 CBA, CSF,CBA,Negative, SP7TC,Septin-7 IFA Titer, CSF,IFA,<1:2, T46CC,TRIM46 CBA, CSF,CBA,Negative, T46TC,TRIM46 IFA Titer, CSF,IFA,<1:2, | A positive result is consistent with a diagnosis of autoimmune myelopathy in the appropriate clinical context. | Negative results do not exclude a diagnosis of autoimmune myelopathy. | 1. Dubey D, Pittock SJ, Krecke KN, et al. Clinical, radiologic, and prognostic features of myelitis associated with myelin oligodendrocyte glycoprotein autoantibody. JAMA Neurol. 2019;76(3):301-309. doi:10.1001/jamaneurol.2018.4053 2. Zalewski NL, Flanagan EP. Autoimmune and paraneoplastic myelopathies. Semin Neurol. 2018;38(3):278-289. doi:10.1055/s-0038-1660856 3. Flanagan EP, Hinson SR, Lennon VA, et al. Glial fibrillary acidic protein immunoglobulin G as biomarker of autoimmune astrocytopathy: Analysis of 102 patients. Ann Neurol. 2017;81(2):298-309. doi:10.1002/ana.24881 4. Keegan BM, Pittock SJ, Lennon VA. Autoimmune myelopathy associated with collapsin response-mediator protein-5 immunoglobulin G. Ann Neurol. 2008;63(4):531-534. doi:10.1002/ana.21324 5. Weinshenker BG, Wingerchuk DM, Vukusic S, et al. Neuromyelitis optica IgG predicts relapse after longitudinally extensive transverse myelitis. Ann Neurol. 2006;59(3):566-569. doi:10.1002/ana.20770 | Cell-Binding Assay: Patient specimen is applied to a composite slide containing transfected and nontransfected HEK-293 cells. After incubation and washing, fluorescein-conjugated goat-antihuman IgG is applied to detect the presence of patient IgG binding.(Package insert: IIFT: Neurology Mosaics, Instructions for the indirect immunofluorescence test. EUROIMMUN; FA_112d-1_A_UK_C13, 02/25/2019) Indirect Immunofluorescence Assay: The patient's sample is tested by a standardized immunofluorescence assay that uses a composite frozen section of mouse cerebellum, kidney, and gut tissues. After incubation with sample and washing, fluorescein-conjugated goat-antihuman IgG is applied. Neuron-specific autoantibodies are identified by their characteristic fluorescence staining patterns. Samples that are scored positive for any neuronal nuclear or cytoplasmic autoantibody are titrated to an endpoint. Interference by coexisting non-neuron-specific autoantibodies can usually be eliminated by serologic absorption.(Honorat JA, Komorowski L, Josephs KA, et al. IgLON5 antibody: neurological accompaniments and outcomes in 20 patients. Neurol Neuroimmunol Neuroinflamm. 2017;4(5):e385. doi:10.1212/NXI.0000000000000385) Radioimmunoassay: (125)I-labeled recombinant human antigens or labeled receptors are incubated with patient specimen. After incubation, anti-human IgG is added to form an immunoprecipitate. The amount of (125)I-labeled antigen in the immunoprecipitate is measured using a gamma-counter. The amount of gamma emission in the precipitate is proportional to the amount of antigen-specific IgG in the specimen. Results are reported as units of precipitated antigen (nmol) per liter of patient sample.(Griesmann GE, Kryzer TJ, Lennon VA. Autoantibody profiles of myasthenia gravis and Lambert-Eaton myasthenic syndrome. In: Rose NR, Hamilton RG, et al, eds. Manual of Clinical and Laboratory Immunology. 6th ed. ASM Press, 2002:1005-1012; Walikonis JE, Lennon VA. Radioimmunoassay for glutamic acid decarboxylase [GAD65] autoantibodies as a diagnostic aid for stiff-man syndrome and a correlate of susceptibility to type 1 diabetes mellitus. Mayo Clin Proc. 1998;73[12]:1161-1166. doi:10.4065/73.12.1161; Jones AL, Flanagan EP, Pittock SJ, et al. Responses to and outcomes of treatment of autoimmune cerebellar ataxia in adults.JAMA Neurol. 2015;72[11]:1304-1312. doi:10.1001/jamaneurol.2015.2378) Western Blot: Neuronal antigens extracted aqueously from adult rat cerebellum, full-length recombinant human collapsin response-mediator protein-5 (CRMP-5), or full-length recombinant human amphiphysin protein is denatured, reduced, and separated by electrophoresis on 10% polyacrylamide gel. IgG is detected autoradiographically by enhanced chemiluminescence.(Yu Z, Kryzer TJ, Griesmann GE, Kim K, Benarroch EE, Lennon VA. CRMP-5 neuronal autoantibody: marker of lung cancer and thymoma-related autoimmunity. Ann Neurol. 2001;49[2]:145-154; Dubey D, Jitprapaikulsan J, Bi H, et al. Amphiphysin-IgG autoimmune neuropathy: a recognizable clinicopathologic syndrome. Neurology. 2019;93[20]:e1873-e1880. doi:10.1212/WNL.0000000000008472) Immunoblot: All steps are performed at room temperature (18-28 degrees C) utilizing the EUROBlot One instrument. Diluted patient specimens (1:12.5) are added to test strips (strips containing recombinant antigen manufactured and purified using biochemical methods) in individual channels and incubated for 30 minutes. Positive specimens will bind to the purified recombinant antigen, and negative specimens will not bind. Strips are washed to remove unbound antibodies and then incubated with anti-human IgG antibodies (alkaline phosphatase-labeled) for 30 minutes. The strips are again washed to remove unbound anti-human IgG antibodies, and nitroblue tetrazolium chloride/5-bromo-4-chloro-3-indolylphosphate substrate is added. Alkaline phosphatase enzyme converts the soluble substrate into a colored insoluble product on the membrane to produce a black band. Strips are digitized via picture capture on the EUROBlot One instrument and evaluated with the EUROLineScan software.(O'ConnorK, Waters P, Komorowski L, et al. GABAA receptor autoimmunity: a multicenter experience. Neurol Neuroimmunol Neuroinflamm. 2019;6[3]:e552. doi:10.1212/NXI.0000000000000552) Fluorescence-Activated Cell Sorting Assay/Flow Cytometry: Human embryonic kidney cells (HEK 293) are transfected transiently with a plasmid (pIRES2-Aequoreacoerulescensgreen fluorescent protein [AcGFP]) encoding both green fluorescent protein (AcGFP) and AQP4-M1. After 36 hours, a mixed population of cells (transfected expressing AQP4 on the surface and AcGFP in the cytoplasm and nontransfected lacking AQP4 and AcGFP) are lifted and resuspended in live cell binding buffer. Patient specimen is then added to cells at a 1 in 5 screening dilution. After incubation and washing, the cells are resuspended in secondary antibody (AlexaFluor 647-conjugated goat-antihuman IgG; 1:2000 in LCBB), held on ice, washed, fixed with 4% paraformaldehyde, and analyzed by flow cytometry (BD FACSCanto; Becton, Dickinson, and Co). Two populations are gated based on AcGFP expression: positive (high AQP4 expression) and negative (low or no AQP4 expression). The median Alexafluor 647 fluorescence intensity (MFI) for the AcGFP-positive population indicates the relative abundance of human IgG potentially bound to AQP4 surface epitopes; MFI for the GFP-negative population indicated nonspecifically-bound IgG. The IgG binding index is calculated as the ratio of the average MFI for duplicate aliquots of each cell population (MFI GFP positive/MFI GFP negative). We established conservative cutoff IgG binding index values of 2.00 for M1-FACS.(Fryer JP, Lennon VP, Pittock SJ, et al. AQP4 autoantibody assay performance in clinical laboratory service. Neurol Neuroimmunol Neuroinflamm. 2014;1[1]:e11. doi:10.1212/NXI.0000000000000011) If the fluorescence-activated cell sorting (FACS) assay is positive at screening dilution, FACS titer assay is performed at an additional charge. The patient specimen is titrated to endpoint. The dilution where the IgG binding index is greater than or equal to 2, is considered the endpoint dilution. If a patient is positive at a 1:5 dilution, but negative at 1:10 dilution, the endpoint will be reported as 5. | 8 to 12 days | 28 days | This test was developed and its performance characteristics determined by Mayo Clinic in a manner consistent with CLIA requirements. It has not been cleared or approved by the US Food and Drug Administration. | 86255 x 1686053863418418284182 AGNBC (if appropriate)86256 AGNTC (if appropriate)86255 AINCC (if appropriate)84182 AMIBC (if appropriate)84182 AN1BC (if appropriate)86256 AN1TC (if appropriate)84182 AN2BC (if appropriate)86256 AN2TC (if appropriate)86256 AN3TC (if appropriate)86255 APBCC (if appropriate)86256 APBTC (if appropriate)86256 APHTC (if appropriate)86256 CRMTC (if appropriate)86256 DPPTC (if appropriate)86256 GABIC (if appropriate)86255 GFACC (if appropriate)86256 GFATC (if appropriate)86255 GL1CC (if appropriate)86256 GL1TC (if appropriate)86255 NCDCC (if appropriate)86256 NCDTC (if appropriate)86255 NFHCC (if appropriate)86255 NFLCC (if appropriate)86256 NIFTC (if appropriate)86053 NMOTC (if appropriate)84182 PC1BC (if appropriate)86256 PC1TC (if appropriate)86256 PC2TC (if appropriate)86255 SP7CC (if appropriate)86256 SP7TC (if appropriate)86255 T46CC (if appropriate)86256 T46TC (if appropriate) | Myelopathy, Autoimm/Paraneo, CSF | 94353-0 | 616446 | TRIM46 Ab IFA, CSF | 103843-9
MYPO | Myeloperoxidase (MPO) Immunostain, Technical Component Only | A marker of myeloid lineage | Immunohistochemistry (IHC) | Yes | Myeloperoxidase IHC, Tech Only | For the initial technical component only immunohistochemical (IHC) stain performed, the appropriate bill-only test ID will be reflexed and charged (IHTOI). For each additional technical component only IHC stain performed, an additional bill-only test ID will be reflexed and charged (IHTOA). | Supplies:Immunostain Technical Only Envelope (T693) Specimen Type:Tissue Container/Tube:Immunostain Technical Only Envelope Preferred:2 Unstained positively charged glass slide (25- x 75- x 1-mm) per test ordered; sections 4-microns thick. Acceptable:Formalin-fixed, paraffin-embedded tissue block |  | Myeloperoxidase shows strong cytoplasmic immunoreactivity in neutrophilic and eosinophilic granulocytes and their precursors. Virtually all other cell types are negative for myeloperoxidase staining. Antibodies to myeloperoxidase are most useful diagnostically to support myeloid lineage in acute leukemias. These antibodies also facilitate the detection of granulocyte precursors in myeloproliferative disorders and myelodysplastic syndromes. |  | This test does not include pathologist interpretation, only technical performance of the stain. If interpretation is required, order PATHC / Pathology Consultation for a full diagnostic evaluation or second opinion of the case. The positive and negative controls are verified as showing appropriate immunoreactivity. If a control tissue is not included on the slide, a scanned image of the relevant quality control tissue is available upon request; call 855-516-8404. Interpretation of this test should be performed in the context of the patient's clinical history and other diagnostic tests by a qualified pathologist. | Age of a cut paraffin section can affect immunoreactivity. Stability thresholds vary widely among published literature and are antigen dependent. Best practice is for paraffin sections to be cut within 6 weeks. | 1. Chuang SS, Li CY. Useful panel of antibodies for the classification of acute leukemia by immunohistochemical methods in bone marrow trephine biopsy specimens. Am J Clin Pathol. 1997;107(4):410-418. doi:10.1093/ajcp/107.4.410 2. Li WV, Kapadia SB, Sonmez-Alpan E, Swerdlow SH. Immunohistochemical characterization of mast cell disease in paraffin sections using tryptase, CD68, myeloperoxidase, lysozyme, and CD20 antibodies. Mod Pathol. 1996;9(10):982-988 3. Liu W, Hasserjian RP, Hu Y, et al. Pure erythroid leukemia: A reassessment of the entity using the 2008 World Health Organization classification. Mod Pathol. 2011;24:375-383. doi:10.1038/modpathol.2010.194 4. O;Malley DP, Young SK, Perkins SL, Baldridge L, Juliar BE, Orazi A. Morphologic and immunohistochemical evaluation of splenic hematopoietic proliferations in neoplastic and benign disorders. Mod Pathol. 2005;18:1550-1561. doi:10.1038/modpathol.3800480 5. Pileri SA, Ascani S, Milani M, et al. Acute leukaemia immunophenotyping in bone-marrow routine sections. Br J Hematol .1999;105:394-401 6.Gao L, Lu GT, Lu YY, et al: Diabetes aggravates acute pancreatitis possibly via activation of NLRP3 inflammasome in db/db mice. Am J Transl Res. 2018;10(7):2015-2025 7. Magaki S, Hojat SA, Wei B, So A, Yong WH. An introduction to the performance of immunohistochemistry. Methods Mol Biol. 2019;1897:289-298. doi:10.1007/978-1-4939-8935-5_25 | Immunohistochemistry on sections of paraffin-embedded tissue.(Unpublished Mayo method) | 1 to 3 days | Until staining is complete. | This test has been cleared, approved, or is exempt by the US Food and Drug Administration and is used per manufacturer's instructions. Performance characteristics were verified by Mayo Clinic in a manner consistent with CLIA requirements. | 88342-TC, primary88341-TC, if additional IHC | Myeloperoxidase IHC, Tech Only | Order only;no result | 70823 | Myeloperoxidase IHC, Tech Only | Bill only; no result
MPO | Myeloperoxidase Antibodies, IgG, Serum | Evaluating patients with clinical features anti-neutrophil cytoplasmic antibody associated vasculitis, specifically granulomatosis with polyangiitis, microscopic polyangiitis (MPA), and eosinophilic granulomatosis with polyangiitis Distinguishing between MPA and other forms of ANCA-associated vasculitis, in conjunctionwith proteinase 3 antibody and cytoplasmic neutrophil antibody testing Following treatment response or monitoring disease activity in patients with myeloperoxidase (MPO) antibodies | Multiplex Flow Immunoassay | Yes | Myeloperoxidase Ab, S | Serum | Supplies:Sarstedt Aliquot Tube 5 mL (T914) Collection Container/Tube: Preferred:Serum gel Acceptable:Red top Submission Container/Tube:Plastic vial Specimen Volume:0.5 mL Collection Instructions:Centrifuge and aliquot serum into a plastic vial. | 0.35 mL | Anti-neutrophil cytoplasmic antibody (ANCA)-associated vasculitides are characterized by a pauci-immune inflammation within the walls of small blood vessels.(1) There are 3 specific diseases which are identified as ANCA-associated vasculitides: microscopic polyangiitis (MPA), granulomatosis with polyangiitis (GPA), and eosinophilic granulomatosis with polyangiitis (EGPA). The serological hallmark of these disorders is the presence of ANCA, which are antibodies that bind to cytoplasmic antigens found in the granules of neutrophils.(2) Patients with GPA frequently have antibodies specific for proteinase 3 (PR3), while individuals with MPA or EGPA are more likely to have antibodies that bind to myeloperoxidase (MPO). The presence of PR3-ANCA and MPO-ANCA can be detected using antigen-specific immunoassays or indirect immunofluorescence (IIF). IIF is typically performed using ethanol-fixed neutrophils. Using this substrate, anti-PR3 antibodies produce a granular cytoplasmic staining pattern, which is referred to as cANCA. In comparison, due to an artefact that is a result of the fixation process, anti-MPO antibodies display a perinuclear pattern (pANCA). Patients with suspected ANCA-associated vasculitis should be evaluated for the presence of PR3-ANCA, MPO-ANCA and ANCA by IIF. A consensus guideline published in 2017 recommends that patients with possible GPA or MPA be tested for PR3-ANCA and MPO-ANCA using antigen-specific immunoassays.(3) ANCA by IIF should then be used in cases where there is a high degree of suspicion for GPA or MPA, but the PR3-ANCA and MPO-ANCA testing is negative. To improve specificity of the testing, this guideline also suggests that ANCA be used in situations where a low-positive PR3-ANCA or MPO-ANCA level is detected. The classification criteria for MPA, GPA, and EGPA published by the American College of Rheumatology and the European Alliance of Associations for Rheumatology include PR3-ANCA and MPO-ANCA detected by either antigen-specific immunoassay or IIF.(4-6) These classification criteria incorporate serological ANCA testing along with clinical symptoms, imaging, and biopsy results to determine a score that allows for the classification of the various ANCA-associated vasculitides. | <0.4 U (negative) 0.4-0.9 U (equivocal) > or =1.0 U (positive) Reference values apply to all ages. | Positive results for myeloperoxidase (MPO)-antineutrophil cytoplasmic antibodies (ANCA) by antigen-specific immunoassay and perinuclear ANCA by indirect immunofluorescence are consistent with the diagnosis of microscopic polyangiitis (MPA) or eosinophilic granulomatosis with polyangiitis, in patients with the appropriate clinical presentation. The reactivity of MPO-ANCA may decline with treatment of patients with MPA. | A positive result forproteinase 3 (PR3)-anti-neutrophil cytoplasmic antibodies (ANCA), myeloperoxidase (MPO)-ANCA, or ANCA by indirect immunofluorescence (IIF) is not diagnostic for any ANCA-associated vasculitis and must be interpreted in the clinical context of the patient. Negative results for PR3-ANCA, MPO ANCA, and ANCA by IIF do not exclude the possibility of ANCA-associated vasculitis. Monitoring reactivity of PR3-ANCA or MPO-ANCA should not be relied upon exclusively to evaluate response to treatment or to assess for risk of disease flare. | 1. Kitching AR, Anders HJ, Basu N, et al. ANCA-associated vasculitis. Nat Rev Dis Primers. 2020;6(1):71 2. Ramponi G, Folci M, De Santis M, et al. The biology, pathogenetic role, clinical implications, and open issues of serum anti-neutrophil cytoplasmic antibodies. Autoimmun Rev. 2021;20(3):102759 3. Bossuyt X, Cohen Tervaert W, Arimura Y, et al. Revised 2017 international consensus on testing of ANCAs in granulomatosis with polyangiitis and microscopic polyangiitis. Nat Rev Rheumatol. 2017;13(11):683-692 4. Suppiah R, Robson JC, Grayson PC, et al. 2022 American College of Rheumatology/European Alliance of Associations for Rheumatology classification criteria for microscopic polyangiitis. Ann Rheum Dis. 2022;81(3):321-326. doi:10.1136/annrheumdis-2021-221796 5. Robson JC, Grayson PC, Ponte C, et al. 2022 American College of Rheumatology/European Alliance of Associations for Rheumatology classification criteria for granulomatosis with polyangiitis. Ann Rheum Dis. 2022;81(3):315-320. doi:10.1136/annrheumdis-2021-221795 6. Grayson PC, Ponte C, Suppiah R, et al. 2022 American College of Rheumatology/European Alliance of Associations for Rheumatology classification criteria for eosinophilic granulomatosis with polyangiitis. Ann Rheum Dis. 2022;81(3):309-314. doi:10.1136/annrheumdis-2021-221794 | Myeloperoxidase (MPO) antigen is covalently coupled to polystyrene microspheres that are impregnated with fluorescent dyes to create a unique fluorescent signature. MPO antibodies, if present in diluted serum, bind to the MPO antigen on the microspheres. The microspheres are washed to remove extraneous serum proteins. Phycoerythrin (PE)-conjugated antihuman IgG antibody is then added to detect anti-MPO IgG bound to the microspheres. The microspheres are washed to remove unbound conjugate, and bound conjugate is detected by laser photometry. A primary laser reveals the fluorescent signature of each microsphere to distinguish it from microspheres that are labeled with other antigens. A secondary laser reveals the level of PE fluorescence associated with each microsphere. Results are calculated by comparing the median fluorescence response for MPO microspheres to a 4-point calibration curve.(Package insert: Bio-Plex 2200 Vasculitis. Bio-Rad Laboratories; 02/2018) | 2 to 4 days | 14 days | This test has been cleared, approved, or is exempt by the US Food and Drug Administration and is used per manufacturer's instructions. Performance characteristics were verified by Mayo Clinic in a manner consistent with CLIA requirements. | 83516 | Myeloperoxidase Ab, S | 48404-8 | MPO | Myeloperoxidase Ab, S | 48404-8
MPNCM | Myeloproliferative Neoplasm, CALR with Reflex to MPL, Varies | Aiding in the distinction between a reactive cytosis and a myeloproliferative neoplasm whenJAK2V617Ftesting result is negative | Polymerase Chain Reaction (PCR) and Fragment Analysis | Yes | MPN (CALR, MPL) Reflex | This test reflexively evaluates for variants in theCALRandMPLgenes commonly associated withBCR::ABL1-negative myeloproliferative neoplasms. The testing sequence is based on the reported frequency of gene variants in this disease group. It is usually ordered when aJAK2V617F result is known to be negative. Initial testing evaluates for the presence of theCALRinsertions and deletions. If out-of-frameCALRinsertions or deletions are detected, the testing algorithm ends. If theCALRresult is negative or an in-frameCALRinsertion or deletion is identified, then testing proceeds, at an additional charge, to evaluate for variants in exon 10 of theMPLgene by Sanger sequencing. An integrated report is issued with the summary of test results. | Submit only 1 of the following specimens: Specimen Type:Whole Blood Container/Tube:Lavender top (EDTA) or yellow top (ACD-B) Specimen Volume:3 mL Collection Instructions: 1. Invert several times to mix blood. 2. Send whole blood specimen in original tube.Do not aliquot. 3. Label specimen as blood. Specimen Stability Information:Ambient (preferred)/Refrigerate 7 days Specimen Type:Bone marrow Container/Tube:Lavender top (EDTA) or yellow top (ACD-B) Specimen Volume:2 mL Collection Instructions: 1. Invert several times to mix specimen. 2. Send bone marrow specimen in original tube.Do not aliquot. 3. Label specimen as bone marrow. Specimen Stability Information:Ambient (preferred)/Refrigerate 7 days Specimen Type: Extracted DNA from blood or bone marrow Container/Tube:1.5 to 2 mL tube Specimen Volume:Entire specimen Collection Instructions: 1. Indicate volume and concentration of DNA 2. Label specimen as extracted DNA from blood or bone marrow. Specimen Stability Information:Frozen (preferred)/Refrigerate/Ambient | Blood, bone marrow:0.5 mL; Extracted DNA: 50 mcL at 20 ng/mcL concentration | TheJAK2V617F variant is present in 95% to 98% of patients with polycythemia vera , 50% to 60% of patients with primary myelofibrosis (PMF), and 50% to 60% of patients with essential thrombocythemia (ET) patients. Detection of theJAK2V617F variant helps establish the diagnosis of a myeloproliferative neoplasm (MPN). However, a negativeJAK2V617F result does not indicate the absence of MPN. Other important molecular markers inBCR::ABL1-negative MPN includeCALRexon 9 variants (20%-30% of PMF and ET) andMPLexon 10 variants (5%-10% of PMF and 3%-5% of ET). Variants inJAK2,CALR, andMPLare essentially mutually exclusive. ACALRvariant is associated with decreased risk of thrombosis in both ET and PMF and confers a favorable clinical outcome in patients with PMF. A triple negative (JAK2V617F,CALR, andMPL-negative) genotype is considered a high-risk molecular signature in PMF. | An interpretive report will be provided. | The results will be reported as 1 of the 3 following states: -Positive forCALRvariant -Positive forMPLvariant -Negative forCALRandMPLvariants Positive variants status is highly suggestive of a myeloid neoplasm and clinicopathologic correlation is necessary in all cases. Negative variant status does not exclude the presence of a myeloproliferative neoplasm or other neoplasms. | A positive result is not specific for a particular subtype of myeloproliferative neoplasm and clinicopathologic correlation is necessary in all cases. A negative result does not exclude the presence of a myeloproliferative neoplasm or other neoplastic process. | 1. Klampfl T, Gisslinger H, Harutyunyan AS, et al. Somatic mutation of calreticulin in myeloproliferative neoplasms. N Engl J Med. 2013;369(25):2379-2390 2. Nangalia J, Massie CE, Baxter EJ, et al. Somatic CALR mutation in myeloproliferative neoplasms with nonmutated JAK2. N Engl J Med. 2013;369(25):2391-2405 3.Rotunno G, Mannarelli C, Guglielmelli P, et al. Impact of calreticulin mutations on clinical and hematological phenotype and outcome in essential thrombocythemia. Blood. 2014;123(10):1552-1555 4. Tefferi A, Lasho TL, Finke CM, et al. CALR vs JAK2 vs MPL-mutated or triple-negative myelofibrosis: clinical, cytogenetic and molecular comparisons. Leukemia. 2014;28(7):1472-1477 5. Pikman Y, Lee BH, Mercher T, et al. MPLW515L is a novel somatic activating mutation in myelofibrosis with myeloid metaplasia. PLoS Med. 2006;3(7):e270 6. Pardanani AD, Levine RL, Lasho T, et al.MPL515 mutations in myeloproliferative and other myeloid disorders: a study of 1182 patients. Blood. 2006;108(10):3472-3476 7. Defour JP, Chachoua I, Pecquet C, Constantinescu SN. Oncogenic activation of MPL/thrombopoietin receptor by 17 mutations at W515: implications for myeloproliferative neoplasms. Leukemia. 2016;30(5):1214-1216. doi:10.1038/leu.2015.271 | Polymerase chain reaction (PCR) amplification ofCALRexon 9 is performed on DNA isolated from the patient sample. The PCR product is then run on an ABI Genetic Analyzer for fragment analysis to detect insertions and deletions. An unalteredCALRwill show an amplicon at 266 base pairs (bp), an alteredCALRwith insertion will show an amplicon greater than 266 bp, and an alteredCALRwith deletion will show an amplicon smaller than 266 bp. This assay has an analytical sensitivity of approximately 6% (ie, 6 variant-containing cells in 100 total cells) in most variant types, except for the rare type of 1-bp deletion, which has a sensitivity of approximately 20%.(Unpublished Mayo method) Genomic DNA is extracted, and Sanger sequencing is used to evaluate for variants inMPL, exon 10. The sensitivity of this assay is approximately 20%, such that samples containing lower percentages of altered DNA will appear negative.(Unpublished Mayo method) | 7 to 10 days | Whole blood, bone marrow: 2 weeks; Extracted DNA: 3 months | This test was developed and its performance characteristics determined by Mayo Clinic in a manner consistent with CLIA requirements. It has not been cleared or approved by the US Food and Drug Administration. | 81219-CALR (calreticulin) (eg, myeloproliferative disorders), gene analysis, common variants in exon 981339 -MPL (MPL proto-oncogene, thrombopoietin receptor) (eg, myeloproliferative disorder) gene analysis; sequence analysis, exon 10 (if appropriate) | MPN (CALR, MPL) Reflex | In Process | 42392 | Final Diagnosis | 50398-7
MPNR | Myeloproliferative Neoplasm, JAK2 V617F with Reflex to CALR and MPL, Varies | Aiding in the distinction between a reactive cytosis and a chronic myeloproliferative disorder Evaluating for variants inJAK2,CALR, andMPLgenes in an algorithmic process | Quantitative Polymerase Chain Reaction (qPCR) | Yes | MPN (JAK2 V617F, CALR, MPL) Reflex | This reflex test sequentially evaluates for the common major gene variants associated with non-BCR-ABL1-positive myeloproliferative neoplasms until a variant is identified. The testing sequence is based on the reported frequency of gene variants in this disease group. Initial testing evaluates for the presence of theJAK2V617F variant. If this result is negative or very low positive (0.06%-0.6%), testing proceeds with assessment forCALRgene variants. If theCALRresult is also negative, then testing proceeds to evaluate for variants in exon 10 of theMPLgene. If eitherJAK2V617F (>0.6%) orCALRvariants are detected in the process, the testing algorithm ends; therefore, the complete reflex is followed only in the event of sequential negative variant. An integrated report is issued with the summary of test results. | Submit only 1 of the following specimens: Specimen Type:WholeBlood Container/Tube:Lavender top (EDTA) or yellow top (ACD solution B) Specimen Volume:3 mL Collection Instructions: 1. Invert several times to mix blood. 2. Send whole blood specimen in original tube.Do notaliquot. 3. Label specimen as blood. Specimen Stability Information:Ambient (preferred)/Refrigerate 7 days Specimen Type:Bone marrow Container/Tube:Lavender top (EDTA) or yellow top (ACD solution B) Specimen Volume:2 mL Collection Instructions: 1. Invert several times to mix bone marrow. 2. Send bone marrow specimen in original tube.Do notaliquot. 3. Label specimen as bone marrow. Specimen Stability Information:Ambient (preferred)/Refrigerate 7 days Specimen Type:Extracted DNA from blood or bone marrow Container/Tube:1.5- to 2-mL tube Specimen Volume:Entire specimen Collection Instructions:Label specimen as extracted DNA from blood or bone marrow and provide indication of volume and concentration of the DNA. Specimen Stability Information:Frozen (preferred)/Refrigerate/Ambient | Blood, bone marrow: 0.5 mL; Extracted DNA: 50 mcL at 20 ng/mcL concentration | The Janus kinase 2 gene (JAK2) codes for a tyrosine kinase (JAK2) that is associated with the cytoplasmic portion of a variety of transmembrane cytokine and growth factor receptors important for signal transduction in hematopoietic cells. Signaling via JAK2 activation causes phosphorylation of downstream signal transducers and activators of transcription (STAT) proteins (eg, STAT5) ultimately leading to cell growth and differentiation.BCR::ABL1-negative myeloproliferative neoplasms (MPN) frequently harbor an acquired single nucleotide variant inJAK2characterized as c.G1849T; p. Val617Phe (V617F). TheJAK2V617F variant is present in 95% to 98% of patients with polycythemia vera,50% to 60% of patients withprimary myelofibrosis (PMF), and 50% to 60% of patients with essential thrombocythemia (ET). It has also been described infrequently in other myeloid neoplasms, including chronic myelomonocytic leukemia and myelodysplastic syndrome. Detection ofJAK2V617F helps establish the diagnosis of MPN. However, a negativeJAK2V617F result does not indicate the absence of MPN. Other important molecular markers inBCR::ABL1-negative MPN includeCALRexon 9 variant (20%-30% of PMF and ET) andMPLexon 10 variant (5%-10% of PMF and 3%-5% of ET). Variants inJAK2,CALR, andMPLare essentially mutually exclusive. ACALRvariant is associated with decreased risk of thrombosis in both ET and PMF and confers a favorable clinical outcome in patients with PMF. A triple negative (JAK2V617F,CALR, andMPL-negative) genotype is considered a high-risk molecular signature in PMF. | An interpretive report will be provided. | The results will be reported as 1 of the 4 following states: -Positive forJAK2V617F variant -Positive forCALRvariant -Positive forMPLvariant -Negative forJAK2V617F,CALR, andMPLvariants Positive variant status is highly suggestive of a myeloid neoplasm but must be correlated with clinical and other laboratory features for definitive diagnosis. Negative variant status does not exclude the presence of a myeloproliferative neoplasm or other neoplasms. Results below the laboratory cutoff for positivity are of unclear clinical significance currently. | A positive result is not specific for a particular subtype of myeloproliferative neoplasm and clinicopathologic correlation is necessary in all cases. A negative result does not exclude the presence of a myeloproliferative neoplasm or other neoplastic process. In rare cases, a variant other thanJAK2V617F may be present in an area that interferes with primer or probe binding, which may cause a false-negative result. If this test is ordered in the setting of erythrocytosis and suspicion of polycythemia vera, interpretation requires correlation with a concurrent or recent prior bone marrow evaluation. | 1. Baxter EJ, Scott LM, Campbell PJ, et al. Acquired mutation of the tyrosine kinaseJAK2in human myeloproliferative disorders. Lancet. 2005;365(9464):1054-1061 2. James C, Ugo V, Le Couedic JP, et al. A unique clonalJAK2mutation leading to constitutive signaling causes polycythaemia vera. Nature. 2005;434(7037):1144-1148 3. Kralovics R, Passamonti F, Buser AS, et al. A gain-of-function mutation ofJAK2in myeloproliferative disorders. N Engl J Med. 2005;352(17):1779-1790 4. Steensma DP, Dewald GW, Lasho TL, et al. TheJAK2V617F activating tyrosine kinase mutation is an infrequent event in both "atypical" myeloproliferative disorders and the myelodysplastic syndrome. Blood. 2005;106(4):1207-1209 5. Klampfl T, Gisslinger H, Harutyunyan AS, et al. Somatic mutation of calreticulin in myeloproliferative neoplasms. N Engl J Med.2013;369(25):2379-2390 6. Nangalia J, Massie CE, Baxter EJ, et al. SomaticCALRmutation in myeloproliferative neoplasms with nonmutatedJAK2. N Engl J Med.2013;369(25):2391-2405 7. Pikman Y, Lee BH, Mercher T, et al. MPLW515L is a novel somatic activating mutation in myelofibrosis with myeloid metaplasia. PLoS Med. 2006;3(7):e270 8. Pardanani AD, Levine RL, Lasho T, et al.MPL515 mutations in myeloproliferative and other myeloid disorders: a study of 1182 patients. Blood. 2006;108:3472-3476 9. Kilpivaara O, Levine RL.JAK2andMPLmutations in myeloproliferative neoplasms: discovery and science. Leukemia. 2008;22(10):1813-1817 10. Defour JP, Chachoua I, Pecquet C, Constantinescu SN. Oncogenic activation of MPL/thrombopoietin receptor by 17 mutations at W515: implications for myeloproliferative neoplasms. Leukemia. 2016;30(5):1214-1216. doi:10.1038/leu.2015.271 | Genomic DNA is extracted, and 2 polymerase chain reaction (PCR) reactions are used for each sample. In each reaction, a short fragment of genomic DNA, including the variant site, is amplified using quantitative PCR in a real-time PCR instrument. In one reaction, the reverse primer matches the altered sequence, and the PCR conditions are such that it will only bind altered DNA. In the second reaction, the reverse primer matches the wild-type sequence, and the PCR conditions are such that it will only bind the wild-type sequence. In both reactions, the PCR is monitored using TaqMan probe chemistry. The amount of altered DNA and the amount of wild-type DNA is measured for each sample. In each run, the amount of altered and wild-type DNA in a calibrator DNA sample is also measured. The final result is reported as %JAK2V617F of totalJAK2.(Unpublished Mayo method) | 7 to 10 days | Whole blood, bone marrow: 2 weeks; Extracted DNA: 3 months | This test was developed and its performance characteristics determined by Mayo Clinic in a manner consistent with CLIA requirements. It has not been cleared or approved by the US Food and Drug Administration. | 81270-JAK2 (Janus kinase 2) (eg, myeloproliferative disorder) gene analysis, p.Val617Phe (V617F) variant81219-CALR (calreticulin) (eg, myeloproliferative disorders), gene analysis, common variants in exon 9 (if appropriate)81339-MPL (MPL proto-oncogene, thrombopoietin receptor) (eg, myeloproliferative disorder) gene analysis; sequence analysis, exon 10 (if appropriate) | MPN (JAK2 V617F, CALR, MPL) Reflex | In Process | 39725 | MPNR Result | No LOINC Needed
GNMY9 | MYH9-Related Disorders, MYH9 Gene, Next-Generation Sequencing, Varies | EvaluatingMYH9-related disorders, including May-Hegglin disorder/anomaly and Sebastian syndrome, in patients with a personal or family history suggestive of anMYH9-related disorder DiagnosingMYH9-related disorders, including May-Hegglin disorder/anomaly and Sebastian syndrome, for patients in whom phenotypic testing is nondiagnostic, but there is a strong clinical suspicion of theMYH9-related disorder Confirming anMYH9-related disorder diagnosis with the identification of a known or suspected disease-causing alteration in theMYH9gene Determining the disease-causing alterations within theMYH9gene to delineate the underlying molecular defect in a patient with a laboratory diagnosis of anMYH9-related disorder Identifying the causative alteration for genetic counseling purposes Prognosis and risk assessment based on the genotype-phenotype correlations Providing a prognosis in syndromicMYH9-related disorders Carrier testing for close family members of an individual with anMYH9-related disorder diagnosis This test isnotintended forprenatal diagnosis | Sequence Capture and Targeted Next-Generation Sequencing (NGS) followed by Polymerase Chain Reaction (PCR) and Sanger Sequencing. | Yes | MYH9 Gene, Full Gene NGS | The clinical workup for detecting inherited platelet disorders should begin with a careful review of a patient’s complete blood cell count and platelet indices results, peripheral blood smear, and other platelet tests, such as light transmission platelet aggregometry, electrical impedance whole blood aggregometry, and platelet function analyzer 100 (PFA-100). Platelet transmission electron microscopy is an essential tool for laboratory diagnosis of various hereditary platelet disorders, and platelet flow cytometric analysis is the preferred method to assess hereditary platelet disorders due to quantitative surface glycoprotein deficiencies | Specimen Type:Whole blood Patient Preparation:A previous bone marrow transplant from an allogenic donor will interfere with testing. Call 800-533-1710 for instructions for testing patients who have received a bone marrow transplant. Container/Tube: Preferred:Lavender top (EDTA) Acceptable:Yellow top (ACD) Specimen Volume:3 mL Collection Instructions: 1. Invert several times to mix blood. 2. Send whole blood specimen in original tube.Do not aliquot. Specimen Stability Information:Ambient (preferred) 4 days/Refrigerated | 1 mL | Platelets have essential roles in primary hemostasis. Patients with either hereditary or acquired platelet disorders usually have bleeding diathesis, which can potentially be life-threatening, and may also have issues with the development and/or functioning of major organs.(2) Inherited platelet disorders can be syndromic (ie, associated with current or future development of other organ system defects) or nonsyndromic (ie, isolated to thrombocytopenia with no other organ system defects). A reliable laboratory diagnosis of a platelet disorder can significantly impact patients' and, potentially, their family members' clinical management and outcome. Identification of an alteration that is known or suspected to cause disease aids in confirmation of the diagnosis and, potentially, provides prognostic information especially in the syndromic inherited platelet disorders. This test evaluates theMYH9gene, which is associated with a variety ofMYH9-related disorders, including May-Hegglin disorder/anomaly, Sebastian syndrome, Fechtner syndrome, Epstein syndrome,MYH9-related syndromic thrombocytopenia, macrothrombocytopenia and granulocyte inclusions with or without nephritis or sensorineural hearing loss, and macrothrombocytopenia with leukocyte inclusions. The risk for developing bleeding or other phenotypic features associated with these disorders and syndromes varies. TheMYH9gene has established bleeding, thrombocytopenia, and syndromic risk, and also expert group guidelines.(1,3-5) It is recommended that genetic testing be offered to all patients suspected of having a heritable platelet disorder since some patients may have normal platelet laboratory testing results.(1,6) Genetic testing is integral to the conclusive diagnosis of anMYH9-related disorder.(5,6) | An interpretive report will be provided. | All detected variants are evaluated according to American College of Medical Genetics and Genomics recommendations.(8) Variants are classified based on known, predicted, or possible pathogenicity and reported with interpretive comments detailing their potential or known significance. | Clinical Correlations: Test results should be interpreted in the context of clinical findings, family history, and other laboratory data. Misinterpretation of results may occur if the information provided is inaccurate or incomplete. If testing was performed because of a clinically significant family history, it is often useful to first test an affected family member. Detection of a reportable variant in an affected family member would allow for more informative testing of at-risk individuals. To discuss the availability of additional testing options or for assistance in the interpretation of these results, contact the Mayo Clinic Laboratories genetic counselors at 800-533-1710. Technical Limitations: Next-generation sequencing may not detect all types of genomic variants. In rare cases, false-negative or false-positive results may occur. The depth of coverage may be variable for some target regions; assay performance below the minimum acceptable criteria or for failed regions will be noted. Given these limitations, negative results do not rule out the diagnosis of a genetic disorder. If a specific clinical disorder is suspected, evaluation by alternative methods can be considered. There may be regions of genes that cannot be effectively evaluated by sequencing or deletion and duplication analysis as a result of technical limitations of the assay, including regions of homology, high guanine-cytosine (GC) content, and repetitive sequences. Confirmation of select reportable variants will be performed by alternate methodologies based on internal laboratory criteria. This test is validated to detect 95% of deletions up to 75 base pairs (bp) and insertions up to 47 bp. Deletions-insertions (delins) of 40 or more bp, including mobile element insertions, may be less reliably detected than smaller delins. Deletion/Duplication Analysis: This analysis targets single and multi-exon deletions/duplications; however, in some instances, single exon resolution cannot be achieved due to isolated reduction in sequence coverage or inherent genomic complexity. Balanced structural rearrangements (such as translocations and inversions) may not be detected. This test is not designed to detect low levels of mosaicism or to differentiate between somatic and germline variants. If there is a possibility that any detected variant is somatic, additional testing may be necessary to clarify the significance of results. For detailed information regarding gene-specific performance and technical limitations, see Method Description or contact a laboratory genetic counselor. If the patient has had an allogeneic hematopoietic stem cell transplant or a recent blood transfusion, results may be inaccurate due to the presence of donor DNA. Call Mayo Clinic Laboratories for instructions for testing patients who have received a bone marrow transplant. Reclassification of Variants: Currently, it is not standard practice for the laboratory to systematically review previously classified variants on a regular basis. The laboratory encourages healthcare providers to contact the laboratory at any time to learn how the classification of a particular variant may have changed over time. Due to broadening genetic knowledge, it is possible that the laboratory may discover new information of relevance to the patient. Should that occur, the laboratory may issue an amended report. Variant Evaluation: Evaluation and categorization of variants are performed using published American College of Medical Genetics and Genomics and the Association for Molecular Pathology recommendations as a guideline.(8) Other gene-specific guidelines may also be considered. Variants are classified based on known, predicted, or possible pathogenicity and reported with interpretive comments detailing their potential or known significance. Variants classified as benign or likely benign are not reported. Multiple in silico evaluation tools may be used to assist in the interpretation of these results. The accuracy of predictions made by in silico evaluation tools is highly dependent upon the data available for a given gene, and periodic updates to these tools may cause predictions to change over time. Results from in silico evaluation tools should be interpreted with caution and professional clinical judgment. Rarely, incidental or secondary findings may implicate another predisposition or presence of active disease. These findings will be carefully reviewed to determine whether they will be reported. | 1. Gomez K, Anderson J, Baker P, et al: Clinical and laboratory diagnosis of heritable platelet disorders in adults and children: a British Society for Haematology Guideline. Brit J Haematol. 2021 Oct;195(1):46-72 2. Nurden AT, Freson K, Selifsohn U: Inherited platelet disorders. Haemophilia. 2012 July;18 Suppl 4:154-160 3. International Society on Thrombosis and Haemostasis: Bleeding Thrombotic and Platelet Disorder TIER1 genes. ISTH; 2018. Updated July 2022. Accessed October 6, 2022. Available at: www.isth.org/page/GinTh_GeneLists 4. Megy K, Downes K, Simeoni I, et al: Curated disease-causing genes for bleeding, thrombotic, and platelet disorders: Communication from the SSC of the ISTH. J Thromb Haemost. 2019 Aug;17(8):1253-1260 5. Bolton-Maggs PHB, Chalmers EA, Collins PW, et al: A review of inherited platelet disorders with guidelines for their management on behalf of the UKHCDO. Brit J Haematol. 2006 Dec;135(5):603-633 6. Watson SP, Lowe GC, Lordkipanidze M, Morgan NV, GAPP consortium: Genotyping and phenotyping of platelet function disorders. J Thromb Haemost. 2013 June;11 Suppl 1:351-363 7. Bury L, Megy K, Stephens JC, et al: Next-generation sequencing for the diagnosis ofMYH9-RD: Predicting pathogenic variants. Hum Mutat. 2020 Jan;41(1):277-290 8. Richards S, Aziz N, Bale S, et al; ACMG Laboratory Quality Assurance Committee: Standards and guidelines for the interpretation of sequence variants: a joint consensus recommendation of the American College of Medical Genetics and Genomics and the Association for Molecular Pathology. Genet Med. 2015 May;17(5):405-424 | Next-generation sequencing (NGS) and/or Sanger sequencing are performed to test for the presence of variants in coding regions and intron/exon boundaries of theMYH9gene, as well as some other regions that have known disease-causing variants. The human genome reference GRCh37/hg19 build was used for sequence read alignment. At least 99% of the bases are covered at a read depth over 30X. Sensitivity is estimated at above 99% for single nucleotide variants, above 94% for deletion-insertionsless than 40 base pairs (bp), above 95% for deletions up to 75 bp and insertions up to 47 bp. NGS and/or a polymerase chain reaction-based quantitative method is performed to test for the presence of deletions and duplications in theMYH9gene. There may be regions of theMYH9gene that cannot be effectively evaluated by sequencing or deletion and duplication analysis as a result of technical limitations of the assay, including regions of homology, high guanine-cytosine (GC) content, and repetitive sequences.(Unpublished Mayo method) The reference transcript forMYH9is NM_002473.5. Reference transcript numbers may be updated due to transcript re-versioning. Always refer to the final patient report for gene transcript information referenced at the time of testing. Confirmation of select reportable variants may be performed by alternate methodologies based on internal laboratory criteria. | 28 to 42 days | Whole blood: 2 weeks (if available); Extracted DNA: 3 months | This test was developed and its performance characteristics determined by Mayo Clinic in a manner consistent with CLIA requirements. It has not been cleared or approved by the US Food and Drug Administration. | 81479 | MYH9 Gene, Full Gene NGS | 105332-1 | 619312 | Released By | 18771-6
FMPP2 | Myocarditis/Pericarditis Panel |  | Complement Fixation (CF)/Immunofluorescence Assay (IFA) | Yes | Myocarditis/Pericarditis Panel | Serum | Container/Tube:Redtop Submission Container/Tube:Plastic vial Specimen Volume:2 mL Acceptable:SST Collection Instructions:Draw blood in a plain red top tube(s), serum gel tube is acceptable. Spin down and send 2 mL of serum ambient in a plastic vial. | 1 mL |  | MYOCARDITIS-PERICARDITIS PANEL ECHOVIRUS ANTIBODIES, SERUM REFERENCE RANGE: <1:8 INTERPRETIVE CRITERIA: <1:8 Antibody Not Detected >or=1:8 Antibody Detected Single titers >or=1:32 are indicative of recent infection. Titers of 1:8 and 1:16 may be indicative of either past or recent infection, since CF antibody levels persist for only a few months. A four-fold or greater increase in titer between acute and convalescent specimens confirms the diagnosis. There is considerable cross-reactivity among enteroviruses; however, the highest titer is usually associated with the infecting serotype. INFLUENZA TYPE A AND B ANTIBODIES, SERUM REFERENCE RANGE: <1:8 INTERPRETIVE CRITERIA: <1:8 Antibody Not Detected >or=1:8 Antibody Detected Single titers of >or=1:64 are indicative of recent infection. Titers of 1:8 and 1:32 may be indicative of either past or recent infection, since CF antibody levels persist for only a few months. A four-fold or greater increase in titer between acute and convalescent specimens confirms the diagnosis. CHLAMYDOPHILA PNEUOMIAE ANTIBODIES (IgG, IgA, IgM) REFERENCE RANGE: IgG <1:64 IgA <1:16 IgM <1:10 The immunofluorescent detection of specific antibodies to Chlamydophila pneumoniae may be complicated by cross-reactive antibodies, non-specific antibody stimulation, or past exposure to similar organisms such as C. psittaci and Chlamydia trachomatis. IgM titers of 1:10 or greater usually indicate recent infection, and any IgG titer may indicate past exposure. IgA is typically present at low titers during primary infection but may be elevated in recurrent exposures or in chronic infection. |  |  |  |  | 4 to 11 days |  | This test was developed, and its analytical performance characteristics have been determined by Quest Diagnostics. It has not been cleared or approved by FDA. This assay has been validated pursuant to the CLIA regulations and is used for clinical purposes. | 8663286631 x 286658 x 586710 x 2 | Myocarditis/Pericarditis Panel | Not Provided | Z5244 | Interpretation | 50612-1
MEF2B | Myocyte Enhancer Factor 2 (MEF2B) Immunostain, Technical Component Only | Lymphoma classification | Immunohistochemistry (IHC) | Yes | MEF2B IHC, Tech Only | For the initial technical component only immunohistochemical (IHC) stain performed, the appropriate bill-only test ID will be reflexed and charged (IHTOI). For each additional technical component only IHC stain performed, an additional bill-only test ID will be reflexed and charged (IHTOA). | Supplies:Immunostain Technical Only Envelope (T693) Specimen Type:Tissue Container/Tube:Immunostain Technical Only Envelope Preferred:2 unstained positively charged glass slide (25- x 75- x 1-mm) per test ordered; sections 4-microns thick Acceptable:Formalin-fixed, paraffin-embedded (FFPE) tissue block |  | Myocyte enhancer factor 2 (MEF2B) is a marker of normal germinal center (GC) B cells and lymphomas derived from GC B cells. MEF2B expression is found in follicular lymphoma, Burkitt lymphoma, and nodular lymphocyte predominant Hodgkin lymphoma, as well as in most cases of mantle cell lymphoma and diffuse large cell B-cell lymphoma. |  | This test does not include pathologist interpretation, only technical performance of the stain. If interpretation is required, order PATHC / Pathology Consultation for a full diagnostic evaluation or second opinion of the case. The positive and negative controls are verified as showing appropriate immunoreactivity and documentation is retained at Mayo Clinic Rochester. If a control tissue is not included on the slide, a scanned image of the relevant quality control tissue is available upon request; call 855-516-8404. Interpretation of this test should be performed in the context of the patient's clinical history and other diagnostic tests by a qualified pathologist. | Age of a cut paraffin section can affect immunoreactivity. Stability thresholds vary widely among published literature and are antigen dependent. Best practice is for paraffin sections to be cut within 6 weeks. | 1. Krenacs D, Borbenyi Z, Bedekovics J, Mehes G, Bagdi E, Krenacs L: Pattern of MEF2B expression in lymphoid tissues and in malignant lymphomas. Virchows Arch. 2015 Sep;467(3):345-355 2. Moore EM, Swerdlow SH, Gibson SE: Comparison of myocyte enhancer factor 2B versus other germinal center-associated antigens in the differential diagnosis of B-cell non-Hodgkin lymphomas. Am J Surg Pathol. 2018 Mar;42(3):342-350 3. El Jamal SM, Grada Z, El Dinali MH, et al: MEF2B is a member of the BCL6 gene transcriptional complex and induces its expression in diffuse large B-cell lymphoma of the germinal center B-cell-like type. Lab Invest. 2019 Apr;99(4):539-550 4. Salama A, Marcellino BK, Saad AG, et al: Correlation analysis between the expression of MEF2B, and germinal center and nongerminal center markers in diffuse large B-cell lymphoma. Appl Immunohistochem Mol Morphol. 2020 Aug;28(7):e63-e64 | Immunohistochemistry on sections of paraffin-embedded tissue.(Unpublished Mayo method) | 1 to 3 days | Until staining is complete | This test has been cleared, approved, or is exempt by the US Food and Drug Administration and is used per manufacturer's instructions. Performance characteristics were verified by Mayo Clinic in a manner consistent with CLIA requirements. | 88342-TC, primary88341-TC, if additional IHC | MEF2B IHC, Tech Only | No LOINC Needed | 619495 | MEF2B IHC, Tech Only | No LOINC Needed
MYODT | MYOD1 Mutation Analysis, Next-Generation Sequencing, Tumor | Identifying specific mutations within theMYOD1gene to assist in tumor diagnosis/classification Assisting in the clinical management of patients with spindle cell and sclerosing rhabdomyosarcoma | Sequence Capture Next-Generation Sequencing (NGS) | Yes | MYOD1 Mutation Analysis, Tumor | When this test is ordered, slide review will always be performed at an additional charge. | This assay requires at least 20% tumor nuclei. -Preferred amount of tumor area with sufficient percent tumor nuclei: tissue 216 mm(2) -Minimum amount of tumor area: tissue 36 mm(2) -These amounts are cumulative over up to 10 unstained slides and must have adequate percent tumor nuclei. -Tissue fixation: 10% neutral buffered formalin, not decalcified -For specimen preparation guidance, seeTissue Requirement for Solid Tumor Next-Generation Sequencing. In this document, the sizes are given as 4 mm x 4 mm x 10 slides as preferred: approximate/equivalent to 144 mm(2) and the minimum as 3 mm x 1 mm x 10 slides: approximate/equivalent to 36 mm(2). Preferred: Specimen Type:Tissue block Collection Instructions: Submit a formalin-fixed, paraffin-embedded tissue block with acceptable amount of tumor tissue. Acceptable: Specimen Type:Tissue slide Slides: 1 Stained and 10 unstained Collection Instructions: Submit 1 slide stained with hematoxylin and eosin and 10 unstained, nonbaked slides with 5-micron thick sections of the tumor tissue. Note:The total amount of required tumor nuclei can be obtained by scraping up to 10 slides from the same block. Additional Information: Unused unstained slides will not be returned. Specimen Type:Cytology slide (direct smears or ThinPrep) Slides:1 to 3 Slides Collection Instructions:Submit 1 to 3 slides stained and coverslipped with a preferred total of 5000 nucleated cells, or a minimum of at least 3000 nucleated cells. Note:Glass coverslips are preferred; plastic coverslips are acceptable but will result in longer turnaround times. Additional Information: Cytology slides will not be returned. | See Specimen Required | TheMYOD1gene, an oncogene, encodes Myoblast determination protein 1, MyoD1, a transcription factor involved in the control of muscle cell differentiation. MYOD1-mutant spindle cell/sclerosing rhabdomyosarcoma is a distinct entity in the 2020 World Health Organization classification of soft tissue and bone tumors.(1)MYOD1L122R is a missense alteration located in the basic helix–loop–helix DNA-binding domain of the MyoD1 protein and is a recurrent alteration in spindle cell/sclerosing rhabdomyosarcoma.MYOD1L122R mutation has been associated with poor prognosis in rhabdomyosarcoma. | An interpretive report will be provided. | The interpretation of molecular biomarker analysis includes an overview of the results and the associated diagnostic, prognostic, and therapeutic implications. | This test cannot differentiate between somatic and germline alterations. Additional testing may be necessary to clarify the significance of results if there is a potential hereditary risk. DNA variants of uncertain significance may be identified. A negative result does not rule out the presence of a variant that may be present below the limits of detection of this assay. In a specimen with 20% or more tumor content, the analytical sensitivity of this assay for sequence reportable alterations is 5% mutant allele frequency with a minimum coverage of 500X. Point mutations and small deletion-insertion mutations will be detected in theMYOD1gene only. This test may detect single exon deletions but does not detect multi-exon deletions, duplications, or genomic copy number variants. Variant allele frequency (VAF) is the percentage of sequencing reads supporting a specific variant divided by the total sequencing reads at that position. In somatic testing, VAF should be interpreted in the context of several factors, including, but not limited to, tumor purity/heterogeneity/copy number status (ploidy, gains/losses, loss of heterozygosity) and sequencing artifact/misalignment.(2,3) Rare alterations (ie, polymorphisms) may be present that could lead to false-negative or false-positive results. Test results should be interpreted in the context of clinical, tumor sampling, histopathological, and other laboratory data. If results obtained do not match other clinical or laboratory findings, contact the laboratory for discussion. Misinterpretation of results may occur if the information provided is inaccurate or incomplete. Reliable results are dependent on adequate specimen collection and processing. This test has been validated on cytology slides and formalin-fixed, paraffin-embedded tissues; other types of fixatives are discouraged. Improper treatment of tissues, such as decalcification, may cause polymerase chain reaction failure. | 1. Anderson WJ, Doyle LA: Updates from the 2020 World Health Organization Classification of soft tissue and bone tumours. Histopathology. 2021 Apr;78(5):644-657 2. Strom SP. Current practices and guidelines for clinical next-generation sequencing oncology testing. Cancer Biol Med. 2016;13(1):3-11. doi:10.28092/j.issn.2095-3941.2016.0004 3. Spurr L, Li M, Alomran N, et al. Systematic pan-cancer analysis of somatic allele frequency. Sci Rep. 2018;8(1):7735. doi:10.1038/s41598-018-25462-0 4. Berkes CA, Tapscott SJ: MyoD and the transcriptional control of myogenesis. Semin Cell Dev Biol. 2005 Aug-Oct;16(4-5):585-595 5. Kohsaka S, Shukla N, Ameur N: A recurrent neomorphic mutation in MYOD1 defines a clinically aggressive subset of embryonal rhabdomyosarcoma associated with PI3K-AKT pathway mutations. Nat Genet. 2014 Jun;46(6):595-600 6. Rekhi B, Upadhyay P, Ramteke MP, Dutt A: MYOD1 (L122R) mutations are associated with spindle cell and sclerosing rhabdomyosarcomas with aggressive clinical outcomes. Mod Pathol. 2016 Dec;29(12):1532-1540 7. Agaram NP, LaQuaglia MP, Alaggio R: MYOD1-mutant spindle cell and sclerosing rhabdomyosarcoma: an aggressive subtype irrespective of age. A reappraisal for molecular classification and risk stratification. Mod Pathol. 2019 Jan;32(1):27-36 8. Shern JF, Selfe J, Izquierdo E: Genomic classification and clinical outcome in rhabdomyosarcoma: a report from an international consortium. J Clin Oncol. 2021 Sep 10;39(26):2859-2871 | Next-generation sequencing is performed to evaluate the presence of a mutation in all coding regions of theMYOD1gene. See Targeted Gene Regions Interrogated for MYOD1 Mutation Analysis for details regarding the targeted gene regions identified by this test.(Unpublished Mayo method) A pathology review and macro dissection to enrich for tumor cells is performed prior to slide scraping. | 12 to 20 days | FFPE tissue block: Unused portions of blocks will be returned 10 to 14 days after testing is complete; FFPE tissue/cytology slides: Unused slides are stored indefinitely; Digital images are obtained and stored for all slides used in testing. | This test was developed and its performance characteristics determined by Mayo Clinic in a manner consistent with CLIA requirements. It has not been cleared or approved by the US Food and Drug Administration. | 88381-Microdissection, manual81479 | MYOD1 Mutation Analysis, Tumor | 105595-3 | 619693 | Released By | 18771-6
MYOD1 | Myogenic Differentiation Antigen 1 (MYOD1) Immunostain, Technical Component Only | Marker of skeletal muscle differentiation | Immunohistochemistry (IHC) | Yes | MYOD1 IHC, Tech Only | For the initial technical component only immunohistochemical (IHC) stain performed, the appropriate bill-only test ID will be reflexed and charged (IHTOI). For each additional technical component only IHC stain performed, an additional bill-only test ID will be reflexed and charged (IHTOA). | Supplies:Immunostain Technical Only Envelope (T693) Specimen Type:Tissue Container/Tube:Immunostains Technical Only Envelope Preferred:2 Unstained positively charged glass slide (25- x 75- x 1-mm) per test ordered; sections 4-microns thick. Acceptable:Formalin-fixed, paraffin-embedded tissue block |  | Myogenic differentiation antigen 1 (MyoD1) is a myogenic nuclear regulatory protein that is normally expressed during embryogenesis. Nuclear expression of MyoD1 is restricted to myoblasts of developing skeletal muscle tissue. MyoD1 is present in the majority of rhabdomyosarcomas. |  | This test does not include pathologist interpretation, only technical performance of the stain. If interpretation is required, order PATHC / Pathology Consultation for a full diagnostic evaluation or second opinion of the case. The positive and negative controls are verified as showing appropriate immunoreactivity. If a control tissue is not included on the slide, a scanned image of the relevant quality control tissue is available upon request; call 855-516-8404. Interpretation of this test should be performed in the context of the patient's clinical history and other diagnostic tests by a qualified pathologist. | Age of a cut paraffin section can affect immunoreactivity. Stability thresholds vary widely among published literature and are antigen dependent. Best practice is for paraffin sections to be cut within 6 weeks. | 1. Furlong MA, Mentzel T, Fanburg-Smith JC. Pleomorphic rhabdomyosarcoma in adults: a clinicopathologic study of 38 cases with emphasis on morphologic variants and recent skeletal muscle-specific markers. Mod Pathol. 2001;14(6):595-603. doi:10.1038/modpathol.3880357 2. Sebire NJ, Malone M. Myogenin and MyoD1 expression in paediatric rhabdomyosarcomas. J Clin Pathol. 2003;56(6):412-416. doi:10.1136/jcp.56.6.412 3. Cessna MH, Zhou H, Perkins SL, et al. Are myogenin and myoD1 expression specific for rhabdomyosarcoma? A study of 150 cases, with emphasis on spindle cell mimics. Am J Surg Pathol. 2001;25(9):1150-1157. doi:10.1097/00000478-200109000-00005 4. Kohsaka S, Shukla N, Ameur N, et al. A recurrent neomorphic mutation in MYOD1 defines a clinically aggressive subset of embryonal rhabdomyosarcoma associated with PI3K-AKT pathway mutations. Nat Genet. 2014;46(6):595-600. doi:10.1038/ng.2969 5. Magaki S, Hojat SA, Wei B, So A, Yong WH. An introduction to the performance of immunohistochemistry. Methods Mol Biol. 2019;1897:289-298. doi:10.1007/978-1-4939-8935-5_25 | Immunohistochemistry on sections of paraffin-embedded tissue.(Unpublished Mayo method) | 1 to 3 days | Until staining is complete. | This test has been cleared, approved, or is exempt by the US Food and Drug Administration and is used per manufacturer's instructions. Performance characteristics were verified by Mayo Clinic in a manner consistent with CLIA requirements. | 88342-TC, primary88341-TC, if additional IHC | MYOD1 IHC, Tech Only | Order only;no result | 70830 | MYOD1 IHC, Tech Only | Bill only; no result
MYOGE | Myogenin Immunostain, Technical Component Only | Marker of skeletal muscle differentiation | Immunohistochemistry (IHC) | Yes | Myogenin IHC, Tech Only | For the initial technical component only immunohistochemical (IHC) stain performed, the appropriate bill-only test ID will be reflexed and charged (IHTOI). For each additional technical component only IHC stain performed, an additional bill-only test ID will be reflexed and charged (IHTOA). | Supplies:Immunostain Technical Only Envelope (T693) Specimen Type:Tissue Container/Tube:Immunostains Technical Only Envelope Preferred:2 Unstained positively charged glass slide (25- x 75- x 1-mm) per test ordered; sections 4-microns thick. Acceptable:Formalin-fixed, paraffin-embedded tissue block |  | Myogenin is a member of a family of myogenic regulatory genes that includeMyoD,myf5, andMRF4. These genes encode a set of transcription factors that are essential for muscle development. Expression of myogenin is restricted to cells showing skeletal muscle differentiation. Myogenin is found in the majority of rhabdomyosarcomas and Wilms tumors and is absent in Ewing sarcoma and mature skeletal muscle. |  | This test does not include pathologist interpretation, only technical performance of the stain. If interpretation is required, order PATHC / Pathology Consultation for a full diagnostic evaluation or second opinion of the case. The positive and negative controls are verified as showing appropriate immunoreactivity. If a control tissue is not included on the slide, a scanned image of the relevant quality control tissue is available upon request; call 855-516-8404. Interpretation of this test should be performed in the context of the patient's clinical history and other diagnostic tests by a qualified pathologist. | Age of a cut paraffin section can affect immunoreactivity. Stability thresholds vary widely among published literature and are antigen dependent. Best practice is for paraffin sections to be cut within 6 weeks. | 1. Cessna MH, Zhou H, Perkins SL, et al: Are myogenin and MyoD1 expression specific for rhabdomyosarcoma? A study of 150 cases, with emphasis on spindle cell mimics. Am J Surg Pathol. 2001;25(9):1150-1157 2. Folpe AL. MyoD1 and myogenin expression in human neoplasia: a review and update. Adv Anat Pathol. 2002;9(3):198-203 3. Kumar S, Perlman E, Harris CA, Raffeld M, Tsokos M. Myogenin is a specific marker for rhabdomyosarcoma: an immunohistochemical study in paraffin-embedded tissues. Mod Pathol. 2000;13(9):988-993 4. Morgenstern DA, Rees H, Sebire NJ, Shipley J, Anderson J. Rhabdomyosarcoma subtyping by immunohistochemical assessment of myogenin: tissue array study and review of the literature. Pathol Oncol Res. 2008;14(3):233-238 5. Magaki S, Hojat SA, Wei B, So A, Yong WH. An introduction to the performance of immunohistochemistry. Methods Mol Biol. 2019;1897:289-298. doi:10.1007/978-1-4939-8935-5_25 | Immunohistochemistry on sections of paraffin-embedded tissue.(Unpublished Mayo method) | 1 to 3 days | Until staining is complete. | This test has been cleared, approved, or is exempt by the US Food and Drug Administration and is used per manufacturer's instructions. Performance characteristics were verified by Mayo Clinic in a manner consistent with CLIA requirements. | 88342-TC, primary88341-TC, if additional IHC | Myogenin IHC, Tech Only | Order only;no result | 70828 | Myogenin IHC, Tech Only | Bill only; no result
MYOGL | Myoglobin Immunostain, Technical Component Only | Marker of skeletal and cardiac muscle | Immunohistochemistry (IHC) | Yes | Myoglobin IHC, Tech Only | For the initial technical component only immunohistochemical (IHC) stain performed, the appropriate bill-only test ID will be reflexed and charged (IHTOI). For each additional technical component only IHC stain performed, an additional bill-only test ID will be reflexed and charged (IHTOA). | Supplies: Immunostain Technical Only Envelope (T693) Specimen Type:Tissue Container/Tube:Immunostain Technical Only Envelope Preferred:2 Unstained positively charged glass slide (25- x 75- x 1-mm) per test ordered; sections 4-microns thick. Acceptable:Formalin-fixed, paraffin-embedded tissue block | See Specimen Required | Myoglobin is found in skeletal and cardiac muscle, but not in smooth muscle, and functions as an oxygen transporting pigment. Antibodies to myoglobin may be useful in the diagnosis of rhabdomyosarcomas, but the proportion of positive cells may be small and may be distributed unevenly in the section. Staining for myoglobin is not seen in carcinomas or in other sarcomas. |  | This test does not include pathologist interpretation, only technical performance of the stain. If interpretation is required, order PATHC / Pathology Consultation for a full diagnostic evaluation or second opinion of the case. The positive and negative controls are verified as showing appropriate immunoreactivity and documentation is retained at Mayo Clinic Rochester. If a control tissue is not included on the slide, a scanned image of the relevant quality control tissue is available upon request, call 855-516-8404. Interpretation of this test should be performed in the context of the patient's clinical history and other diagnostic tests by a qualified pathologist. | Age of a cut paraffin section can affect immunoreactivity. Stability thresholds vary widely among published literature and are antigen dependent. Best practice is for paraffin sections to be cut within 6 weeks. | 1. Brooks JJ. Immunohistochemistry of soft tissue tumors. Myoglobin as a tumor marker for rhabdomyosarcoma. Cancer. 1982;50:1757-1763 2. Furlong MA, Mentzel T, Fanburg-Smith JC. Pleomorphic rhabdomyosarcoma in adults: a clinicopathologic study of 38 cases with emphasis on morphologic variants and recent skeletal muscle-specific markers. Mod Pathol. 2001;14(6):595-603 3. Kagawa N, Sano T, Inaba H, Mori K, Hizawa K. Immunohistochemistry of myoglobin in rhabdomyosarcomas. Acta Pathol Jpn. 1983;33(3):515-522 4. Elsherbiny ME, Shaaban M, El-Tohamy R, et al. Expression of myoglobin in normal and cancer brain tissues: Correlation with hypoxia markers. Front Oncol. 2021;11:590771. doi:10.3389/fonc.2021.590771 5. Magaki S, Hojat SA, Wei B, So A, Yong WH. An introduction to the performance of immunohistochemistry. Methods Mol Biol. 2019;1897:289-298. doi:10.1007/978-1-4939-8935-5_25 | Immunohistochemistry on sections of paraffin-embedded tissue.(Unpublished Mayo method) | 1 to 3 days | Until staining is complete. | This test has been cleared, approved, or is exempt by the US Food and Drug Administration and is used per manufacturer's instructions. Performance characteristics were verified by Mayo Clinic in a manner consistent with CLIA requirements. | 88342-TC, primary88341-TC, if additional IHC | Myoglobin IHC, Tech Only | Order only;no result | 70829 | Myoglobin IHC, Tech Only | Bill only; no result
MYGLU | Myoglobin, Random, Urine | Confirming the presence of a myopathy | Electrochemiluminescent Immunoassay (ECLIA) | Yes | Myoglobin, Random, U | Urine | Supplies:Urine Myoglobin Transport Tube (T691) Container/Tube:Plastic, 5-mL urine myoglobin transport tube Specimen Volume:4 mL Collection Instructions: 1. Collect a preservative-free, random urine specimen. 2. If specimen is at ambient temperature, aliquot the urine to a urine myoglobin transport tube within 1 hour of collection. Refrigerate specimen. 3. If specimen is at refrigerate temperature, aliquot the urine to a urine myoglobin transport tube within 2 hours of collection. Additional Information:Urinary myoglobin is highly unstable unless alkalinized with sodium carbonate preservative. | 1 mL | Myoglobin is a small 17.8 kDa oxygen-binding heme protein, present in striated muscle to carry and store oxygen in muscle cells. By virtue of its small size, myoglobin is readily filtered by the glomerulus and catabolized by endocytosis and proteolysis in the proximal tubule. Healthy subjects normally have low concentrations (less than 5%) of protein appearing in the urine. Injury to skeletal or cardiac muscle results in a large release of myoglobin into systemic circulation within a few hours, which can overwhelm tubular resorption causing notable quantities of myoglobin to appear in urine giving it a red-brown appearance. The presence of myoglobin in the urine is a risk factor for developing acute kidney injury. Myoglobin concentration declines rapidly, with a serum half-life of 2 to 3 hours and has been studied for its ability to predict acute kidney injury. High concentrations appear very rapidly in the urine in various conditions, including some metabolic diseases. Conditions that can lead to rhabdomyolysis associated with myoglobinuria include: -Trauma or crush injury -Heatstroke, hypothermia, malignant hyperthermia -Seizures, strenuous exercise, prolonged immobility -Hypoxic injury -Metabolic disturbances in electrolyte concentrations -Genetic disorders that lead to muscle cell breakdown -Infections -Drugs or toxins The presence of myoglobin in the urine can indicate serious muscle injury, which is a risk factor for developing acute kidney injury. Rhabdomyolysis is often confirmed and monitored by measuring serum creatine kinase, electrolytes, kidney function, and urine tests for protein and blood. Myoglobin will give a positive reaction with hemoglobin test strips, though red blood cells will be absent upon microscopic review. | 0-24 mcg/L Reference values have not been established for patients younger than 18 years; however myoglobin is not expected to be detectable in urine. | Increased excretion of urinary myoglobin is suggestive of one of the disorders or conditions listed in Clinical Information. Most clinically significant elevations are elevated 2 to 10 times normal. | An elevated level of urinary myoglobin alone does not identify the clinical disorder. Physiological variables, such as patient hydration status, acid-base status, kidney function, and hypoxia affect myoglobin metabolism and, consequently, its presence in urine. Urinary myoglobin concentration deteriorates rapidly unless stabilized immediately after collection by alkalinizing with sodium carbonate. Urine collected with any preservative other than sodium carbonatewill not provide valid results. Urinary myoglobin does not withstand freezing even when the pH is raised with sodium carbonate. | 1. Chavez LO. Leon M, Einav S, Varon J. Beyond muscle destruction: a systematic review of rhabdomyolysis for clinical practice. Crit Care. 2016;20(1):135 2. Rodriguez-Capote K, Balion CM, Hill SA, Cleve R, Yang L, El Sharif A. Utility of urine myoglobin for the prediction of acute renal failure in patients with suspected rhabdomyolysis: a systematic review. Clin Chem. 2009;55(12):2190-2197 3.Dawley C. Myalgias and myopathies: rhabdomyolysis. FP Essent. 2016;440:28-36 4. Nance JR, Mammen AL. Diagnostic evaluation of rhabdomyolysis. Muscle Nerve. 2015;51(6):793-810. doi:10.1002/mus.24606 5. Yao Z, Yuan P, Hong S, Li M, Jiang L. Clinical features of acute rhabdomyolysis in 55 pediatric patients. Front. Pediatr. 2020;8:539. doi:10.3389/fped.2020.00539 6. Lamb EJ, Jones GRD. Kidney function tests. In: Rifai N, Chiu RWK, Young I, Burnham CAD, Wittwer CT, eds. Tietz Textbook of Laboratory Medicine. 7th ed. Elsevier; 2023:chap 34 | This myoglobin test is a sandwich-principal assay. The first incubation is 9 mcL of sample, a biotinylated monoclonal myoglobin-specific antibody, and a monoclonal myoglobin-specific antibody labeled with a ruthenium complex, which react to form a sandwich complex.In the second incubation, the complex becomes bound to the solid phase via interaction of biotin and streptavidin after addition of streptavidin-coated microparticles. The reaction mixture is aspirated into the measuring cell where the microparticles are magnetically captured onto the surface of the electrode. Results are determined via a calibration curve, which is instrument specifically generated by 2-point calibration, and a master curve provided via the cobas link.(Package insert: Elecsys Myoglobin. Roche Diagnostics; 10/2022) | 1 to 2 days | 7 days | This test has been modified from the manufacturer's instructions. Its performance characteristics were determined by Mayo Clinic in a manner consistent with CLIA requirements. This test has not been cleared or approved by the US Food and Drug Administration. | 83874 | Myoglobin, Random, U | 2641-9 | MYGLU | Myoglobin, Random, U | 2641-9
MYGLS | Myoglobin, Serum | Assessing muscle damage from any cause | Electrochemiluminescent Immunoassay (ECLIA) | Yes | Myoglobin, S | Serum | Collection Container/Tube: Preferred:Serum gel Acceptable:Red top Submission Container/Tube:Plastic vial Specimen Volume:1 mL Collection Instructions:Centrifuge and aliquot serum into plastic vial. | 0.6 mL | Myoglobin is a heme protein found in smooth and skeletal muscles. Serum myoglobin reflects a balance between intravascular release of myoglobin from muscle and renal clearance. Previously serum myoglobin had been advocated as a sensitive marker for early acute myocardial injury (eg, acute myocardial infarction: AMI). However, more recent studies indicate that newer markers (eg, troponin) provide superior diagnostic utility in detecting early myocardial injury. Elevation of serum myoglobin may occur as a result of muscle trauma, resuscitation, myopathies, AMI, shock, strenuous body activity, or decreased elimination during renal insufficiency. Extreme elevations occur in rhabdomyolysis. Creatine kinase is released from muscle and used more commonly for this purpose. | Males: 0 to 72 mcg/L Females: 0 to 58 mcg/L | Elevated myoglobin levels are seen in conditions of acute muscle injury. | Elevation is nonspecific for acute myocardial infarction. The test is of no value in this regard in the presence of kidney failure, rhabdomyolysis, extensive trauma, acute peripheral vascular occlusion, or after seizures. Serum levels rise in renal insufficiency. In very rare cases, gammopathy, in particular type IgM (Waldenstrom macroglobulinemia), may cause unreliable results. | 1.Lamb EJ, Jones GRD. Kidney functions tests. In: Rifai N, Horvath AR, Wittwer CT, eds. Tietz Textbook of Clinical Chemistry and Molecular Diagnostics. 6th ed. Elsevier; 2018:489 2. Cappenllini MD, Lo SF, Swinkels DW. Hemoglobin, iron, bilirubin. In: Rifai N, Horvath AR, Wittwer CT, eds. Tietz Textbook of Clinical Chemistry and Molecular Diagnostics. 6th ed. Elsevier; 2018:747 | This myoglobin test is a sandwich-principal assay. The first incubation is 9 mcL of sample, a biotinylated monoclonal myoglobin-specific antibody, and a monoclonal myoglobin-specific antibody labeled with a ruthenium complex, which react to form a sandwich complex.In the second incubation, the complex becomes bound to the solid phase via interaction of biotin and streptavidin after addition of streptavidin-coated microparticles. The reaction mixture is aspirated into the measuring cell where the microparticles are magnetically captured onto the surface of the electrode. Results are determined via a calibration curve, which is instrument specifically generated by 2-point calibration, and a master curve provided via the cobas link.(Package insert: Elecsys Myoglobin. Roche Diagnostics; 10/2022) | 1 to 2 days | 7 days | This test has been cleared, approved, or is exempt by the US Food and Drug Administration and is used per manufacturer's instructions. Performance characteristics were verified by Mayo Clinic in a manner consistent with CLIA requirements. | 83874 | Myoglobin, S | 2639-3 | MYGLS | Myoglobin, S | 2639-3
FMMPP | MyoMarker 3 Plus Profile |  | Enzyme-linked immunosorbent assay (ELISA); RIPA Gel Radiography | Yes | MyoMarker 3 Plus Profile | Serum | Collection Container/Tube:10 mL Red Submission Container/Tube:Plastic vial Specimen Volume:5 mL Acceptable:SST Collection Instructions:Draw blood in a plain red-top tube(s), serum gel tube is acceptable. Separate serum from cells within 1 hour of collection and send 5 mL of serum refrigerated in a plastic vial. | 4 mL (volume does NOT allow for repeat testing) | The MyoMarker Panel 3 Plus can be used to assist in the diagnosis of dermatomyositis, polymyositis and the anti-synthetase syndrome. Furthermore, it allows characterization of various subsets of these disorders and offers prognostic information. | Anti-PL-7 Ab, Anti-PL-12 Ab, Anti-EJ Ab, Anti-OJ Ab, Anti-SRP Ab, Anti-Mi-2-Ab, Anti-U3 RNP (Fibrillarin), Anti-U2 RNP Ab, Anti-Ku Ab: Reference Range: Negative Interpretation for: Anti-Jo-1 Ab, Anti-TIF-1gamma Ab, Anti-MDA-5-Ab (CADM-140), Anti-NXP-2 (P140) Ab, Anti-SAE1 Ab IgG, Anti-PM/Scl-100 Ab, Anti-SS-A 52kD Ab IgG, Anti-U1-RNP Ab: Reference Range: <20 Negative: <20 units Weak Positive: 20-39 units Moderate Positive: 40-80 units Strong Positive:>80 units |  |  |  |  | 16-25 days |  | This test was developed and its performance characteristics determined by LabCorp. It has not been cleared or approved by the Food and Drug Administration. | 83516 x 1086235 x 7 | MyoMarker 3 Plus Profile | Not Provided | Z5709 | Anti-SAE1 Ab, IgG | 101220-2
FMYO3 | MyoMarker 3 Profile |  | Enzyme-linked immunosorbent assay (ELISA); RIPA Gel Radiography | Yes | MyoMarker 3 Profile | Serum | Collection Container/Tube:10 mL Red Submission Container/Tube:Plastic vial Specimen Volume:5 mL Acceptable:SST Collection Instructions:Draw blood in a plain red-top tube(s), serum gel tube is acceptable. Separate serum from cells within 1 hour of collection and send 5 mL of serum refrigerated in a plastic vial. | 4 mL (volume does NOT allow for repeat testing) | The idiopathic inflammatory myopathies (IIM) are a heterogeneous group of disorders characterized by muscle weakness, resulting from chronic muscle inflammation of unknown cause. Patients with IIM have a variety of autoantibodies with various clinical utilities that fall into two main groups. One group of autoantibodies are found in patients with myositis and are known as Myositis Specific Autoantibodies (MSA). The MSAs are highly specific for patients with polymyositis (PM) dermatomyositis (DM), anti-synthetase syndrome and necrotizing myositis. The second group of autoantibodies are considered Myositis Associated Autoantibodies (MAA). These appear in myositis overlap syndrome and in other connective tissue diseases, which correlate with certain clinical and/or pathophysiological conditions. | Anti-PL-7 Ab, Anti-PL-12 Ab, Anti-EJ Ab, Anti-OJ Ab, Anti-SRP Ab, Anti-Mi-2-Ab, Anti-U3 RNP (Fibrillarin), Anti-U2 RNP Ab, Anti-Ku Ab: Reference Range: Negative Interpretation for: Anti-Jo-1 Ab, Anti-TIF-1gamma Ab, Anti-MDA-5-Ab (CADM-140), Anti-NXP-2 (P140) Ab, Anti-PM/Scl-100 Ab, Anti-SS-A 52kD Ab IgG, Anti-U1-RNP Ab: Reference Range: <20 Negative: <20 units Weak Positive: 20-39 units Moderate Positive: 40-80 units Strong Positive: >80 units |  |  |  |  | 16-25 days |  | This test was developed and its performance characteristics determined by LabCorp. It has not been cleared or approved by the Food and Drug Administration. | 83516 x 986235 x 7 | MyoMarker 3 Profile | Not Provided | Z5692 | Anti-SS-A 52kD Ab, IgG | 70257-1
DDITF | Myxoid/Round Cell Liposarcoma, 12q13 (DDIT3 or CHOP) Rearrangement, FISH, Tissue | Aiding in the diagnosis of myxoid/round cell liposarcoma by detecting a neoplastic clone associated with gene rearrangement involving theDDIT3(CHOP)gene region at 12q13 | Fluorescence In Situ Hybridization (FISH) | Yes | DDIT3, Myxoid Liposarcoma, FISH, Ts | This test includes a charge for the probe application, analysis, and professional interpretation of results for one probe set (2 individual fluorescence in situ hybridization probes). No analysis charges will be incurred if an insufficient number of representative cells are available for analysis. | Submit only 1 of the following specimens: Preferred Specimen Type:Tissue block Collection Instructions:Submit a formalin-fixed, paraffin-embedded tumor tissue block. Blocks prepared with alternative fixation methods may be acceptable; provide fixation method used. Acceptable Specimen Type:Tissue slides Slides: 1Hematoxylin and eosinstained and 4 unstained Collection Instructions: Submit 1 slide stained with hematoxylin and eosin and 4 consecutive, unstained, positively charged, unbaked slides with 5-micron-thick sections of the tumor tissue.?Slides cut from blocks prepared with alternative fixation methods may be acceptable; provide fixation method used. | Slides: 1Hematoxylin and eosinstainedand 2 unstained | Myxoid/round cell liposarcoma is the second most common subtype of liposarcoma, accounting for more than one-third of all liposarcomas and representing about 10% of all adult soft-tissue sarcomas. Myxoid/round cell liposarcoma is described as a malignant tumor composed of uniform round to oval shaped primitive nonlipogenic mesenchymal cells and a variable number of small signet-ring lipoblasts in a prominent myxoid stroma with a characteristic branching vascular pattern. A unique chromosome translocation, t(12;16)(q13;p11), resulting in a fusion of theDDIT3gene (also known asCHOPorGADD153) on chromosome 12 and theFUSgene (also referred to asTLS) on chromosome 16, is the key genetic aberration in myxoid/round cell liposarcoma. More than 90% of myxoid/round cell liposarcoma are cytogenetically characterized by this translocation. In rare cases, a variant t(12;22)(q13;q12) has been described in whichDDIT3 (CHOP)fuses withEWS, a gene highly related toFUS. | An interpretive report will be provided. | A neoplastic clone is detected when the percent of cells with an abnormality exceeds the normal cutoff for theDDIT3 (CHOP)probe set. A positive result is consistent with a subset of myxoid/round cell liposarcoma. A negative result suggests no rearrangement of theDDIT3(CHOP) gene region is present but does not exclude the diagnosis of myxoid/round cell liposarcoma. | This test is not approved by the US Food and Drug Administration, and it is best used as an adjunct to existing clinical and pathologic information. Fixatives other than formalin (eg, Prefer, Bouin's) may not be successful for fluorescence in situ hybridization (FISH) assays. Non-formalin fixed specimens will not be rejected. Paraffin-embedded tissues that have been decalcified may not be successful for FISH analysis. The success rate of FISH studies on decalcified tissue is approximately 50%, but FISH will be attempted if sufficient tumor is present for analysis. If no FISH signals are observed post-hybridization, the case will be released indicating a lack of FISH results. | 1. WHO Classification of Tumours Editorial Board. Soft Tissue and Bone. 5th ed. IARC; 2020:42-44. World Health Organization Classification of Tumours. Vol 3 2.Meis-Kindblom JM,Sjogren H,Kindblom LG,et al. Cytogenetic and molecular genetic analyses of liposarcoma and its soft tissue simulators: recognition of new variants and differential diagnosis.Virchows Arch. 2001;439(2):141-51 3. Rabbitts TH, Forster A, Larson R, et al. Fusion of the dominant negative transcription regulator CHOP with a novel geneFUSby translocation t(12;16) in malignant liposarcoma. Nat Genet. 1993;4(2):175-180 4. Sandberg AA. Updates on the cytogenetics and molecular genetics of bone and soft tissue tumors: liposarcoma. Cancer Genet Cytogenet. 2004;155(1):1-24 5. Downs-Kelly E, Goldblum JR, Patel RM, et al. The utility of fluorescence in situ hybridization (FISH) in the diagnosis of myxoid soft tissue neoplasms. Am J Surg Pathol. 2008;32:8-13 | The test is performed using a commercially availableDDIT3 (CHOP)dual-color, break-apart strategy probe. Paraffin-embedded tissue samples are cut at 5 microns and mounted on positively charged glass slides. The selection of tissue and the identification of target areas on the hematoxylin and eosin (H and E)-stained slide are performed by a pathologist. Using the H and E-stained slide as a reference, target areas are etched with a diamond-tipped engraving tool on the back of the unstained slide to be assayed. The probe set is hybridized to the appropriate target areas, and 2 technologists each analyze 50 interphase nuclei (100 total) with the results expressed as the percent of abnormal nuclei.(Unpublished Mayo method) | 7 to 10 days | Slides and H and E used for analysis are retained by the laboratory in accordance with regulatory requirements. Client provided paraffin blocks and extra unstained slides will be returned after testing is complete. | This test was developed and its performance characteristics determined by Mayo Clinic in a manner consistent with CLIA requirements. It has not been cleared or approved by the US Food and Drug Administration. | 88271x2, 88291 DNA probe, each (first probe set), Interpretation and report88271x2-DNA probe, each; each additional probe set (if appropriate)88271-DNA probe, each; coverage for sets containing 3 probes (if appropriate)88271x2-DNA probe, each; coverage for sets containing 4 probes (if appropriate)88271x3-DNA probe, each; coverage for sets containing 5 probes (if appropriate)88274 w/modifier 52-Interphase in situ hybridization, <25 cells, each probe set (if appropriate)88274-Interphase in situ hybridization, 25 to 99 cells, each probe set (if appropriate)88275-Interphase in situ hybridization, 100 to 300 cells, each probe set (if appropriate) | DDIT3, Myxoid Liposarcoma, FISH, Ts | 101379-6 | 53830 | Disclaimer | 62364-5
NAT2Q | N-Acetyltransferase 2 (NAT2) Genotype, Varies | Identifying patients who may be at risk for altered metabolism of drugs that are substrates ofarylamineN-acetyltransferase type 2 (NAT2), including isoniazid | Real-Time Polymerase Chain Reaction (PCR) with Allelic Discrimination Analysis | Yes | NAT2 Genotype, V | Varies | Multiple genotype tests can be performed on a single specimen after a single extraction. SeeMultiple Genotype Test Listfor a list of tests that can be ordered together. Submit only 1 of the following specimens: Specimen Type:Whole blood Container/Tube:Lavender top (EDTA) Specimen Volume:3 mL Collection Instructions: 1. Invert several times to mix blood. 2. Send whole blood specimen in original tube.Do not aliquot. Specimen Stability Information:Ambient (preferred) 9 days/Refrigerated 30 days Specimen Type:Saliva Patient Preparation:Patient should not eat, drink, smoke, or chew gum 30 minutes prior to collection. Supplies:Saliva Swab Collection Kit (T786) Specimen Volume:1 Swab Collection Instructions:Collect and send specimen per kit instructions. Specimen Stability Information:Ambient 30 days Specimen Type: Extracted DNA Container/Tube: 2 mL screw top tube SpecimenVolume: 100 mcL (microliters) Collection Instructions: 1. The preferred volume is 100 mcL at a concentration of 50 ng/mcL. 2. Include concentration and volume on tube. Specimen Stability Information: Frozen (preferred)/Ambient/Refrigerated | Blood: 0.4 mL Saliva: 1 swab | ArylamineN-acetyltransferase type 2 (NAT2) is a highly polymorphic phase 2 metabolic enzyme that conjugates hydrazine derivatives and aromatic amine drugs with acetyl-groups.(1) NAT2 also is involved in the acetylation and activation of some procarcinogens.(1,2) Individuals acetylate drugs at different rates by NAT2 and are described as having slow, intermediate, or rapid (fast) acetylator phenotypes.Some studies, which have examined diversity ofNAT2haplotypes among individuals of different ethnicities hypothesize that the NAT2 slow acetylator phenotype was positively selected for in the transition from hunter-gatherer or nomadic lifestyle to an agricultural or pastoral lifestyle.(3)The prevalence of slow acetylator phenotypes increases with decreasing distance to the equator. Near the equator, up to 80% of individuals may be slow acetylators, while in some more northern countries, as few as 10% of the population may have the slow acetylator phenotype. A number of drugs are metabolized by NAT2 including procainamide, dapsone, nitrazepam, hydralazine, sulfasalazine, amifampridine, and isoniazid.(4) Isoniazid is used to treat and prevent tuberculosis and is still used as a primary treatment agent. Adverse reactions with isoniazid, which include nausea, drug-induced hepatitis, peripheral neuropathy, and sideroblastic anemia, are associated more often with a slow NAT2 acetylator phenotype. These individuals may require a lower dose to avoid adverse reactions.(4) Of note, acetaminophen is a significant NAT2 inhibitor. TheNAT2gene contains a single intronless exon of 870 base pairs and encodes 290 amino acids.NAT2is highly polymorphic and contains at least 16 known single nucleotide variants and 1 single base pair deletion. These genetic variants are combined into 36 known haplotypes or alleles. Each individual haplotype is predictive of either a rapid (fast) or slow acetylator phenotype. Individuals with 2 rapid haplotypes are predicted to be rapid (normal) metabolizers, while those with 1 rapid and 1 slow haplotype are intermediate metabolizers, and those with 2 slow haplotypes are poor metabolizers.(5,6) Studies with patients who have different acetylator haplotypes have correlated the ratio of plasma N-acetylisoniazid/isoniazid drug concentrations with haplotypes, with slow and intermediate acetylators having lower ratios than rapid acetylators.(7) NAT2genotype results are used to predict metabolizer phenotypes, as indicated in the Table. Note that the reference allele forNAT2is *4. If no variants are detected, the default genotype and phenotype reported are *4/*4 and rapid acetylator phenotype, respectively. Table. NAT2allele Predicted acetylator phenotype *4 Rapid (normal) *5 Slow *6 Slow *7 Slow *10 Slow, but may be substrate dependent *12D Slow *14 Slow *17 Slow *19 Slow | An interpretive report will be provided. | An interpretive report will be provided.The wild-type (normal) genotype forNAT2is *4. This is the most commonly occurring allele in some, but not all, ethnic groups.(8) Individuals are classified as being slow, intermediate, or rapid (fast) acetylators depending on their diplotypes. Slow acetylators have 2 slow haplotypes, rapid acetylators have 2 rapid (fast, normal) haplotypes, and intermediate acetylators have one of each. The genotype, with associated star alleles, is assigned using standard allelic nomenclature as described by the HumanNAT2Alleles (Haplotypes) Database (http://nat.mbg.duth.gr/Human%20NAT2%20alleles_2013.htm). For additional information regarding pharmacogenomic genes and their associated drugs, seePharmacogenomic Associations Tables. This resource also includes information regarding enzyme inhibitors and inducers, as well as potential alternate drug choices. Drug-drug interactions and drug-metabolite inhibition must be considered when adjusting medication dosage.It is important to interpret the results of testing and dose adjustments in the context of hepatic and renal function and patient age. For applicable medications, therapeutic drug monitoring is useful to verify that the drug concentration is within the therapeutic range. | Rare variants (ie, polymorphisms) may be present that could lead to false-negative or false-positive results. If results obtained do not match the clinical findings (phenotype), additional testing should be considered. Samples may contain donor DNA if obtained from patients who received nonleukoreduced blood transfusions or allogeneic hematopoietic stem cell transplantation. Results from samples obtained under these circumstances may not accurately reflect the recipient's genotype. For individuals who have received blood transfusions, the genotype usually reverts to that of the recipient within 6 weeks. For individuals who have received allogeneic hematopoietic stem cell transplantation, a pretransplant DNA specimen is recommended for testing. NAT2genetic test results in patients who have undergone liver transplantation may not accurately reflect the patient's arylamineN-acetyltransferase type 2 (NAT2)status. This method may not detect all variants that result in altered NAT2 activity. Therefore, absence of a detectable variant does not rule out the possibility that a patient has altered NAT2 metabolism due to otherNAT2variants that cannot be detected with this method.Furthermore, when 2 or more variants are identified, the cis-/trans-status (whether the variants are on the same or opposite chromosomes) is often not known; therefore, multiple haplotypes may be provided. | 1. Salazar-Gonzalez RA, Doll MA, Hein DW: Human arylamine N-acetyltransferase 2 genotype-dependent protein expression in cryopreserved human hepatocytes. Sci Rep. 2020 May 5;10(1):7566 2. Meyer UA: Polymorphism of human acetyltransferases. Environ Health Perspect. 1994 Oct;102 Suppl 6(Suppl 6):213-216 3. McDonagh EM, Boukouvala S, Aklillu E, Hein DW, Altman RB, Klein TE: PharmGKB summary: very important pharmacogene information for N-acetyltransferase 2. Pharmacogenetics and Genomics. 2014 Aug;24(8):409-425 4.Hein DW, Millner LM: Arylamine N-acetyltransferase acetylation polymorphisms: paradigm for pharmacogenomic-guided therapy- a focused review. Expert Opin Drug Metab Toxicol. 2021 Jan;17(1):9-21 5. Sabbagh A, Darlu P: Inferring haplotypes at theNAT2locus: the computational approach. BMC Genet. 2005 Jun 2;6:30 6. Leff MA, Fretland AJ, Doll MA, Hein DW: Novel human N-acetyltransferase 2 alleles that differ in mechanism for slow acetylator phenotype. J Biol Chem. 1999 Dec 3;274(49):34519-34522 7. Chen B, Li JH, Xu YM, Wang J, Cao XM: The influence of NAT2 genotypes on the plasma concentration of isoniazid and acetylisoniazid in Chinese pulmonary tuberculosis patients. Clin Chim Acta. 2006 Mar;365(1):104-108 8. Lin HJ, Han CY, Lin BK, Hardy S: Ethnic distribution of slow acetylator mutations in the polymorphic N-acetyltransferase (NAT2) gene. Pharmacogenetics. 1994 Jun;4(3):125-134 | Genomic DNA is extracted from whole blood or saliva. Genotyping forNAT2alleles is performed using a polymerase chain reaction (PCR)-based 5'-nuclease assay. Fluorescently labeled detection probes anneal to the target DNA. PCR is used to amplify the section of DNA that contains the variant. If the detection probe is an exact match to the target DNA, the 5'-nuclease polymerase degrades the probe, the reporter dye is released from the effects of the quencher dye, and a fluorescent signal is detected. Genotypes are assigned based on the allele-specific fluorescent signals that are detected.(Unpublished Mayo method) | 3 to 8 days | Whole blood/Saliva swab: 2 weeks Extracted DNA: 2 months | This test was developed and its performance characteristics determined by Mayo Clinic in a manner consistent with CLIA requirements. It has not been cleared or approved by the US Food and Drug Administration. | 81479-Unlisted molecular pathology procedure | NAT2 Genotype, V | 101141-0 | 616431 | Reviewed By | 18771-6
NMH24 | N-Methylhistamine, 24 Hour, Urine | Screening for and monitoring of mastocytosis and disorders of systemic mast-cell activation, such as anaphylaxis and other forms of severe systemic allergic reactions using 24-hour urine collection specimens Monitoring therapeutic progress in conditions that are associated with secondary, localized, low-grade persistent, mast-cell proliferation and activation such as interstitial cystitis | NMH1D: Liquid Chromatography Tandem Mass Spectrometry (LC-MS/MS) CRT24: Enzymatic Colorimetric Assay | Yes | N-Methylhistamine, 24 Hr, U | Urine | PatientPreparation:Patient must notbe takingmonoamine oxidaseinhibitors(MAOIs) oraminoguanidineasthese medications increaseN-methylhistamine (NMH) levels. Supplies:Sarstedt Aliquot Tube, 5 mL (T914) Container/Tube:Plastic, 5-mL tube Specimen Volume:5 mL Collection Instructions: 1. Collect urine for 24 hours. 2. No preservative. 3. Aliquot into plastic tube and send at refrigerate temperature. Additional Information:SeeUrine Preservatives-Collection and Transportation for 24-Hour Urine Specimensfor multiple collections. | 3 mL | N-methylhistamine (NMH) is the major metabolite of histamine, which is produced by mast cells. Increased histamine production is seen in conditions associated with increased mast-cell activity, such as allergic reactions, but also in mast-cell proliferation disorders, particularly mastocytosis. Mastocytosis is a rare disease. Its most common form, urticarial pigmentosa (UP), affects the skin and is characterized by multiple persistent small reddish-brown lesions that result from infiltration of the skin by mast cells. Systemic mastocytosis is caused by the accumulation of mast cells in other tissues and can affect organs such as the liver, spleen, bone marrow, and small intestine. The mast-cell proliferation in systemic mastocytosis can be either benign or malignant. In children, benign systemic mastocytosis tends to resolve over time, while in most adults, the disease is progressive. Systemic mastocytosis may or may not be accompanied by UP.(1,2) Patients with UP or systemic mastocytosis can have symptoms ranging from itching, gastrointestinal distress, bone pain, and headaches; to flushing and anaphylactic shock. Definitive diagnosis of systemic mastocytosis is made by bone marrow biopsy; however, patients with systemic mastocytosis also usually exhibit elevated levels of NMH.(1-5) Other biochemical markers include 11-beta prostaglandin F2 alpha, a metabolite of prostaglandin D2 (23BPT / 2,3-Dinor 11 Beta-Prostaglandin F2 Alpha, Random, Urine) and tryptase, alpha or beta (TRYPT / Tryptase, Serum). Histamine in blood or urine is also sometimes measured, but it generally has less diagnostic value than NMH measurement in urine, in particular if measurements in blood are not undertaken during a spell. | N-METHYLHISTAMINE 0-5 years: 120-510 mcg/g creatinine 6-16 years: 70-330 mcg/g creatinine >16 years: 30-200 mcg/g creatinine CREATININE Males: 930-2955 mg/24 hours Females: 603-1783 mg/24 hours Reference values have not been established for patients who are younger than 18 years of age. | Increased concentrations of urinaryN-methylhistamine (NMH) are consistent with urticaria pigmentosa (UP), systemic mastocytosis, or mast-cell activation. Because of its longer half-life, urinary NMH measurements have superior sensitivity and specificity than histamine, the parent compound. However, not all patients with systemic mastocytosis or anaphylaxis will exhibit concentrations outside the reference range and healthy individuals may occasionally exhibit values just above the upper limit of normal. The extent of the observed increase in urinary NMH excretion is correlated with the magnitude of mast-cell proliferation and activation, UP patients, or patients with other localized mast-cell proliferation and activation, show usually only mild elevations, while systemic mastocytosis and anaphylaxis tend to be associated with more significant rises in NMH excretion (2-fold or more). There is, however, significant overlap in values between UP and systemic mastocytosis, and urinary NMH measurements should not be relied upon alone in distinguishing localized from systemic disease. Up to 25% variability in random-urine excreted levels may be observed, making 24-hour urine collections preferable for cases with borderline results. Children have higher NMH levels than adults. By the age of 16, adult levels have been reached. | While an average North American diet has no effect on urinaryN-methylhistamine (NMH) levels, mild elevations (around 30%) may be observed on very histamine-rich diets. This problem is more pronounced if random-urine specimens are used and collected following a histamine-rich meal. NMH levels may be depressed in individuals who have an alteration in the histamine-N-methyltransferase gene (HNMT), which encodes the enzyme that catalyzes NMH formation. This alteration results in an amino acid change that decreases the rate of NMH synthesis. When N-acetylcysteine is administered at levels sufficient to act as an antidote for the treatment of acetaminophen overdose, it may lead to falsely decreased creatinine results. | 1. Roberts LJ II, Oates JA. Disorders of vasodilator hormones: the carcinoid syndrome and mastocytosis. In: Wilson JD, Foster DW, eds. Williams Textbook of Endocrinology. 8th ed. WB Saunders Company; 1992:1625-1634 2. Keyzer JJ, de Monchy JG, van Doormaal JJ, van Voorst Vader PC. Improved diagnosis of mastocytosis by measurement of urinary histamine metabolites. N Engl J Med. 1983;309(26):1603-1605 3. Akin C, Metcalfe DD. Mastocytosis. In: Leung DYM, Greaves MW, eds. Allergic Skin Disease: A Multidisciplinary Approach. Marcel Dekker, Inc; 2000:337-352 4. Heide R, Riezebos P, van Toorenbergen AW, Mulder PGH, Tank B, Oranje AP. Abstract 347: Predictive value of urinary N-methylhistamine for bone marrow involvement in mastocytosis. J Invest Dermatol. 2000;115(3):587 5. Van Gysel D, Oranje AP, Vermeiden I, de Lijster de Raadt J, Mulder PG, van Toorenenbergen AW. Value of urinary N-methylhistamine measurements in childhood mastocytosis. J Am Acad Derm. 1996;35(4):556-558 6.Divekar R, Butterfield J. Urinary 11beta-PGF2a and N-methyl histamine correlate with bone marrow biopsy findings in mast cell disorders. Allergy. 2015;70(10):1230-1238. doi:10.1111/all.12668 7. Butterfield J, Weiler CR. The utility of measuring urinary metabolites of mast cell mediators in systemic mastocytosis and mast cell activation syndrome. J Allergy Clin Immunol Pract. 2020;8(8):2533-2541. doi:10.1016/j.jaip.2020.02.021 | N-methylhistamine (NMH) is removed from urine using solid phase extraction. The eluate is analyzed using liquid chromatography/tandem mass spectrometry and quantified using a stable isotope labeled internal standard, d[3]-NMH. NMH and d[3]-NMH are detected in multiple reaction monitoring mode using the specific transitions for m/z 126 to m/z 109, and m/z 129 to m/z 112, respectively.(Unpublished Mayo Method) Creatinine: The enzymatic method is based on the determination of sarcosine from creatinine with the aid of creatininase, creatinase, and sarcosine oxidase. The liberated hydrogen peroxide is measured via a modified Trinder reaction using a colorimetric indicator. Optimization of the buffer system and the colorimetric indicator enables the creatinine concentration to be quantified both precisely and specifically.(Package insert: Creatinine plus ver 2. Roche Diagnostics; V15.0, 03/2019) | 3 to 7 days | 14 days | This test was developed and its performance characteristics determined by Mayo Clinic in a manner consistent with CLIA requirements. It has not been cleared or approved by the US Food and Drug Administration. | 82542 | N-Methylhistamine, 24 Hr, U | 44340-8 | 605159 | N-Methylhistamine, 24 Hr | 44340-8
NMH1D | N-Methylhistamine, 24 Hour, Urine | Screening for and monitoring of mastocytosis and disorders of systemic mast-cell activation, such as anaphylaxis and other forms of severe systemic allergic reactions as a part of a profile Monitoring therapeutic progress in conditions that are associated with secondary, localized, low-grade persistent, mast-cell proliferation and activation such as interstitial cystitis | Only orderable as part of a profile. For more information see NMH24 / N-Methylhistamine, 24 Hour, Urine. Liquid Chromatography Tandem Mass Spectrometry (LC-MS/MS) | Yes | N-Methylhistamine, 24 Hr, U | Urine | Only orderable as part of a profile. For more information see NMH24 /N-Methylhistamine, 24 Hour, Urine. PatientPreparation:Patient must notbe takingmonoamine oxidaseinhibitors(MAOIs) oraminoguanidineasthese medications increaseN-methylhistamine (NMH) levels. Supplies:Sarstedt Aliquot Tube, 5 mL (T914) Container/Tube:Plastic, 5-mL tube Specimen Volume:5 mL Collection Instructions: 1. Collect urine for 24 hours. 2. No preservative. 3. Aliquot into plastic tube and send at refrigerate temperature. Additional Information:SeeUrine Preservatives-Collection and Transportation for 24-Hour Urine Specimensfor multiple collections. | 3 mL | N-methylhistamine (NMH) is the major metabolite of histamine, which is produced by mast cells. Increased histamine production is seen in conditions associated with increased mast-cell activity, such as allergic reactions, but also in mast-cell proliferation disorders, in particular mastocytosis. Mastocytosis is a rare disease. Its most common form, urticaria pigmentosa (UP), affects the skin and is characterized by multiple persistent small reddish-brown lesions that result from infiltration of the skin by mast cells. Systemic mastocytosis is caused by the accumulation of mast cells in other tissues and can affect organs such as the liver, spleen, bone marrow, and small intestine. The mast-cell proliferation in systemic mastocytosis can be either benign or malignant. In children, benign systemic mastocytosis tends to resolve over time, while in most, but not all adults, the disease is progressive. Systemic mastocytosis may or may not be accompanied by UP.(1,3) Patients with UP or systemic mastocytosis can have symptoms ranging from itching, gastrointestinal distress, bone pain, and headaches; to flushing and anaphylactic shock. Definitive diagnosis of mastocytosis is made by bone marrow biopsy; however, patients with systemic mastocytosis usually exhibit elevated levels of NMH.(1-5) Other biochemical markers include 11-beta prostaglandin F(2) alpha, a metabolite of prostaglandin D2 (23BPT / 2,3-Dinor11 Beta-Prostaglandin F2 Alpha, Random, Urine), and alpha or beta tryptase (TRYPT / Tryptase, Serum). | Only orderable as part of a profile. For more information see NMH24 /N-Methylhistamine, 24 Hour, Urine. 0-5 years: 120-510 mcg/g creatinine 6-16 years: 70-330 mcg/g creatinine >16 years: 30-200 mcg/g creatinine | Increased concentrations of urinaryN-methylhistamine (NMH) are consistent with urticaria pigmentosa (UP), systemic mastocytosis, or mast-cell activation. Because of its longer half-life, urinary NMH measurements have superior sensitivity and specificity than histamine, the parent compound. However, not all patients with systemic mastocytosis or anaphylaxis will exhibit concentrations outside the reference range and healthy individuals may occasionally exhibit values just above the upper limit of normal. The extent of the observed increase in urinary NMH excretion is correlated with the magnitude of mast-cell proliferation and activation, UP patients, or patients with other localized mast-cell proliferation and activation, show usually only mild elevations, while systemic mastocytosis and anaphylaxis tend to be associated with more significant rises in NMH excretion (2-fold or more). There is, however, significant overlap in values between UP and systemic mastocytosis, and urinary NMH measurements should not be relied upon alone in distinguishing localized from systemic disease. Up to 25% variability in random-urine excreted levels may be observed, making 24-hour urine collections preferable for cases with borderline results. Children have higher NMH levels than adults. By the age of 16, adult levels have been reached. | While an average North American diet has no effect on urinaryN-methylhistamine (NMH) levels, mild elevations (around 30%) may be observed on very histamine-rich diets. This problem is more pronounced if random-urine specimens are used and collected following a histamine-rich meal. NMH levels may be depressed in individuals who have an alteration in the histamine-N-methyltransferase gene (HNMT), which encodes the enzyme that catalyzes NMH formation. This alteration results in an amino acid change that decreases the rate of NMH synthesis. When N-acetylcysteine is administered at levels sufficient to act as an antidote for the treatment of acetaminophen overdose, it may lead to falsely decreased creatinine results. | 1. Roberts LJ II, Oates JA. Disorders of vasodilator hormones: the carcinoid syndrome and mastocytosis. In: Wilson JD, Foster DW, eds. Williams Textbook of Endocrinology. 8th ed. WB Saunders Company; 1992:1625-1634 2. Akin C, Metcalfe DD. Mastocytosis. In: Leung DYM, Greaves MW eds. Allergic Skin Disease: A Multidisciplinary Approach. Marcel Dekker, Inc; 2000:337-352 3. Keyzer JJ, de Monchy JG, van Doormaal JJ, van Voorst Vader PC. Improved diagnosis of mastocytosis by measurement of urinary histamine metabolites. N Engl J Med. 1983;309(26):1603-1605 4. Heide R, Riezebos P, van Toorenbergen AW, et al. Predictive value of urinary N-methylhistamine for bone marrow involvement in mastocytosis. J Invest Dermatol. 2000;115(3):587 5. Van Gysel D, Oranje AP, Vermeiden I, et al. Value of urinary N-methylhistamine measurements in childhood mastocytosis. J Am Acad Derm. 1996;35(4):556-558 6.Divekar R, Butterfield J. Urinary 11b-PGF2a and N-methyl histamine correlate with bone marrow biopsy findings in mast cell disorders. Allergy. 2015;70(10):1230-1238. doi:10.1111/all.1266 7. Butterfield J, Weiler CR. The utility of measuring urinary metabolites of mast cell mediators in systemic mastocytosis and mast cell activation syndrome. J Allergy Clin Immunol Pract. 2020;8(8):2533-2541. doi:10.1016/j.jaip.2020.02.021 | N-methylhistamine (NMH) is removed from urine using solid phase extraction. The eluate is analyzed using liquid chromatography/tandem mass spectrometry and quantified using a stable isotope labeled internal standard, d3-NMH. NMH and d3-NMH are detected in multiple reaction monitoring mode using the specific transitions for m/z 126 to m/z 109, and m/z 129 to m/z 112, respectively.(Unpublished Mayo Method) | 3 to 7 days | 14 days | This test was developed and its performance characteristics determined by Mayo Clinic in a manner consistent with CLIA requirements. It has not been cleared or approved by the US Food and Drug Administration. | 82542 | N-Methylhistamine, 24 Hr, U | 44340-8 | 605159 | N-Methylhistamine, 24 Hr | 44340-8
NMHR | N-Methylhistamine, Random, Urine | Screening for and monitoring of mastocytosis and disorders of systemic mast-cell activation, such as anaphylaxis and other forms of severe systemic allergic reactions using random urine specimens Monitoring therapeutic progress in conditions that are associated with secondary, localized, low-grade persistent, mast-cell proliferation and activation such as interstitial cystitis | NMHR1: Liquid Chromatography Tandem Mass Spectrometry (LC-MS/MS) CRETR: Enzymatic Colorimetric Assay | Yes | N-Methylhistamine, Random, U | Urine | Patient Preparation:Patient must not be taking monoamine oxidase inhibitors (MAOI) oraminoguanidineas these medications increaseN-methylhistamine (NMH) levels. Supplies:SarstedtAliquot Tube, 5 mL (T914) Container/Tube:Plastic vial Specimen Volume:5 mL Collection Instructions: 1. Collect a random urine specimen within a few hours of symptom onset. 2. No preservative. | 3 mL | N-methylhistamine (NMH) is the major metabolite of histamine, which is produced by mast cells. Increased histamine production is seen in conditions associated with increased mast-cell activity, such as allergic reactions, but also in mast-cell proliferation disorders, particularly mastocytosis. Mastocytosis is a rare disease. Its most common form, urticarial pigmentosa (UP), affects the skin and is characterized by multiple persistent small reddish-brown lesions that result from infiltration of the skin by mast cells. Systemic mastocytosis is caused by the accumulation of mast cells in other tissues and can affect organs such as the liver, spleen, bone marrow, and small intestine. The mast-cell proliferation in systemic mastocytosis can be either benign or malignant. In children, benign systemic mastocytosis tends to resolve over time, while in most adults, the disease is progressive. Systemic mastocytosis may or may not be accompanied by UP.(1,2) Patients with UP or systemic mastocytosis can have symptoms ranging from itching, gastrointestinal distress, bone pain, and headaches; to flushing and anaphylactic shock. Definitive diagnosis of systemic mastocytosis is made by bone marrow biopsy; however, patients with systemic mastocytosis also usually exhibit elevated levels of NMH.(1-5) Other biochemical markers include 11-beta prostaglandin F2 alpha, a metabolite of prostaglandin D2 (23BPR / 2,3-Dinor 11 Beta-Prostaglandin F2 Alpha, Random, Urine) and tryptase, alpha or beta (TRYPT / Tryptase, Serum). Histamine in blood or urine is also sometimes measured, but it generally has less diagnostic value than NMH measurement in urine, in particular if measurements in blood are not undertaken during a spell. | 0-5 years: 120-510 mcg/g creatinine 6-16 years: 70-330 mcg/g creatinine >16 years: 30-200 mcg/g creatinine | Increased concentrations of urinaryN-methylhistamine (NMH) are consistent with urticaria pigmentosa (UP), systemic mastocytosis, or mast-cell activation. Because of its longer half-life, urinary NMH measurements have superior sensitivity and specificity than histamine, the parent compound. However, not all patients with systemic mastocytosis or anaphylaxis will exhibit concentrations outside the reference range and healthy individuals may occasionally exhibit values just above the upper limit of normal. The extent of the observed increase in urinary NMH excretion is correlated with the magnitude of mast-cell proliferation and activation, UP patients, or patients with other localized mast-cell proliferation and activation, show usually only mild elevations, while systemic mastocytosis and anaphylaxis tend to be associated with more significant rises in NMH excretion (2-fold or more). There is, however, significant overlap in values between UP and systemic mastocytosis, and urinary NMH measurements should not be relied upon alone in distinguishing localized from systemic disease. Up to 25% variability in random-urine excreted levels may be observed, making 24-hour urine collections preferable for cases with borderline results. Children have higher NMH levels than adults. By the age of 16, adult levels have been reached. | While an average North American diet has no effect on urinaryN-methylhistamine (NMH) levels, mild elevations (around 30%) may be observed on very histamine-rich diets. This problem is more pronounced if random-urine specimens are used and collected following a histamine-rich meal. NMH levels may be depressed in individuals who have an alteration in the histamine-N-methyltransferase gene (HNMT), which encodes the enzyme that catalyzes NMH formation. This alteration results in an amino acid change that decreases the rate of NMH synthesis. When N-acetylcysteine is administered at levels sufficient to act as an antidote for the treatment of acetaminophen overdose, it may lead to falsely decreased creatinine results. | 1. Roberts LJ II, Oates JA. Disorders of vasodilator hormones: the carcinoid syndrome and mastocytosis. In: Wilson JD, Foster DW, eds. Williams Textbook of Endocrinology. 8th ed. WB Saunders Company; 1992:1625-1634 2. Keyzer JJ, de Monchy JG, van Doormaal JJ, van Voorst Vader PC. Improved diagnosis of mastocytosis by measurement of urinary histamine metabolites. N Engl J Med. 1983;309(26):1603-1605 3. Akin C, Metcalfe DD. Mastocytosis. In: Leung DYM, Greaves MW, eds. Allergic Skin Disease: A Multidisciplinary Approach. Marcel Dekker, Inc.; 2000:337-352 4. Heide R, Riezebos P, van Toorenbergen AW, Mulder PGH, Tank B, Oranje AP. Abstract 347: Predictive value of urinary N-methylhistamine for bone marrow involvement in mastocytosis. J Invest Dermatol. 2000;115(3):587 5. Van Gysel D, Oranje AP, Vermeiden I, de Lijster de Raadt J, Mulder PG, van Toorenenbergen AW. Value of urinary N-methylhistamine measurements in childhood mastocytosis. J Am Acad Derm. 1996;35(4):556-558 6.Divekar R, Butterfield J. Urinary 11beta-PGF2a and N-methyl histamine correlate with bone marrow biopsy findings in mast cell disorders. Allergy. 2015;70(10):1230-1238. doi:10.1111/all.12668 7. Butterfield J, Weiler CR: The utility of measuring urinary metabolites of mast cell mediators in systemic mastocytosis and mast cell activation syndrome. J Allergy Clin Immunol Prac. 2020;8(8):2533-2541. doi:10.1016/j.jaip.2020.02.021 | N-methylhistamine (NMH)is removed from urine using solid phase extraction. The eluate is analyzed using liquid chromatography/tandem mass spectrometry and quantified using a stable isotope labeled internal standard, d3-NMH. NMH and d3-NMH are detected in multiple reaction monitoring mode using the specific transitions for m/z 126 to m/z 109, and m/z 129 to m/z 112, respectively.(Unpublished Mayo Method) Creatinine: The enzymatic method is based on the determination of sarcosine from creatinine with the aid of creatininase, creatinase, and sarcosine oxidase. The liberated hydrogen peroxide is measured via a modified Trinder reaction using a colorimetric indicator. Optimization of the buffer system and the colorimetric indicator enables the creatinine concentration to be quantified both precisely and specifically.(Package insert: Creatinine plus Ver 2. Roche Diagnostics; V15.0, 03/2019) | 3 to 7 days | 14 days | This test was developed and its performance characteristics determined by Mayo Clinic in a manner consistent with CLIA requirements. It has not been cleared or approved by the US Food and Drug Administration. | 8254282570 | N-Methylhistamine, Random, U | 13781-0 | CRETR | Creatinine, Random, U | 2161-8
NMHR1 | N-Methylhistamine, Random, Urine | Screening for and monitoring of mastocytosis and disorders of systemic mast-cell activation, such as anaphylaxis and other forms of severe systemic allergic reactions as a part of a random urine collection profile Monitoring therapeutic progress in conditions that are associated with secondary, localized, low-grade persistent, mast-cell proliferation and activation such as interstitial cystitis | Only orderable as part of a profile. For more information see NMHR / N-Methylhistamine, Random, Urine. Liquid Chromatography Tandem Mass Spectrometry (LC-MS/MS) | Yes | N-Methylhistamine, Random | Urine | Only orderable as part of a profile. For more information see NMHR /N-Methylhistamine, Random, Urine. Patient Preparation:Patient must not be taking monoamine oxidase inhibitors (MAOI) oraminoguanidineas these medications increaseN-methylhistamine (NMH) levels. Supplies:Sarstedt Aliquot Tube, 5 mL (T914) Container/Tube:Plastic, 5-mL tube Specimen Volume:5 mL Collection Instructions: 1. Collect a random urine specimen. 2. No preservative. | 3 mL | N-methylhistamine (NMH) is the major metabolite of histamine, which is produced by mast cells. Increased histamine production is seen in conditions associated with increased mast-cell activity, such as allergic reactions, but also in mast-cell proliferation disorders, in particular mastocytosis. Mastocytosis is a rare disease. Its most common form, urticaria pigmentosa (UP), affects the skin and is characterized by multiple persistent small reddish-brown lesions that result from infiltration of the skin by mast cells. Systemic mastocytosis is caused by the accumulation of mast cells in other tissues and can affect organs such as the liver, spleen, bone marrow, and small intestine. The mast-cell proliferation in systemic mastocytosis can be either benign or malignant. In children, benign systemic mastocytosis tends to resolve over time, while in most but not all adults, the disease is progressive. Systemic mastocytosis may or may not be accompanied by UP.(1,3) Patients with UP or systemic mastocytosis can have symptoms ranging from itching, gastrointestinal distress, bone pain, and headaches; to flushing and anaphylactic shock. Definitive diagnosis of mastocytosis is made by bone marrow biopsy; however, patients with systemic mastocytosis usually exhibit elevated levels of NMH.(1-5) Other biochemical markers include 11-beta prostaglandin F(2) alpha, a metabolite of prostaglandin D2 (23BPR / 2,3-Dinor11 Beta-Prostaglandin F2 Alpha, Random, Urine), and alpha or beta tryptase (TRYPT / Tryptase, Serum). | Only orderable as part of a profile. For more information see NMHR /N-Methylhistamine, Random, Urine. 0-5 years: 120-510 mcg/g creatinine 6-16 years: 70-330 mcg/g creatinine >16 years: 30-200 mcg/g creatinine | Increased concentrations of urinaryN-methylhistamine (NMH) are consistent with urticaria pigmentosa (UP), systemic mastocytosis, or mast-cell activation. Because of its longer half-life, urinary NMH measurements have superior sensitivity and specificity than histamine, the parent compound. However, not all patients with systemic mastocytosis or anaphylaxis will exhibit concentrations outside the reference range and healthy individuals may occasionally exhibit values just above the upper limit of normal. The extent of the observed increase in urinary NMH excretion is correlated with the magnitude of mast-cell proliferation and activation, UP patients, or patients with other localized mast-cell proliferation and activation, show usually only mild elevations, while systemic mastocytosis and anaphylaxis tend to be associated with more significant rises in NMH excretion (2-fold or more). There is, however, significant overlap in values between UP and systemic mastocytosis, and urinary NMH measurements should not be relied upon alone in distinguishing localized from systemic disease. Up to 25% variability in random-urine excreted levels may be observed, making 24-hour urine collections preferable for cases with borderline results. Children have higher NMH levels than adults. By the age of 16, adult levels have been reached. | While an average North American diet has no effect on urinaryN-methylhistamine (NMH) levels, mild elevations (around 30%) may be observed on very histamine-rich diets. This problem is more pronounced in random-urine specimens especially when it is collected following a histamine-rich meal. NMH levels may be depressed in individuals who have an alteration in the histamine-N-methyltransferase gene (HNMT), which encodes the enzyme that catalyzes NMH formation. This alternation results in an amino acid change that decreases the rate of NMH synthesis. When N-acetylcysteine is administered at levels sufficient to act as an antidote for the treatment of acetaminophen overdose, it may lead to falsely decreased creatinine results. | 1. Roberts LJ II, Oates JA. Disorders of vasodilator hormones: the carcinoid syndrome and mastocytosis. In: Wilson JD, Foster DW, eds. Williams Textbook of Endocrinology. 8th ed. WB Saunders Company;1992:1625-1634 2. Akin C, Metcalfe DD. Mastocytosis. In: Leung DYM, Greaves MW, eds. Allergic Skin Disease: A Multidisciplinary Approach. Marcel Dekker, Inc.:2000:337-352 3. Keyzer JJ, de Monchy JG, van Doormaal JJ, van Voorst Vader PC. Improved diagnosis of mastocytosis by measurement of urinary histamine metabolites. N Engl J Med. 1983;309(26):1603-1605 4. Heide R, Riezebos P, van Toorenbergen AW, et al. Predictive value of urinary N-methylhistamine for bone marrow involvement in mastocytosis. J Invest Dermatol. 2000;115(3):587 5. Van Gysel D, Oranje AP, Vermeiden I, et al. Value of urinary N-methylhistamine measurements in childhood mastocytosis. J Am Acad Derm. 1996;35(4):556-558 6.Divekar R, Butterfield J. Urinary 11b-PGF2a and N-methyl histamine correlate with bone marrow biopsy findings in mast cell disorders. Allergy. 2015;70(10):1230-1238. doi:10.1111/all.12668 7. Butterfield J, Weiler CR: The utility of measuring urinary metabolites of mast cell mediators in systemic mastocytosis and mast cell activation syndrome. J Allergy Clin Immunol Pract. 2020;8(8):2533-2541. doi:10.1016/j.jaip.2020.02.021 | N-methylhistamine (NMH)is removed from urine using solid phase extraction. The eluate is analyzed using liquid chromatography/tandem mass spectrometry and quantified using a stable isotope labeled internal standard, d3-NMH. NMH and d3-NMH are detected in multiple reaction monitoring mode using the specific transitions for m/z 126 to m/z 109, and m/z 129 to m/z 112, respectively.(Unpublished Mayo Method) | 3 to 7 days | 14 days | This test was developed and its performance characteristics determined by Mayo Clinic in a manner consistent with CLIA requirements. It has not been cleared or approved by the US Food and Drug Administration. | 82542 | N-Methylhistamine, Random | 13781-0 | 605015 | N-Methylhistamine, Random, U | 13781-0
FINA | NAbFeron (IFNB-1) Neutralizing Antibody Test | Detection of antibodies to interferon-B-1 | Viral cytopathic effect assay | Yes | NAbFeron (IFN-B) Antibody | Serum | Specimen Type: Serum Container/Tube: Red or SST Specimen Volume: 2 mL Collection Instructions: Draw blood in a plain red-top tube(s), serum gel tube is acceptable. Spin down and send 2 mL of serum refrigerate in a plastic vial. Note: Sample needs to be collected either before treatment with interferon or more than 24 hours following the most recent dose. Patient should not be on steroid therapy for at least two weeks prior to testing. | 0.5 mL |  | Final report has been sent to the referring laboratory. |  | The present of neutralizing antibodies to interferon beta, especially in persistently high titers, may be associated with reduction in the clinical effectiveness of interferon beta therapy (1). Although the measurement of Nabs can add to the clinical and imaging information used to assess the efficacy of interferon beta therapy, these results should be interpreted in the context of clinical presentation and medical history (2, 3). Although rare, false positive or false negative results may occur. All results should be interpreted in the context of clinical findings, relevant history, and other laboratory data. |  |  | 14 to 25 days |  | This test was developed and its analytical performance characteristics have been determined by Athena Diagnostics. It has not been cleared or approved by U.S. Food and Drug Administration. This assay has been validated pursuant to the CLIA regulations and is used for clinical purposes. . | 86382 | NAbFeron (IFN-B) Antibody | Not Provided | Z0083 | NAbFeron (IFN-B) Antibody | Not Provided
FNAD | Nadolol, Serum/Plasma |  | High Performance Liquid Chromatography/Tandem Mass Spectrometry (LC-MS/MS) | Yes | Nadolol | Varies | ***Must submit one specimen per order. Specimens cannot be shared between multiple orders.*** Submit only 1 of the following specimens. Serum Specimen Type:SerumCollection Container/Tube:Red top Specimen Volume:1 mL Collection Instructions:Draw blood in a plain, red-top tube(s). (Serum gel tube is not acceptable.) Spin down and send 1 mL of serum refrigerated in a plastic preservative-free vial. Plasma Specimen Type: PlasmaCollection Container/Tube:Lavender top or pink top (EDTA) Specimen volume:1 mL Collection Instructions:Draw blood in a lavender-top (EDTA) or Pink top tube(s). (Plasma gel tube is not acceptable.) Spin down and send 1 mL of EDTA plasma refrigerated in a plastic preservative-free vial. | 0.4 mL |  | Reporting limit determined each analysis None Detected ng/mL Mean steady-state plasma levels following a daily regimen: 80 mg: 26 - 36 ng/mL 160 mg: 52 - 74 ng/mL 320 mg: 154 - 191 ng mL |  |  |  |  | 8 to 10 days |  | This test was developed and its performance characteristics determined by NMS Labs. It has not been cleared or approved by the U.S. Food and Drug Administration. | 80299 | Nadolol | 12406-5 | Z1867 | Reporting Limit | 19147-8
FNALO | Naloxone - Total (Conjugated/Unconjugated), Screen, Urine |  | High Performance Liquid Chromatography/Tandem Mass Spectrometry (LC-MS/MS) | Yes | Naloxone Screen, Total, U | Urine | **Must submit one specimen per order. Specimens cannot be shared between multiple orders.*** Specimen Type:Urine Container/Tube:Plastic preservative-free urine container Specimen Volume:1 mL Collection Instructions:Collect 1 mL random urine. Send specimen refrigerated in a plastic (preservative-free) urine container. | 0.5 mL |  | Reporting limit determined each analysis (screen and confirmation) Naloxone - Total: None detected ng/mL Naloxone - Total Confirmation: ng/mL |  |  |  |  | 5 to 10 days |  | This test was developed and its performance characteristics determined by NMS Labs. It has not been cleared or approved by the U.S. Food and Drug Administration. | 8030780362 if appropriateG0480 if appropriate | Naloxone Screen, Total, U | Not Provided | Z1411 | Reporting Limit | 19147-8
NAPSN | Napsin A Immunostain, Technical Component Only | Identification of primary lung adenocarcinoma | Immunohistochemistry (IHC) | Yes | Napsin A IHC, Tech Only | For the initial technical component only immunohistochemical (IHC) stain performed, the appropriate bill-only test ID will be reflexed and charged (IHTOI). For each additional technical component only IHC stain performed, an additional bill-only test ID will be reflexed and charged (IHTOA). | Supplies:Immunostain Technical Only Envelope (T693) Specimen Type:Tissue Container/Tube:Immunostains Technical Only Envelope Preferred:2 Unstained positively charged glass slide (25- x 75- x 1-mm) per test ordered; sections 4-microns thick. Acceptable:Formalin-fixed, paraffin-embedded tissue block |  | Napsin A is an aspartic proteinase involved in the proteolytic processing of surfactant precursors in the normal alveolar epithelium. In normal tissues, napsin A is expressed in the cytoplasm of alveolar macrophages, type II pneumocytes, pancreatic ducts and acini, and in renal tubules. Napsin A has clinical utility for the identification of primary lung adenocarcinomas. Napsin A is also positive in a subset of thyroid and renal cell carcinomas (especially papillary type). |  | This test does not include pathologist interpretation, only technical performance of the stain. If interpretation is required, order PATHC / Pathology Consultation for a full diagnostic evaluation or second opinion of the case. The positive and negative controls are verified as showing appropriate immunoreactivity. If a control tissue is not included on the slide, a scanned image of the relevant quality control tissue is available upon request; call 855-516-8404. Interpretation of this test should be performed in the context of the patient's clinical history and other diagnostic tests by a qualified pathologist. | Age of a cut paraffin section can affect immunoreactivity. Stability thresholds vary widely among published literature and are antigen dependent. Best practice is for paraffin sections to be cut within 6 weeks. | 1. Chuman Y, Bergman A, Ueno T, et al. Napsin A, a member of the aspartic protease family, is abundantly expressed in normal lung and kidney tissue and is expressed in lung adenocarcinomas. FEBS Lett. 1999;462(1-2):129-134. doi:10.1016/s0014-5793(99)01493-3 2. Suzuki A, Shijubo N, Yamada G, et al. Napsin A is useful to distinguish primary lung adenocarcinoma from adenocarcinomas of other organs. Pathol Res Pract. 2005;201(8-9):579-586. doi:10.1016/j.prp.2005.05.010 3. Dejmek A, Naucler P, Smedjeback A, et al. Napsin A (TA02) is a useful alternative to thyroid transcription factor-1 (TTF-1) for the identification of pulmonary adenocarcinoma cells in pleural effusions. Diagn Cytopathol. 2007;35(8):493-497. doi:10.1002/dc.20667 4. Zhang C, Schmidt LA, Hatanaka K, Thomas D, Lagstein A, Myers JL. Evaluation of napsin A, TTF-1, p63, p40, and CK5/6 immunohistochemical stains in pulmonary neuroendocrine tumors. Am J Clin Pathol. 2014;142(3):320-324. doi:10.1309/AJCPGA0IUA8BHQEZ 5. Magaki S, Hojat SA, Wei B, So A, Yong WH. An introduction to the performance of immunohistochemistry. Methods Mol Biol. 2019;1897:289-298. doi:10.1007/978-1-4939-8935-5_25 | Immunohistochemistry on sections of paraffin-embedded tissue.(Unpublished Mayo method) | 1 to 3 days | Until staining is complete. | This test has been cleared, approved, or is exempt by the US Food and Drug Administration and is used per manufacturer's instructions. Performance characteristics were verified by Mayo Clinic in a manner consistent with CLIA requirements. | 88342-TC, primary88341-TC, if additional IHC | Napsin A IHC, Tech Only | Order only;no result | 70831 | Napsin A IHC, Tech Only | Bill only; no result
NARC | Narcolepsy-Associated Antigen, HLA-DQB1 Typing, Blood | Ruling out a diagnosis of narcolepsy | Polymerase Chain Reaction (PCR)/Sequence-Specific Oligonucleotide Probes (SSO) | Yes | Narcolepsy Associated Ag, B | Whole Blood ACD-B | Container/Tube: Preferred: Yellow top (ACD solution B) Acceptable: Yellow top (ACD solution A), lavender top (EDTA) Specimen Volume:6 mL Collection Instructions:Send whole blood specimen in original vial.Do not aliquot. Additional Information: Specimen acceptability is based on extracted DNA concentration and not sample age. | 3 mL | Narcolepsy is a neurological condition affecting about 0.02% of African American, White, and Japanese individuals. It is characterized by excessive daytime somnolence and abnormal rapid eye movement (REM) sleep. Cataplexy (weakness precipitated by emotions, especially laughter) is present in 64% to 79% of patients with narcolepsy. Studies have identifiedDQB1*06:02as a useful marker of narcolepsy.DQB1*06:02is found in 90% to 95% of African American, White, and Japanese patients with narcolepsy who also have cataplexy (narcolepsy type 1), but only in 45% to 50% of patients with narcolepsy without cataplexy (narcolepsy type 2). It must also be clearly understood that about 25% of normal people have this gene. BecauseDQB1*06:02is present in the normal population, no test for anHLAgene constitutes a test for narcolepsy. A more reliable approach would be to consider that, in an appropriate patient who has cataplexy, the absence of the strongly associatedDQB1*06:02provides good evidence that the patient doesnothave narcolepsy. However, its absence does not rule-out narcolepsy without cataplexy (narcolepsy type 2). | An interpretive report will be provided. | IfDQB1*06:02is not detected, the narcolepsy-associated antigen test result will be reported as negative forDQB1*06:02. If the allele is detected, the result will be reported as positive forDQB1*06:02. | Based on the catalog of common, intermediate, and well-documented alleles in the world population,(1) certain intermediate or common alleles in some ethnicities may not be resolved. | 1. Hurley CK, Kempenich J, Wadsworth K, et al. Common, intermediate and well-documented HLA alleles in world populations: CIWD version 3.0.0. HLA. 2020;95(6):516-531. doi:10.1111/tan.13811 2. Mignot E, Lin X, Arrigoni J, et al. DQB1*0602 and DQB1*0102 (DQ1) are better markers than DR2 for narcolepsy in Caucasian and Black Americans. Sleep 1994;17:S60-67 3. Chabas D, Taheri S, Renier C, Mignot E. The genetics of narcolepsy. Ann Rev Genomics Hum Genet 2003;4:459-483 4. Andlauer O, Moore H 4th, Hong SC, et al. Predictors of hypocretin (orexin) deficiency in narcolepsy without cataplexy Sleep 2012;35(9):1247-1255F 5. Bassetti CLA, Adamantidis A, Burdakov D, et al. Narcolepsy - clinical spectrum, aetiopathophysiology, diagnosis and treatment. Nat Rev Neurol. 2019;15(9):519-539. doi:10.1038/s41582-019-0226-9 6. Capittini C, De Silvestri A, Terzaghi M, et al. Correlation between HLA-DQB1*06:02 and narcolepsy with and without cataplexy: approving a safe and sensitive genetic test in four major ethnic groups. A systematic meta-analysis. Sleep Med. 2018;52:150-157 7. Miyagawa T, Tokunaga K: Genetics of narcolepsy. Hum Genome Var. 2019;6:4. doi:10.1038/s41439-018-0033-7 | This assay applies Luminex technology to the reverse sequence specific oligonucleotide DNA typing method. First, target DNA ispolymerase chain reaction (PCR)-amplified using a group-specific primer. The PCR product is biotinylated, which allows it to be detected using r-phycoerythrin-conjugated streptavidin. The PCR product is denatured and allowed to rehybridize to complementary DNA probes conjugated to fluorescently coded microspheres. A flow analyzer identifies the fluorescent intensity of phycoerythrin on each microsphere. TheHLAclass II allele or allele groups of the sample are determined by the positive and negative bead identified using a computer software program. The assignment of the human leukocyte antigen (HLA) typing is based on the reaction pattern compared to patterns associated with publishedHLAgene sequences.(Package insert: LABType SSO Typing Tests. One Lambda; Version 04, 11/11/2019) | 3 to 8 days | 14 days | This test has been modified from the manufacturer's instructions. Its performance characteristics were determined by Mayo Clinic in a manner consistent with CLIA requirements. This test has not been cleared or approved by the US Food and Drug Administration. | 81376-HLA Class II typing, low resolution (eg, antigen equivalents); one locus (eg, HLA-DRB1/3/4/5, -DQB1, -DQA1, -DPB1, or -DPA1), each | Narcolepsy Associated Ag, B | 63558-1 | NARCC | Interpretation | 50595-8
QNKS | Natural Killer (NK)/Natural Killer T-Cell Subsets, Quantitative, Blood | Quantitation of the major natural killer (NK)-cell subsets relative to total NK cells (NK cell subsets) or total lymphocytes (NK T cells) Assessment in the following clinical contexts: HIV, primary immune deficiencies with NK cell defects, NK-cell lymphocytosis, solid-organ transplantation, immune reconstitution following bone marrow or hematopoietic cell transplantation This test isnot useful fordiagnosis or classification of NK cell malignancies. This testshould not be usedfor assessing NK cell cytotoxic function. | Flow Cytometry | Yes | Quantitative NK/NKT Subsets | WB Sodium Heparin | Container/Tube:Green top (sodium heparin) Specimen Volume:3 mL Collection Instructions:Send whole blood specimen in original tube.Do not aliquot. Additional Information:For serial monitoring, it is recommended that specimens are collected at the same time of day. | 0.2 mL | Natural killer (NK) cells are derived from pluripotent hematopoietic stem cell precursors but develop independently of the thymus. They comprise a key lymphocyte subset (approximately 10%-15% of peripheral blood mononuclear cells) and are a constituent of the innate immune system since these cells do not rearrange their germline DNA to obtain specificity. NK cells serve an important role in host defense against viral infections, as well as tumor surveillance. They are also a component of the adaptive immune response through cytokine production. NK cell functions are governed by a balance between activating receptors and inhibitory receptors. NK cells are identified by expression of different cell-surface receptors, and they are not a homogeneous population.(1) In general, the most common combination of surface markers used to identify the majority of NK cells is the absence of CD3 (CD3-), along with expression of CD56 (neural cell adhesion molecule) and CD16 (low-affinity IgG Fc receptor-Fc gamma RIII). However, not all NK cells express the CD56 and CD16 markers uniformly and, therefore, can be divided into subsets based on expression of these 2 molecules.(2) The CD16+ CD56+/- (dim or negative) that are CD3- are referred to as cytotoxic NK cells, while the CD56+ (bright) CD16- NK cells are called regulatory or cytokine secreting NK cells.(3) These are not only phenotypically and functionally distinct subsets but also developmentally separate. The majority of human NK cells (approximately 90%) have dim expression of CD56 and moderate to high levels of CD16, as well as perforin and granzymes (2 proteins mediating cytolytic activity) and are therefore high in cytotoxic capability. The remaining minority (approximately 10%) of NK cells are the CD56(bright) cytokine-producing NK cells. Therefore, cytotoxicity and cytokine production are the major functions of NK cells. Cytotoxicity can be subdivided into natural cytotoxicity directed largely toward virally infected cells or tumor cells, in the absence of prior stimulation or immunization, and antibody-dependent cellular cytotoxicity (ADCC) directed against antibody-coated target cells.(4) Circulating NK cells are enriched for the CD56(dim) phenotype, while within the lymph nodes, NK cells are largely CD56(bright). This differential localization is related to the pattern of homing receptors expressed on NK cells: CD56(dim) NK cells express homing markers for inflamed peripheral sites, while CD56(bright) NK cells express receptors for secondary lymphoid organs. The majority of circulating human NK cells, which have cytotoxic function and phenotype (CD56[dim]), are CD27-, while the CD56(bright) cells are CD27+. Therefore, the absence of CD27 expression identifies cytotoxic effector cells within the mature NK cell subsets.(5) Natural killer T (NKT) cells represent a specialized T-cell population that is distinct from conventional T cells. They express an invariant T-cell receptor (TCR) that recognizes self and bacterial glycosphingolipid antigens presented by the MHC class I-like molecule, CD1d.(11) The development of NKT cells is also unique from regular T cells, as NKT cell precursors are positively selected by CD4+CD8+ cortical thymocytes and the signaling pathways differ from the conventional T cells. Activated NKT cells rapidly produce large amounts of Th1 and Th2 cytokines that transactivate other immune components and, therefore, NKT cells are involved in both innate and adaptive immune responses.(11) NK cell deficiencies can be present as part of a larger immunological syndrome or as an isolated deficiency. Some of the primary (monogenic) immunodeficiencies that affect NK cell function or numbers include autoimmune lymphoproliferative syndrome (ALPS) related toCASP8(caspase 8 variants); familial hemophagocytic lymphohistiocytosis (FHL) types 2, 3, and 4 due to variants in thePFP1(encoding perforin),UNC13D(encoding the Munc13-4 protein) andSTX-11(encoding syntaxin -11), respectively; Hermansky-Pudlak syndrome (AP3B1); Papillon-Lefevre syndrome (CTSC: cathepsin C); nuclear factor kappa-beta essential modulator deficiency (NEMO) due to variants in theIKBKGgene; severe combined immunodeficiencies due to mutations in theIL-2RG,JAK3,ADA,PNP,ADK2genes; bare lymphocyte syndrome (TAP2gene); X-linked inhibitor of apoptosis protein deficiency (XIAPgene); X-linked lymphoproliferative disease (XLP): XLP-1 (due to variants in theSAPgene); Griscelli syndrome (RAB27Agene); Chediak-Higashi syndrome (LYSTgene); and Wiskott-Aldrich syndrome (WASgene).(12) Patients with X-linked inhibitor of apoptosis protein (XIAP) deficiency have been variably reported as having either normal numbers of NKT cells (13) or low numbers of NKT cells.(14) The apparent discrepancy in the numbers of NKT cells is likely related to the difference in size of the sample control groups and disease stage of patients between the 2 reports. At the present time, the role of XIAP in development of NKT cells has not been clearly delineated. The isolated NK-cell deficiencies include the absolute NK-cell deficiency (ANKD), the classic NK-cell deficiency (CNKD), and the functional NK-cell deficiency (FNKD). NK-cell function is absent in ANKD and CNKD and deficient in FNKD, while NK cells are present in the latter but absent in the former 2 conditions. NKT cells are absent only in ANKD and present in both CNKD and FNKD.(12) NK-cell dysfunction has also been reported in systemic juvenile rheumatoid arthritis and macrophage activation syndrome.(15) There is also more data emerging on the pathogenic role of NK cells in atopic and autoimmune diseases.(4) Patients with HIV-1 show a gradual loss of NK cells that correlates with disease progression. There is a selective loss of CD56(dim) NK cells, while the numbers of CD56(bright) NK cells remain the same. There appears to be a defect in differentiation from immature CD56- NK cells to mature CD56(dim) NK cells (16), with an expansion of the former (CD56-CD16+) NK cells in HIV viremic patients.(17) Differential mobilization of NK-cell subsets has also been reported related to acute exercise, with CD56(bright) NK cells being less responsive than CD56(dim) NK cells and the ratio of CD56(bright):CD56(dim) favors the former at least up to 1-hour post-exercise.(18) NK cells also play an important role in regulating viral infections, and their deficiency predisposes individuals to susceptibility with herpes virus infections. NKG2D expression has been reported to decrease during human cytomegalovirus infection.(19) NK cells that express inhibitory receptors to self-MHC class I molecules are called "licensed," which means they are functionally more responsive to stimulation, while "unlicensed" NK cells lack receptors for self-MHC class I and are hyporesponsive. Contrary to the hypothesis that "licensed" NK cells are key for viral immunity, the depletion of "unlicensed" NK cells impairs control of viremia, suggesting that these cells are critical for protection against viral infection. NK-cell lymphocytosis is seen in NK-neoplasias, extranodal NK/T-cell lymphoma, aggressive NK-cell leukemia, and blastic NK-cell lymphoma. Chronic NK-cell lymphocytosis is an indolent disorder characterized by proliferation of CD3-CD56+CD16- NK cells. Epstein-Barr virus (EBV) can infect nonneoplastic NK cells(20), and there is an expansion of CD16+CD56(dim) NK cells. Chronic active EBV infection involving NK cells can present with severe inflammatory and necrotic skin reactions typically associated with EBV+ NK-cell lymphoproliferative disease.(21) | The appropriate age-related reference values will be provided on the report. Pediatric reference values are not available for patients younger than 7 years and therefore, interpretation will be based on the 7- to 17-year old ranges with appropriate cautionary statements in the interpretation. | Interpretive comments will be provided, where applicable, along with reference range values for adult patients and pediatric patients from age 7 to 17 years. Since a separate pediatric reference range could not be established for patients younger than 7 years at this time, interpretation of these samples will be made using the 7- to 17-year old reference range as an approximate guideline. | Results should be interpreted in conjunction with the relevant clinical context and other appropriate immunological analyses. | 1. Fan YY, Yang BY, Wu CY. Phenotypically and functionally distinct subsets of natural killer cells in human PBMCs. Cell Biol Int. 2008;32(2):188-197 2. Cooper MA, Fehniger TA, Caligiuri MA. The biology of human natural killer-cell subsets. Trends Immunol. 2001;22(11):633-640 3. Poli A, Michel T, Theresine M, Andres E, Hentges F, Zimmer J. CD56bright natural killer (NK) cells: an important NK cell subset. Immunology. 2009126(4):458-465. doi:10.1111/j.1365-2567.2008.03027.x 4. von Bubnoff D, Andres E, Hentges F, Bieber T, Michel T, Zimmer Jl. Natural killer cells in atopic and autoimmune diseases of the skin. J Allergy Clin Immunol. 2010;125(1):60-68. doi:10.1016/j.jaci.2009.11.020 5. Vossen MT, Matmati M, Hertoghs KM, et al. CD27 defines phenotypically and functionally different human NK cell subsets. J Immunol. 2008;180(6):3739-3745. doi:10.4049/jimmunol.180.6.3739 6. Suarez-Alvarez B, Lopez-Vazquez A, Baltar JM, Ortega F, Lopez-Larrea C. Potential role of NKG2D and its ligands in organ transplantation: a new target for immunointervention. Am J Transplant. 2009;9(2):251-257. doi:10.1111/j.1600-6143.2008.02526.x 7. Borrego F, Robertson MJ, Ritz J, Pena J, Solana R. CD69 is a stimulatory receptor for NK cell and its cytotoxic effect is blocked by CD94 inhibitory receptor. Immunology. 1999;97(1):159-165. doi:10.1046/j.1365-2567.1999.00738.x 8. Takahashi K, Aranami T, Endoh M, Miyake S, Yamamura T. The regulatory role of natural killer cells in multiple sclerosis. Brain. 2004;127(Pt 9):1917-1927. doi:10.1093/brain/awh219 9. Alter G, Malenfant JM, Altfeld M: CD107a as a functional marker for the identification of natural killer cell activity. J Immunol Methods. 2004;294(1-2):15-22 10. Mathew PA, Chuang SS, Vaidya SV, Kumaresan PR, Boles KS, Pham HTK. The LLT1 receptor induces IFN-gamma production by human natural killer cells. Mol Immunol. 2004;40(16):1157-1163. doi:10.1016/j.molimm.2003.11.024 11. Godfrey DI, Stankovic S, Baxter AG. Raising the NKT cell family. Nat Immunol. 2010;11(3):197-206. doi:10.1038/ni.1841 12. Orange JS. Human natural killer cell deficiencies. Curr Opin Allergy Clin Immunol. 2006;6(6):399-409 13. Marsh RA, Villaneuva J, Kim MO, et al. Patients with X-linked lymphoproliferative disease due to BIRC4 mutation have normal invariant natural killer T-cell populations. Clin Immunol. 2009;132(1):116-123. doi:10.1016/j.clim.2009.03.517 14. Rigaud S, Fondaneche MC, Lambert N, et al. XIAP deficiency in humans causes an X-linked lymphoproliferative syndrome. Nature. 2006;444:110-114. doi:10.1038/nature05257 15. Villanueva J, Lee S, Giannini EH, et al. Natural killer cell dysfunction is a distinguishing feature of systemic onset juvenile rheumatoid arthritis and macrophage activation syndrome. Arthritis Res Ther. 2005;7:R30-R37. doi:10.1186/ar1453 16. Tarazona R, Casado JG, Delarosa O, et al. Selective depletion of CD56(dim) NK cell subsets and maintenance of CD56(bright) NK cells in treatment-naive HIV-1-seropositive individuals. J Clin Immunol. 2002;22(3):176-183. doi:10.1023/a:1015476114409 17. Mavilio D, Lombardo G, Benjamin J, et al. Characterization of CD56-/CD16+ natural killer (NK) cells: a highly dysfunctional NK subset expanded in HIV-infected viremic individuals. Proc Natl Acad Sci USA. 2005;102(8):2886-2891. doi:10.1073/pnas.0409872102 18. Timmons BW, Cieslak T. Human natural killer subsets and acute exercise: a brief review. Exerc Immunol Rev. 2008;14:8-23 19. Muntasell A, Magri G, Pende D, Angulo A, Lopez-Botet M. Inhibition of NKG2D in NK cells by cytokines secreted in response to human cytomegalovirus infection. Blood. 2010;115(25):5170-5179. doi:10.1182/blood-2009-11-256479 20. Trempat P, Tabiasco J, Andre P, et al. Evidence for early infection on nonneoplastic natural killer cells by Epstein-Barr virus. J Virol. 2002;76(21):11139-11142. doi:10.1128/jvi.76.21.11139-11142.2002 21. Pacheco SE, Gottschalk SM, Gresik MV, Dishop MK, Okmaura T, McCormick TG. Chronic active Epstein-Barr virus infection of natural killer cells presenting as severe skin reaction to mosquito bites. J Allergy Clin Immunol. 2005 Aug;116(2):470-472. doi:10.1016/j.jaci.2005.04.044 22. Mace EM, Orange JS. Emerging insights into human health and NK cell biology from the study of NK cell deficiencies. Immunol Rev. 2019;287(1):202-225 23. Delmonte OM, Fleisher TA. Flow cytometry: Surface markers and beyond. J Allergy Clin Immunol. 2019;143(2):528-537 24. Knight V, Heimall JR, Chong H, et al. A toolkit and framework for optimal laboratory evaluation of individuals with suspected primary immunodeficiency. J Allergy Clin Immunol Pract. 2021;9(9):3293-3307.e6 | The absolute quantitation of natural killer (NK) subsets is performed as a 2-tube assay with BD Trucount tubes. Tube 1 provides the isotype control for CD56 and CD16 markers. A combination of antibodies directed against the following surface markers are used to identify the 4 major NK subsets as well as natural killer T cells. Whole blood is stained with the surface marker antibodies in the dark for 20 minutes, followed by red blood cells lysis for 10 minutes in BD FACS Lysing solution. Samples are analyzed on a BD FACS Canto II flow cytometer and data analysis is performed in FACS DIVA 8.0 software.(Unpublished Mayo method) | 3 to 4 days | 4 days | This test was developed using an analyte specific reagent. Its performance characteristics were determined by Mayo Clinic in a manner consistent with CLIA requirements. This test has not been cleared or approved by the US Food and Drug Administration. | 86356 x38635986357 | Quantitative NK/NKT Subsets | 98073-0 | QNKSI | Quantitative NK/NKT Interpretation | 69052-9
NERPC | Necropsy, regional (Bill Only) |  | This test is for billing purposes only. This is not an orderable test. | Yes | Necropsy, regional | Varies | This test is for billing purposes only. This is not an orderable test. |  |  | This test is for billing purposes only. This is not an orderable test. | [6 empty] | Not Applicable | 88036
NESPC | Necropsy, single organ (Bill Only) |  | This test is for billing purposes only. This is not an orderable test. | Yes | Necropsy, single organ | Varies | This test is for billing purposes only. This is not an orderable test. |  |  | This test is for billing purposes only. This is not an orderable test. | [7 empty] | 88037
NMS1 | Necrotizing Myopathy Evaluation, Serum | Evaluating patients with suspected necrotizing autoimmune myopathy | SRPIS, SRPTS: Indirect Immunofluorescence Assay (IFA) SRPBS: Immunoblot HMGCR: Chemiluminescent Assay (CIA) NSI1: Medical Interpretation | Yes | Necrotizing Myopathy Evaluation, S | A thorough understanding of a patient’s history, along with clinical examination and laboratory testing, are needed for a clinico-sero-pathological diagnosis of immune-mediated necrotizing myopathy (IMNM). To assess the probability of your patient having IMNM, see theImmune-mediated necrotizing myopathy calculator. | Collection Container/Tube: Preferred:Red top Acceptable:Serum gel Submission Container/Tube:Plastic vial Specimen Volume:3 mL Collection Instructions:Centrifuge within 2 hours of collection and aliquot serum into a plastic vial. | 2 mL | Necrotizing autoimmune myopathy (NAM) is a serious, but rare muscle disease strongly associated with autoantibodies to either signal recognition protein (SRP) or 3-hydroxy-3-methylglutaryl-CoA reductase (HMGCR).(1) NAM typically manifests with subacute proximal limb muscle weakness and persistently elevated serum creatine kinase (CK) concentrations, but slower onsets can occur and complicate diagnosis. Muscle biopsies in affected patients can demonstrate necrotic and regenerating myofibers without inflammatory infiltrates, suggesting the diagnosis.(2) However, sampling issues and lack of access to persons having expertise in obtaining, preparing, and interpreting muscle biopsy specimens may delay a diagnosis.(3) Early identification of NAM and subsequent aggressive immune-modulating therapy is critical.(1,3) Discovery of SRP- or HMGCR–IgG autoantibodies can aid in establishing an earlier diagnosis and treatment initiation. In addition, the discovery of SRP or HMGCR autoantibodies should prompt a search for an underlying malignancy.(4) Serial testing for these autoantibodies can delay diagnosis with the discovery of either antibody aiding in establishing an earlier diagnosis and treatment initiation.(1,3) The clinical onsets are not specific to NAM consisting of proximal limb weakness in associations with an elevated serum creatinine kinase, with or without exposure to lipid lowering statin medications.(1,3-9) The clinical presentation can be confused with forms of inflammatory (dermatomyositis, polymyositis), toxic, metabolic or even neurodegeneration (ie, muscular dystrophy) and the diagnosis delayed without serological testing by SRP- or HMGCR-autoantibody testing. Panel testing of both HMGCR and SRP autoantibodies is the preferred strategy for the best patient care. | 3-Hydroxy-3-Methylglutaryl Coenzyme-A (HMG-CoA) Reductase: <20.0 CU Signal Recognition Particle Antibody Screen: Negative Signal Recognition Particle Antibody: Negative Signal Recognition Particle Antibody, Titer: <1:240 | Seropositivity for 3-hydroxy-3-methylglutaryl-CoA reductase (HMGCR) or signal recognition protein (SRP) autoantibodies supports the clinical diagnosis of necrotizing autoimmune myopathy (NAM). A paraneoplastic basis should be considered, according to age, sex, and other risk factors. In cases of NAM, immune therapy is required and often multiple simultaneously utilized immunotherapies are needed to successfully treat patients. | Antibodies against 3-hydroxy-3-methylglutaryl-CoA reductase (HMGCR) or signal recognition protein (SRP) may be detected in cases of polymyositis, dermatomyositis, or other autoimmune disorders. It is recommended that serology results be interpreted along with muscle biopsy findings and in the appropriate clinical context. | 1. Kassardjian CD, Lennon VA, Alfugham NB, et al: Clinical Features and Treatment Outcomes of Necrotizing Autoimmune Myopathy. JAMA Neurol 2015 Sep;72(9):996-1003 2. Emslie-Smith A M, Engel A G: Necrotizing myopathy with pipestem capillaries, microvascular deposition of the complement membrane attack complex (MAC), and minimal cellular infiltration. Neurology 1991;41(6):936-939 3. Ramanathan S, Langguth D, Hardy T, et al: Clinical course and treatment of anti-HMGCR antibody-associated necrotizing autoimmune myopathy. Neurol Neuroimmunol Neuroinflamm 2015 June;2(3):e96 4. Allenbach Y, Keraen J, Bouvier AM, et al: High risk of cancer in autoimmune necrotizing myopathies: usefulness of myositis specific antibody. Brain 2016 Aug;139(Pt 8):2131-2135 5. Christopher-Stine L, Casciola-Rosen L, Hong G, et al: A novel autoantibody recognizing 200-kd and 100-kd proteins is associated with an immune-mediated necrotizing myopathy. Arthritis Rheum 2010 May;62(9):2757-2766 6. Mammen AL, Chung T, Christopher-Stine L, et al: Autoantibodies against 3-hydroxy-3-methylglutaryl-coenzyme A reductase in patients with statin-associated autoimmune myopathy. Arthritis Rheum 2011 Mar;63(3):713-721 7. Hengstman GJ, ter Laak HJ, Vree Egberts WT, et al: Anti-signal recognition particle autoantibodies: marker of a necrotising myopathy. Ann Rheum Dis 2006;65(12):1635-1638 8. Miller T, Al-Lozi MT, Lopate G, Pestronk A: Myopathy with antibodies to the signal recognition particle: clinical and pathological features. J Neurol Neurosurg Psychiatry 2002 Oct;73(4):420-428 9. Watanabe Y, Uruha A, Suzuki S, et al: Clinical features and prognosis in anti-SRP and anti-HMGCR necrotising myopathy. J Neurol Neurosurg Psychiatry 2016 Oct;87(10):1038-1044 | Signal Recognition Protein Indirect Immunofluorescence Assay: The patient's sample is tested by a standardized indirect immunofluorescence assay (IFA) that uses composite frozen sections of mouse cerebellum, kidney, and gut tissues. After incubation with patient sample and washing, fluorescein-conjugated goat antihuman IgG is applied. Signal recognition protein (SRP)-specific autoantibodies are identified by their characteristic fluorescence staining patterns. Samples that are scored positive are titrated to an endpoint. Interference by coexisting non-neuron-specific autoantibodies is eliminated or lessened by serologic absorption. This method does not distinguish between antibodies against different SRP proteins.(Package insert: EUROLINE Autoimmune Inflammatory Myopathies 16 Ag (IgG) test instruction. EUROIMMUN Medizinische Labordiagnostika AG; Version: 03/2018) 3-Hydroxy-3-Methylglutaryl Coenzyme A Reductase: IgG antibodies to 3-hydroxy-3-methylglutaryl coenzyme A reductase (HMGCR) are detected by a chemiluminescent assay using the Inova BIO-FLASH instrument.HMGCR antigen is coated on to paramagnetic beads, which are stored in the reagent cartridge lyophilized. When the assay cartridge is ready to be used for the first time, a buffer solution is added to the tube containing the beads, and the beads are resuspended with the buffer. The reagent cartridge is then loaded onto the BIO-FLASH instrument. A patient serum sample is diluted 1:17 by the instrument in a disposable plastic cuvette. An aliquot of the diluted patient serum, HMGCR-coupled beads, and assay buffer are combined into a second cuvette and mixed. This cuvette is incubated at 37 degrees C. The beads are then magnetized and washed several times. Isoluminol conjugated anti-human IgG antibody is then added to the cuvette, and incubated at 37 degrees C. Again, the beads are magnetized and washed repeatedly. The isoluminol conjugate produces a luminescent reaction when "trigger" reagents are added to the cuvette. The light produced from this reaction is measured as relative light units (RLU) by the BIO-FLASH optical system. RLU values are proportional to the amount of bound isoluminol conjugate, which in turn is proportional to the amount of anti-HMGCR antibodies bound to the antigen on the beads. The QUANTA Flash HMGCR assay utilizes a predefined lot specific master curve that is uploaded into the instrument through the reagent cartridge barcode. Based on the results obtained by running two calibrators, an instrument specific working curve is created, which is used by the software to calculate chemiluminescent units from the RLU value obtained for each sample.(Package insert: QUANTA Flash HMGCR 701333. Inova Diagnostics, Inc; v04, 09/2018) SRP Immunoblot: The assay is performed using the EUROBlotOne instrument. All reagents required are supplied in the kit. Samples are diluted 1:100 (15 mcL in 1.5 mL sample buffer) and added to the strips placed in incubation trays. The sample and test strips are incubated for 30 minutes at room temperature. Unbound antibodies are removed from trays by washing steps using wash buffer. Bound patient IgG antibodies are detected by adding antihuman-IgG antibodies coupled to horse radish peroxidase followed by incubation at room temperature for 30 minutes. The strips are washed again to remove excess antihuman-IgG antibodies. The substrate is added for 10 minutes (room temperature) and the reaction is subsequently stopped. The strip is scanned, and band intensities are digitized. The digital image is converted to band signal intensities by the EUROLineScan software, which are normalized to an internal standard. Bands corresponding to SRP with signal intensities of 15 U (arbitrary) or greater are reported as positive. The SRP antigen used is recombinant SRP 54. Positive immunoblot results confirm that a patient's serum contains antibodies directed against the SRP 54 subunit. Negative immunoblot results do exclude the presence of SRP antibodies.(Package insert: EUROLINE Autoimmune Inflammatory Myopathies 16 Ag (IgG) test instruction. EUROIMMUN Medizinische Labordiagnostika AG; Version: 03/2018) | 10 to 14 days | 28 days | This test was developed and its performance characteristics determined by Mayo Clinic in a manner consistent with CLIA requirements. It has not been cleared or approved by the US Food and Drug Administration. | 862558239786256 (if appropriate)84182 (if appropriate) | Necrotizing Myopathy Evaluation, S | 97561-5 | 607414 | HMG-CoA Reductase Ab, S | 93493-5
FNECT | Nectarine (Prunus spp) IgE |  | Enzyme Immunoassay (EIA) | Yes | Nectarine IgE | Serum | Specimen Type:Serum Container/Tube:Red top Specimen Volume:0.5 mL Collection Instructions:Draw blood in a plain red-top tube(s), serum gel tube(s) is acceptable. Spin down and send 0.5 mL of serum refrigerated in a plastic vial. | 0.5 mL |  | <0.35 kU/L | Class IgE (kU/L) Comment 0 <0.35 Below Detection 1 0.35-0.69 Low Positive 2 0.70-3.49 Moderate Positive 3 3.50-17.49 Positive 4 17.50-49.99 Strong Positive 5 >49.99 Very Strong Positive |  |  |  | 4 to 7 days |  | This test was developed and its performance characteristics determined by Eurofins Viracor. It has not been cleared or approved by the U.S. Food and Drug Administration. | 86003 | Nectarine IgE | 7523-4 | Z4001 | CLASS | 102460-3
NEGCT | Negative Control, Technical Component Only | Qualitative detection of protein expression within cells in paraffin-embedded tissues | Immunohistochemistry (IHC) | Yes | Negative Control IHC, Tech Only | For the initial technical component only immunohistochemical (IHC) stain performed, the appropriate bill-only test ID will be reflexed and charged (IHTOI). For each additional technical component only IHC stain performed, an additional bill-only test ID will be reflexed and charged (IHTOA). | Supplies:Immunostain Technical Only Envelope (T693) Specimen Type: Tissue Container/Tube:Immunostains Technical Only Envelope Preferred:2 Unstained positively charged glass slide (25- x 75- x 1-mm) per test ordered; sections 4-microns thick. Acceptable:Formalin-fixed, paraffin-embedded tissue block |  | Patterns of protein expression as determined by immunohistochemistry can be useful for pathologic diagnosis and classification. |  | This test does not include pathologist interpretation, only technical performance of the stain. If interpretation is required, order PATHC / Pathology Consultation for a full diagnostic evaluation or second opinion of the case. The positive and negative controls are verified as showing appropriate immunoreactivity. If a control tissue is not included on the slide, a scanned image of the relevant quality control tissue is available upon request; call 855-516-8404. Interpretation of this test should be performed in the context of the patient's clinical history and other diagnostic tests by a qualified pathologist. | Age of a cut paraffin section can affect immunoreactivity. Stability thresholds vary widely among published literature and are antigen dependent. Best practice is for paraffin sections to be cut within 6 weeks. | Magaki S, Hojat SA, Wei B, So A, Yong WH. An Introduction to the Performance of Immunohistochemistry. Methods Mol Biol. 2019;1897:289-298. doi:10.1007/978-1-4939-8935-5_25 | Immunohistochemistry on sections of paraffin-embedded tissue.(Unpublished Mayo method) | 1 to 3 days | Until staining is complete. | This test was developed and its performance characteristics determined by Mayo Clinic in a manner consistent with CLIA requirements. It has not been cleared or approved by the US Food and Drug Administration. |  | Negative Control IHC, Tech Only | Order only;no result | 70723 | Negative Control IHC, Tech Only | Bill only; no result
MGRNA | Neisseria gonorrhoeae, Miscellaneous Sites, Nucleic Acid Amplification, Varies | DetectingNeisseria gonorrhoeaein non-USFoodandDrugAdministration-approved specimen types This test isnot intended for usein medico-legal applications. | Transcription Mediated Amplification | Yes | N. gonorr, Misc, Amplified RNA | Varies | Submit only 1 of the following specimens: Specimen Type:Ocular (corneal/conjunctiva) Supplies: Aptima Unisex Swab Collection Kit (T583) Aptima Multitest Swab Specimen Collection Kit (T584) Container/Tube:Aptima Multitest Swab or Aptima Collection Unisex Swab Specimen Volume:Swab Collection Instructions: 1. Swab site using Aptima Multitest Swab or Aptima Collection Unisex Swab.Specimens must be collected using either of these options. Note:The white swab provided within the collection kit is a cleaning swab and should not be used for collection. Discard the white cleaning swab. 2. Place collection swab in transport tube provided in collection kit. Snap off swab at score line so swab fits into closed tube. 3. Cap tube securely and label tube with patient's entire name and collection date and time. 4. Maintain swab container at 2 to 30 degrees C (refrigerate temperature is preferred), transport within 60 days of collection. Specimen Type:Peritoneal fluid (pelvic wash, cul-de-sac fluid) Supplies:Aptima Thin Prep Transport Tube (T652) Container/Tube:Aptima specimen transfer tube Specimen Volume:1 mL Collection Instructions: 1. Transfer 1 mL of specimen into the Aptima specimen transfer tube within 24 hours of collection. 2. Cap tube securely and label tube with patient's entire name and collection date and time. 3. Maintain Aptima specimen transfer tube at 2 to 30 degrees C (refrigerate temperature is preferred), transport within 30 days of collection. | See Specimen Required | Gonorrhea is caused by the bacteriumNeisseria gonorrhoeae. It is a very commonsexually transmitted infection (STI), with over 677,000 cases of gonorrhea reported to theCentersforDiseaseControlandPrevention(CDC) in 2020. Likechlamydia, many infections in women are asymptomatic, and the true prevalence of gonorrhea is likely much higher than reported. The organism causes genitourinary infections in women and men and may be associated with dysuria as well as vaginal, urethral, or rectal discharge. Complications include pelvic inflammatory disease in women and gonococcal epididymitis and prostatitis in men. Gonococcal bacteremia, pharyngitis, and arthritis may also occur. Infection in men is typically associated with symptoms that would prompt clinical evaluation. Given the risk for asymptomatic infection in women, screening is recommended for women at increased risk of infection (eg, women with previous gonorrhea or other STIs, inconsistent condom use, new or multiple sex partners, and women in certain demographic groups, such as those in communities with high STI prevalence). The CDC currently recommends dual antibiotic treatment due to emerging antimicrobial resistance. Culture was previously considered to be the gold standard test for diagnosis ofChlamydia trachomatisandN gonorrhoeaeinfections. However, these organisms are labile in vitro;therefore, precise specimen collection, transportation, and processing conditions are required to maintain organism viability, which is necessary for successful culturing. In comparison, nucleic acid amplification testing (NAAT) provides superior sensitivity and specificity and is now considered the reference standard method for diagnosis in most cases. Immunoassays and nonamplification DNA tests are also available forC trachomatisandN gonorrhoeaedetection, but these methods are significantly less sensitive and less specific than NAAT. Improved screening rates and increased sensitivity of NAAT have resulted in an increased number of accurately diagnosed cases. Improved detection rates result from improved performance characteristics of the assays and patients' easy acceptance of urine testing. Early identification of infection enables sexual partners to seek testing and/or treatment as soon as possible and reduces the risk of disease spread. Prompt treatment reduces the risk of infertility in women. | Negative | A positive result indicates the presence of nucleic acid fromNeisseria gonorrhoeaeand strongly supports the diagnosis of gonorrheal infection. A negative result indicates the absence ofN gonorrhoeaenucleic acid. A negative result does not exclude the possibility of infection. If clinical indications strongly suggest gonococcal or chlamydial infection, additional specimens should be collected for testing. A result of inconclusive indicates that a new specimen should be collected. The predictive value of an assay depends on the prevalence of the disease in any specific population. In settings with a high prevalence of sexually transmitted infections, positive assay results have a high likelihood of being true-positive results. In settings with a low prevalence of sexually transmitted infections, or in any settings in which a patient's clinical signs and symptoms or risk factors are inconsistent with gonococcal urogenital infection, positive results should be carefully assessed, and the patient retested by other methods (eg, culture forN gonorrhoeae) if appropriate. | This report is intended for clinical monitoring or management of patients; it is not intended for use in medico-legal applications. Appropriate specimen collection and handling is necessary for optimal assay performance. Results should be interpreted in conjunction with other laboratory and clinical information. A negative test result does not exclude the possibility of infection. Improper specimen collection, concurrent antibiotic therapy, presence of inhibitors, or low numbers of organisms in the specimen (ie, below the sensitivity of the test) may cause false-negative test results. In low-prevalence populations, positive results must be interpreted carefully as false-positive results may occur more frequently than true-positive results in this setting. No interference is expected with swab specimens due to: -Blood -Lubricants and spermicides | 1. Workowski KA, Bachmann LH, Chan PA, et al. Sexually transmitted infections treatment guidelines, 2021. MMWR Recomm Rep. 2021;70(4):1-187. doi:10.15585/mmwr.rr7004a1 2. Adamson PC, Klausner JD. Diagnostic tests for detecting Chlamydia trachomatis and Neisseria gonorrhoeae in rectal and pharyngeal specimens. J Clin Microbiol. 2022;60(4):e0021121. doi:10.1128/JCM.00211-21 | The Hologic Aptima Combo 2 Assay combines the technologies of target capture, transcription-mediated amplification, and dual kinetic assay. The detection of the ribosomal RNA amplification product sequences (amplicon) is achieved using nucleic acid hybridization. Single-stranded chemiluminescent DNA probes are labeled and combined with amplicon to form stable RNA:DNA hybrids. Light emitted from the labeled RNA:DNA hybrids is measured as photon signals in a luminometer.(Package insert: APTIMA Combo 2 Assay, AW-25929-001. Hologic, Inc; Rev. 002, 06/2023) | 1 to 4 days | 7 days | This test has been modified from the manufacturer's instructions. Its performance characteristics were determined by Mayo Clinic in a manner consistent with CLIA requirements. This test has not been cleared or approved by the US Food and Drug Administration. | 87591 | N. gonorr, Misc, Amplified RNA | 43305-2 | SRC22 | SOURCE: | 31208-2
GCRNA | Neisseria gonorrhoeae, Nucleic Acid Amplification, Varies | DetectingNeisseria gonorrhoeae This test isnot intended for usein medico-legal applications. | Transcription Mediated Amplification | Yes | Neisseria gonorrhoeae Amplified RNA | Varies | Submit only 1 of the following specimens: Specimen Type:Endocervix/cervix Supplies:Aptima Unisex Swab Collection Kit (T583) Container/Tube:Aptima Unisex Swab Specimen Volume:Swab Collection Instructions: 1.Specimens must be collected using the Aptima Unisex Swab Collection Kit. 2. Use cleaning swab (white shaft) to remove excess mucus from endocervix/cervix. 3. Discard the cleaning swab. 4. Insert second swab (blue shaft) 1 to 1.5 cm into endocervical canal and rotate swab gently for 30 seconds. Avoid touching vaginal wall when removing swab. 5. Place second swab into transport tube provided in collection kit. 6. Snap off swab at score line so swab fits into closed tube. 7. Cap tube securely, and label tube with patient's entire name and collection date and time. 8. Maintain swab container at 2 to 30 degrees C (refrigerate temperature is preferred) and transport within 60 days of collection. If longer storage is needed, freeze at -20 to -70 degrees C for 12 months. Specimen Type:Vaginal Supplies:Aptima Multitest Swab Specimen Collection Kit (T584) Container/Tube:Aptima Multitest Swab Specimen Volume:Swab Collection Instructions: 1.Specimen must be collected using the Aptima Multitest Swab Specimen Collection Kit. 2. Insert swab (pink shaft) about 5 cm past introitus and rotate gently for 30 seconds. 3. Place swab into transport tube provided in collection kit. Snap off swab at score line so swab fits into closed tube. 4. Cap tube securely, and label tube with patient's entire name and collection date and time. 5. Maintain swab container at 2 to 30 degrees C (refrigerate temperature is preferred) and transport within 60 days of collection. If longer storage is needed, freeze at -20 to -70 degrees C for 12 months. Specimen Type:Urethra (Males Only) Supplies:Swab, Aptima Unisex Swab Collection Kit (T583) Container/Tube:Aptima Unisex Swab Specimen Volume:Swab Collection Instructions: 1.Specimen must be collected using the Aptima Unisex Swab Collection Kit. 2. Patient should not have urinated for at least 1 hour prior to collection. 3. With a rotating movement, insert swab (blue shaft) 2 to 4 cm into urethra. 4. Once inserted, rotate swab gently at least 1 full rotation using sufficient pressure to ensure swab comes into contact with all urethral surfaces. Allow swab to remain inserted for 2 to 3 seconds. 5. Place swab in transport tube provided in collection kit. Snap off swab at score line so swab fits into closed tube. 6. Cap tube securely, and label tube with patient's entire name and collection date and time. 7. Maintain swab container at 2 to 30 degrees C (refrigerate temperature is preferred) and transport within 60 days of collection. If longer storage is needed, freeze at -20 to -70 degrees C for 12 months. Specimen Type:Urine Supplies:Aptima Urine Transport Tube (T582) Container/Tube:Aptima urine specimen transport tube Specimen Volume:15 to 20 mL Collection Instructions: 1. Patient should not have urinated for at least 1 hour prior to specimen collection. 2. Patient should collect first portion of random voided urine (first part of stream) into a sterile, plastic, preservative-free container. 3. Within 24 hours of collection. transfer 2 mL of urine into the urine specimen transport tube using the disposable pipette provided. The correct volume of urine has been added when the fluid level is between the black fill lines on the urine transport tube. 4. Place the labels on the transport tube so the black fill lines are still visible for volume confirmation at Mayo Clinic Laboratories. 5. Maintain urine specimen transport tube at 2 to 30 degrees C (refrigerate temperature is preferred) and transport within 30 days of collection. If longer storage is needed, freeze at -20 to -70 degrees C for 12 months. Specimen Type:ThinPrep Specimen (Endocervix/cervix) Supplies:Aptima ThinPrep Transport Tube (T652) Container/Tube:ThinPrep (also called PreservCyt) Collection Kit Specimen Volume:1 mL Collection Instructions: 1. Collect ThinPrep sample as per normal collection process. 2. ThinPrep specimen must be aliquoted (as outlined below)beforeit is processed for Papanicolaou testing (smear). 3. Vortex ThinPrep/PreservCyt vial 3 to 10 seconds. Within 1 minute of vortexing: a. Transfer 1 mL of specimen into the Aptima ThinPrep Transport Tube (ie, specimen transfer tube) using a disposable transfer pipette or a pipette tip containing a filter (aerosol barrier or hydrophobic plug). b. Process only 1 ThinPrep and transfer tube set at a time. c. Recap Aptima Specimen Transfer Tube tightly and gently invert 3 times to mix. 4. Label Aptima transfer tube with appropriate label. 5. Use remainder of ThinPrep specimen for Papanicolaou testing. 6. Maintain specimen transport tube at 2 to 8 degrees C (refrigerate temperature is preferred) and transport within 30 days of collection, or within 14 days if stored at 15 to 30 degrees C. If longer storage is needed, freeze at -20 to -70 degrees C for 12 months. Specimen Type:Oropharynx/pharynx/throat Supplies:Aptima Multitest Swab Collection Kit (T584) Container/Tube:Aptima Collection Multitest Swab Specimen Volume:Swab Collection Instructions: 1.Specimens must be collected using Aptima Multitest Swab Specimen Collection Kit. 2. Swab site using Aptima Collection Multitest Swab (pink shaft). 3. Place collection swab in transport tube provided in collection kit. Snap off swab at score line so swab fits into closed tube. 4. Cap tube securely and label tube with patient's entire name and collection date and time. 5. Maintain swab container at either 4 to 30 degrees C (refrigerate temperature is preferred) or -20 to -70 degrees C, and transport within 60 days of collection. Specimen Type:Rectal/anal Supplies:Aptima Multitest Swab Collection Kit (T584) Container/Tube:Aptima Multitest Swab Specimen Volume:Swab Collection Instructions: 1.Specimens must be collected using Aptima Multitest Swab Specimen Collection Kit. 2. Insert swab into rectum about 3 to 5 cm past anal margin and gently rotate swab for 10 seconds. 3. Place collection swab in transport tube provided in collection kit. Snap off swab at score line so swab fits into closed tube. 4. Cap tube securely and label tube with patient's entire name and collection date and time. 5. Maintain swab container at either 4 to 30 degrees C (refrigerate temperature is preferred) or -20 to -70 degrees C, and transport within 60 days of collection. | Urine: 2 mL Endocervix/cervix in PreservCyt or Swab specimens: See Specimen Required | Gonorrhea is caused by the bacteriumNeisseria gonorrhoeae. It is a very common sexually transmitted infection (STI), with over 677,000 cases of gonorrhea reported to the Centers for Disease Control and Prevention (CDC) in 2020. Likechlamydia, many infections in women are asymptomatic, and the true prevalence of gonorrhea is likely much higher than reported. The organism causes genitourinary infections in women and men and may be associated with dysuria as well as vaginal, urethral, or rectal discharge. Complications include pelvic inflammatory disease in women and gonococcal epididymitis and prostatitis in men. Gonococcal bacteremia, pharyngitis, and arthritis may also occur. Infection in men is typically associated with symptoms that would prompt clinical evaluation. Given the risk for asymptomatic infection in women, screening is recommended for women at increased risk of infection (eg, women with previous gonorrhea or other STIs, inconsistent condom use, new or multiple sex partners, and women in certain demographic groups such as those in communities with high STI prevalence). The CDC currently recommends dual antibiotic treatment due to emerging antimicrobial resistance. Culture was previously considered to be the gold standard test for diagnosis ofChlamydia trachomatisandN gonorrhoeaeinfections. However, these organisms are labile in vitro;therefore, precise specimen collection, transportation, and processing conditions are required to maintain organism viability, which is necessary for successful culturing. In comparison, nucleic acid amplification testing (NAAT) provides superior sensitivity and specificity and is now considered the reference standard method for diagnosis in most cases. Immunoassays and nonamplification DNA tests are also available forC trachomatisandN gonorrhoeaedetection, but these methods are significantly less sensitive and less specific than NAAT. Improved screening rates and increased sensitivity of NAAT testing have resulted in an increased number of accurately diagnosed cases. Improved detection rates result from improved performance characteristics of the assays and patients' easy acceptance of urine testing. Early identification of infection enables sexual partners to seek testing and/or treatment as soon as possible and reduces the risk of disease spread. Prompt treatment reduces the risk of infertility in women. | Negative | A positive result indicates the presence of nucleic acid fromNeisseria gonorrhoeaeand supports a diagnosis of gonorrhea. A negative result indicates that nucleic acid fromN gonorrhoeaewas not detected. A negative result does not exclude the possibility of infection. If clinical indications strongly suggest gonococcal infection, additional specimens should be collected for testing. A result of inconclusive indicates that a new specimen should be collected. The predictive value of an assay depends on the prevalence of the disease in any specific population. In settings with a high prevalence of sexually transmitted infections, positive assay results have a high likelihood of being true-positive results. In settings with a low prevalence of sexually transmitted infections, or in any settings in which a patient's clinical signs and symptoms or risk factors are inconsistent with gonococcal urogenital infection, positive results should be carefully assessed, and the patient retested by other methods (eg, culture forN gonorrhoeae) if appropriate. | Care must be taken to avoid cross-contamination during handling of PreservCyt solution liquid Pap specimens. If testing PreservCyt specimens processed with the ThinPrep 2000 processor, it is important to follow procedures to reduce the risk for cross-contamination during Pap processing, such as bleaching of the PreservCyt filter cap and changing gloves between each sample. Refer to theThinPrep 2000 Processor Operator's Manualand the Aptima specimen for more guidance. The performance of endocervical, vaginal, and male urethral swab specimens, urine specimens, and PreservCyt solution liquid Pap specimens has not been evaluated in adolescents less than 14 years. The performance of vaginal swab specimens has not been evaluated in pregnant women. This report is intended for clinical monitoring or management of patients; it is not intended for use in medico-legal applications. Appropriate specimen collection and handling is necessary for optimal assay performance. Results should be interpreted in conjunction with other laboratory and clinical information. A negative test result does not exclude the possibility of infection. Improper specimen collection, concurrent antibiotic therapy, presence of inhibitors, or low numbers of organisms in the specimen (ie, below the sensitivity of the test) may cause false-negative test results. In low-prevalence populations, positive results must be interpreted carefully, as false-positive results may occur more frequently than true-positive results in this setting. In general, this assay should not be used to assess therapeutic success or failure since nucleic acids fromthese organismsmay persist for 3 weeks or more following antimicrobial therapy. The presence of mucous does not interfere with this assay. However, this test requires endocervical cells, and if excess mucous is not removed prior to collection, adequate numbers of these cells may not be obtained. No interference is expected with swab specimens due to: -Blood -Lubricants and spermicides The effects of tampon use, douching, specimen types other than those listed in Specimen Required, and specimen collection variables have not been determined. Testing of urine specimens with this method is not intended to replace cervical exam and endocervical sampling for diagnosis of urogenital infection; infections may result from other causes, or concurrent infections may occur. Testing urine specimens as the sole test for identifying female patients with gonococcal infections may miss some infected individuals. Performance estimates for urine specimens are based on evaluation of urine obtained from the first part of the urine stream; performance on midstream collections has not been determined. This assay has not been shown to cross-react with commensal (nonpathogenic)Neisseriaspecies in the oropharynx. | 1. Workowski KA, Bachmann LH, Chan PA, et al. Sexually transmitted infections treatment guidelines, 2021. MMWR Recomm Rep. 2021;70(4):1-187. doi:10.15585/mmwr.rr7004a1 2. Adamson PC, Klausner JD. Diagnostic test for detecting Chlamydia trachomatis and Neisseria gonorrhoeae in rectal and pharyngeal specimens. J Clin Microbiol. 2022;60(4):e0021121. doi:10.1128/JCM.00211-21 | The HOLOGIC APTIMA Combo 2 Assay combines the technologies of target capture, transcription-mediated amplification, and dual kinetic assay. The detection of the ribosomal RNA amplification product sequences (amplicon) is achieved using nucleic acid hybridization. Single-stranded chemiluminescent DNA probes are labeled and combine with amplicon to form stable RNA:DNA hybrids. Light emitted from the labeled RNA:DNA hybrids is measured as photon signals in a luminometer.(Package insert: APTIMA Combo 2 Assay, AW-25929-001. Hologic, Inc; Rev 002, 06/2023) | 1 to 4 days | 7 days | This test has been cleared, approved, or is exempt by the US Food and Drug Administration and is used per manufacturer's instructions. Performance characteristics were verified by Mayo Clinic in a manner consistent with CLIA requirements. | 87591 | Neisseria gonorrhoeae Amplified RNA | 43305-2 | 34875 | Neisseria gonorrhoeae amplified RNA | 43305-2
FNMEN | Neisseria Meningitidis IgG Vaccine Response |  | Multi-Analyte Immunodetection (MAID) | Yes | N. meningitidis IgG Vacc Response | Serum | Container/Tube: Preferred:Red top tube Acceptable:Serum gel tube Specimen Volume:0.5 mL Collection Instructions:Draw blood in a plain red-top tube(s), serum gel tube(s) is acceptable. Spin down and send 0.5 mL of serum refrigerated in a plastic vial. Note:Serum gel tube is acceptable, but must pour off into a plastic vial. | 0.3 mL |  | Reference Ranges (pre-vaccination): Serogroup A<4.0 ug/mL Serogroup C<5.0 ug/mL Serogroup Y<4.0 ug/mL Serogroup W-135<3.0 ug/mL This assay measures serum IgG antibodies recognizingpolysaccharide antigens from the four Neisseria meningitidisserogroups included in the licensed meningococcal vaccine.The meningococcal vaccine response is best evaluated bytesting pre-vaccination and post-vaccination samples inparallel. A two-fold or greater increase for at least two sero-groups is expected when comparing post-vaccination topre-vaccination results. N. meningitidis IgG levels peakapproximately one month post-vaccination, but declinemarkedly by two years. |  |  |  |  | 3 to 11 days |  | This test was developed and its analyticalperformance characteristics have been determined by Quest Diagnostics. It has not been cleared or approved by FDA. This assay has been validated pursuant to the CLIA regulations and is use for clinical purposes. | 86317/x4 | N. meningitidis IgG Vacc Response | Not Provided | Z0534 | Serogroup W-135 | 39610-1
NBILI | Neonatal Bilirubin, Serum | Assessing liver function Evaluating a wide range of diseases affecting the production, uptake, storage, metabolism, or excretion of bilirubin Monitoring the efficacy of neonatal phototherapy | Total Bilirubin: Photometric, Diazonium Salt Direct Bilirubin: Colormetric Diazo Method | Yes | Neonatal Bilirubin, S | Serum | Supplies:Amber Frosted Tube, 5 mL(T915) Collection Container/Tube: Preferred:2 Serum gel Microtainers Acceptable:2 Red top Microtainers Submission Container/Tube:Amber vial Specimen Volume:0.5 mL Collection Instructions: 1. Serum gel microtainers should be centrifuged within 2 hours of collection. 2. Red-top microtainers should be centrifuged, and the serum aliquoted into an amber vial within 2 hours of collection. | 0.25 mL | Bilirubin is one of the most frequently used tests to assess liver function. Approximately 85% of the total bilirubin produced is derived from the heme moiety of hemoglobin, while the remaining 15% is produced from red blood cell precursors destroyed in the bone marrow and from the catabolism of other heme-containing proteins. After production in peripheral tissues, bilirubin is rapidly taken up by hepatocytes where it is conjugated with glucuronic acid to produce bilirubin mono- and diglucuronide, which are then excreted in the bile. A number of inherited and acquired diseases affect 1 or more of the steps involved in the production, uptake, storage, metabolism, and excretion of bilirubin. Bilirubinemia is frequently a direct result of these disturbances. The most commonly occurring form of unconjugated hyperbilirubinemia is that seen in newborns and referred to as physiological jaundice. The increased production of bilirubin, that accompanies the premature breakdown of erythrocytes and ineffective erythropoiesis, results in hyperbilirubinemia in the absence of any liver abnormality. The rare genetic disorders, Crigler-Najjar syndromes type I and type II, are caused by a low or absent activity of bilirubinuridine 5'-diphospho-glucuronosyltransferase. In type I, the enzyme activity is totally absent, the excretion rate of bilirubin is greatly reduced, and the serum concentration of unconjugated bilirubin is greatly increased. Patients with this disease may die in infancy owing to the development of kernicterus. In hepatobiliary diseases of various causes, bilirubin uptake, storage, and excretion are impaired to varying degrees. Thus, both conjugated and unconjugated bilirubin are retained and a wide range of abnormal serum concentrations of each form of bilirubin may be observed. Both conjugated and unconjugated bilirubins are increased in hepatitis, space-occupying lesions of the liver, and obstructive lesions such as carcinoma of the head of the pancreas, common bile duct, or ampulla of Vater. | DIRECT > or =12 months: 0.0-0.3 mg/dL Reference values have not been established for patients who are younger than 12 months of age. TOTAL 0-6 days: Refer to www.bilitool.org for information on age-specific (postnatal hour of life) serum bilirubin values. 7-14 days: 0.0-14.9 mg/dL 15 days to 17 years: 0.0-1.0 mg/dL > or =18 years: 0.0-1.2 mg/dL | The level of bilirubinemia that results in kernicterus in a given infantis unknown.In preterm infants, the risk of a handicap increases by 30% for each 2.9 mg/dL increase of maximal total bilirubin concentration.While central nervous system damage is rare when totalserum bilirubin (TSB) is less than 20 mg/dL, premature infants may be affectedat lower levels. The decision to institute therapy is based on a numberof factors including TSB, age, clinical history, physical examination,and coexisting conditions. Phototherapy typically is discontinuedwhen TSB level reaches 14 to 15 mg/dL. Physiologic jaundice should resolve in 5 to 10 days in full-term infants and by 14 days in preterm infants. When any portion of the biliary tree becomes blocked, bilirubin levels will increase. | Specimens should be protected from light and analyzed as soon as possible. Grossly hemolyzed specimens should be rejected because hemoglobin inhibits the diazo reaction and falsely decreased results may be seen. Compounds that compete for binding sites on serum albumin contribute to lower serum bilirubin levels (eg, penicillin, sulfisoxazole, acetylsalicylic acid). | 1.Rifai N, Chiu RWK, Young I, Burnham CD, Wittwer CT, eds. Tietz Textbook of Laboratory Medicine. 7th ed. Elsevier; 2023 2.Scharschmidt BF, Blanckaert N, Farina FA, et al. Measurement of serum bilirubin and its mono- and diconjugates: Applications to patients with hepatobiliary disease. Gut 1982;23(8):643-649 3. Practice parameter: management of hyperbilirubinemia in the healthy term newborn. American Academy of Pediatrics. Provisional Committee for Quality Improvement and Subcommittee on Hyperbilirubinemia [published correction appears in Pediatrics. Pediatrics. 1994;94(4 Pt 1):558-565. | Total bilirubin, in the presence of a suitable solubilizing agent, is coupled with 3,5-dichlorophenyl diazonium in a strongly acidic medium. The color intensity of the red azo dye formed is directly proportional to the total bilirubin and can be determined photometrically.(Package insert: Bilirubin Total Gen. 3, 09/2016. Roche Diagnostics, Indianapolis, IN) Direct bilirubin in thepresence of acidified sodium nitrite produces nitrous acid, which reacts with sulfanilic acid (in acidic solution) to form a diazonium salt. The diazotized sulfanilic acid then reacts with bilirubin to form isomers of azobilirubin. In the direct bilirubin assay, only conjugated bilirubin is converted by the diazotized sulfanilic acid. The intensity of the red color of azobilirubin is measured photometrically and is proportional to the direct (conjugated) bilirubin concentration.(Package insert: Cobas Direct Bilirubin, June 2015, Roche Diagnostics, Indianapolis, IN) | Same day/1 to 2 days | See Individual Unit Codes. | This test has been cleared, approved, or is exempt by the US Food and Drug Administration and is used per manufacturer's instructions. Performance characteristics were verified by Mayo Clinic in a manner consistent with CLIA requirements. | 8224782248 | Neonatal Bilirubin, S | 34543-9 | BILIT | Bilirubin Total, S | 1975-2
FNEOS | Neopterin | Increased levels of neopterin are found during impaired renal function and viral infection in transplant patients. Elevated levels are also indicators for conditions related to impaired cellular immunity. | Enzyme immunoassay (EIA) | Yes | Neopterin, Serum | Serum | Specimen Type: Serum Container/Tube: Red or SST Specimen Volume: 0.8 mL Collection Instructions: Draw blood in a plain red-top tube(s), serum gel tube(s) is acceptable. Spin down and send 0.8 mL serumlight protectedin a screw-capped vial (Supply T915 amber vial), shipped frozen. | 0.5 mL | Neopterin, a pyrazolopyridine compound, is produced by macrophages after induction by interferon ? and serves as a marker of cellular immune system activation. Measurable levels of neopterin have been detected in both the serum and urine of patients suffering from various types of malignancies and viral infections. Changes in neopterin concentrations in serum or urine can predict complications such as graft rejection in organ transplant recipients. Elevated neopterin levels are found in autoimmune disorders such as rheumatoid arthritis and systemic lupus erythematosus (SLE). Neopterin levels can be used as prognostic predictors for certain types of malignancies. Measurement of neopterin levels has particular value for monitoring patients infected with HIV. Neopterin is eliminated primarily in the urine, so evaluation of urinary neopterin levels may be useful in assessing activation of the cellular immunity system even in the absence of typical clinical symptoms, since a correlation has been observed with the course of diseases involving cellular immunity activation and urinary neopterin levels. | Adults: <2.5 ng/mL |  |  | Fahey JL, Taylor JM, Detels R, et al. The prognostic value of cellular and serologic markers in infection with human immunodeficiency virus type I. N Engl J Med. 1990 Jan; 322(3):166-172.PubMed 1967191 Fuchs D, Hausen A, Reibnegger G, Werner ER, Dierich MP, Wachter H. Neopterin as a marker for activated cell-mediated immunity: Application in HIV infection. Immunol Today. 1988 May; 9(5):150-155.PubMed 3076770 Jacobson MA, Bacchetti P, Kolokathis A, et al. Surrogate markers for survival in patients with AIDS and AIDS related complex treated with zidovudine. BMJ. 1991 Jan 12; 302(6768):73-78.PubMed 1671651 Wachter H, Fuchs D, Hausen A, Reibnegger G, Werner ER. Neopterin as a marker for activation of cellular immunity: Immunologic basis and clinical application. Adv Clin Chem. 1989; 27:81-141.PubMed 2667296 |  | 1 to 12 days |  |  | 83520 | Neopterin, Serum | 34908-4 | FNEOS | Neopterin, Serum | 34908-4
RSCGP | Nephrocalcinosis, Nephrolithiasis, and Renal Electrolyte Imbalance Gene Panel, Varies | Providing a genetic evaluation for patients with a personal or family history suggestive of a hereditary form of nephrocalcinosis, nephrolithiasis, or renal electrolyte imbalance Establishing a diagnosis for a variety of hereditary conditions associated with renal salt wasting or abnormal salt retention; impaired acid-base, water, and calcium homeostasis; or kidney crystallization | Sequence Capture and Amplicon-Based Next-Generation Sequencing (NGS) | Yes | Renal Stone/Electrolyte Gene Panel | Varies | Patient Preparation:A previous bone marrow transplant from an allogenic donor will interfere with testing. Call 800-533-1710 for instructions for testing patients who have received a bone marrow transplant. Container/Tube: Preferred:Lavender top (EDTA) or yellow top (ACD) Acceptable:Any anticoagulant Specimen Volume:3 mL Collection Instructions: 1. Invert several times to mix blood. 2. Send whole specimen in original tube.Do not aliquot. Specimen Stability Information:Ambient (preferred)/Refrigerated | 1 mL | Dehydration, certain medications, diet, and digestive disorders are common factors that can increase the risk for electrolyte imbalances or the development of kidney stones. However, renal tubular loss of electrolytes or protein, or the development of kidney calculi can also signal underlying metabolic, endocrine, or renal tubular dysfunction that is genetic in origin, especially when symptoms present in utero, infancy, or adolescence. When the presence or severity of electrolyte imbalance or kidney stones observed in a patient cannot be explained by acquired causes or there are multiple cases clustered within a family, genetic testing for the inherited causes of kidney or extrarenal impairment of osmoregulation may be considered. This gene panel assesses 72 genes associated with heritable causes of electrolyte imbalance and kidney stones. A thorough clinical and laboratory evaluation prior to genetic testing is often essential for correct genetic diagnosis. While many symptoms associated with kidney stone formation and/or electrolyte imbalance may overlap, most disorders are identifiable by distinct clinical features and a biochemical "signature" established by plasma electrolyte profiles, blood volume status, urine biochemistries, and kidney stone analysis. Genes on this panel are associated with disorders of: 1) Renal salt wasting (Gitelman and Bartter syndromes, pseudohypoaldosteronism type 1, congenital adrenal hyperplasia due to 11-beta-hydroxylase deficiency, and glucocorticoid remediable aldosteronism) 2) Salt retention (pseudohypoaldosteronism type 2, Liddle syndrome, familial hyperaldosteronism types 1 and 3) 3) Acid-base homeostasis (proximal or distal renal tubular acidosis) 4) Water handling (nephrogenic diabetes insipidus, neurohypophyseal diabetes insipidus, and nephrogenic syndrome of inappropriate antidiuresis) 5) Calcium homeostasis (familial hypocalciuric hypercalcemia, autosomal dominant hypocalcemia), parathyroid function, and vitamin D metabolism 6) Kidney crystallization inhibitors, such as magnesium, uromodulin, and pyrophosphate 7) Kidney crystallization promoters such as oxalate (calcium oxalate nephrolithiasis), phosphate (hypophosphatasia, Dent disease, familial tumoral calcinosis), urate (Lesch-Nyhan syndrome, xanthinuria), cystine (cystinuria), and 2,8-dihydroxyadenine (adenine phosphoribosyltransferase deficiency) This panel also includes genes associated with 3 syndromic disorders for which kidney stones or involvement have been reported: Wilson disease (low-molecular weight proteinuria, microscopic hematuria, and Fanconi syndrome that can result in kidney failure); amelogenesis imperfecta, type IG ("enamel-renal syndrome"; nephrocalcinosis); and Fanconi renotubular syndrome 4, with maturity-onset diabetes of the young (MODY; nephrocalcinosis). | An interpretive report will be provided. | All detected variants are evaluated according to American College of Medical Genetics and Genomics recommendations.(1) Variants are classified based on known, predicted, or possible pathogenicity and reported with interpretive comments detailing their potential or known significance. | Clinical Correlations:Test results should be interpreted in the context of clinical findings, family history, and other laboratory data. Misinterpretation of results may occur if the information provided is inaccurate or incomplete. If testing was performed because of a clinically significant family history, it is often useful to first test an affected family member. Detection of a reportable variant in an affected family member would allow for more informative testing of at-risk individuals. To discuss the availability of additional testing options or for assistance in the interpretation of these results, contact Mayo Clinic Laboratories genetic counselors at 800-533-1710. Technical Limitations:Next-generation sequencing may not detect all types of genomic variants. In rare cases, false-negative or false-positive results may occur. The depth of coverage may be variable for some target regions; assay performance below the minimum acceptable criteria or for failed regions will be noted. Given these limitations, negative results do not rule out the diagnosis of a genetic disorder. If a specific clinical disorder is suspected, evaluation by alternative methods can be considered. There may be regions of genes that cannot be effectively evaluated by sequencing or deletion and duplication analysis as a result of technical limitations of the assay, including regions of homology, high guanine-cytosine (GC) content, and repetitive sequences. Confirmation of select reportable variants will be performed by alternate methodologies based on internal laboratory criteria. This test is validated to detect 95% of deletions up to 75 base pairs (bp) and insertions up to 47 bp. Deletions-insertions (delins) of 40 or more bp, including mobile element insertions, may be less reliably detected than smaller delins. Deletion/Duplication Analysis: This analysis targets single and multi-exon deletions/duplications; however, in some instances single exon resolution cannot be achieved due to isolated reduction in sequence coverage or inherent genomic complexity. Balanced structural rearrangements (such as translocations and inversions) may not be detected. This test is not designed to detect low levels of mosaicism or to differentiate between somatic and germline variants. If there is a possibility that any detected variant is somatic, additional testing may be necessary to clarify the significance of results. Genes may be added or removed based on updated clinical relevance. Refer to theTargeted Genes and Methodology Details for Nephrocalcinosis, Nephrolithiasis, and Renal Electrolyte Imbalance Gene Panelfor the most up to date list of genes included in this test. For detailed information regarding gene specific performance and technical limitations, see Method Description or contact a laboratory genetic counselor. If the patient has had an allogeneic hematopoietic stem cell transplant or a recent blood transfusion, results may be inaccurate due to the presence of donor DNA. Call Mayo Clinic Laboratories at 800-533-1710 for instructions for testing patients who have received a bone marrow transplant. Reclassification of Variants:At this time, it is not standard practice for the laboratory to systematically review previously classified variants on a regular basis. The laboratory encourages healthcare providers to contact the laboratory at any time to learn how the classification of a particular variant may have changed over time. Variant Evaluation:Evaluation and categorization of variants are performed using published American College of Medical Genetics and Genomics and the Association for Molecular Pathology recommendations as a guideline.(1) Other gene-specific guidelines may also be considered. Variants are classified based on known, predicted, or possible pathogenicity and reported with interpretive comments detailing their potential or known significance. Variants classified as benign or likely benign are not reported. Multiple in silico evaluation tools may be used to assist in the interpretation of these results. The accuracy of predictions made by in silico evaluation tools is highly dependent upon the data available for a given gene, and periodic updates to these tools may cause predictions to change over time. Results from in silico evaluation tools are interpreted with caution and professional clinical judgement. Rarely, incidental findings or secondary findings may implicate another predisposition or presence of active disease. Incidental findings may include, but are not limited to, results related to the sex chromosomes. These findings will be carefully reviewed to determine whether they will be reported. | 1. Richards S, Aziz N, Bale S, et al: Standards and guidelines for the interpretation of sequence variants: a joint consensus recommendation of the American College of Medical Genetics and Genomics and the Association for Molecular Pathology. Genet Med. 2015 May;17(5):405-424 2. Singh P, Harris PC, Sas DJ, Lieske JC: The genetics of kidney stone disease and nephrocalcinosis. Nat Rev Nephrol. 2022 Apr;18(4):224-240 | Capture-based and amplicon-based next-generation sequencing (NGS) is performed to test for the presence of variants in coding regions and intron/exon boundaries of the genes analyzed, as well as some other regions that have known disease-causing variants. The human genome reference GRCh37/hg19 build was used for sequence read alignment. At least 99% of the bases are covered at a read depth over 30X. Sensitivity is estimated at above 99% for single nucleotide variants, above 94% for deletions-insertion (delins) less than 40 base pairs (bp), above 95% for deletions up to 75 bp and insertions up to 47 bp. NGS and/or a polymerase chain reaction-based quantitative method is performed to test for the presence of deletions and duplications in the genes analyzed. There may be regions of genes that cannot be effectively evaluated by sequencing or deletion and duplication analysis as a result of technical limitations of the assay, including regions of homology, high guanine-cytosine (GC) content, and repetitive sequences.(Unpublished Mayo method) SeeTargeted Genes and Methodology Details for Nephrocalcinosis, Nephrolithiasis, and Renal Electrolyte Imbalance Gene Panelfor details regarding the targeted genes analyzed for each test and specific gene regions not routinely covered. Confirmation of select reportable variants may be performed by alternate methodologies based on internal laboratory criteria. Genes analyzed:ABCC6, ADCY10, AGXT, ALPL, AP2S1, APRT, AQP2, ATP6V0A4, ATP6V1B1, ATP7B, AVP, AVPR2, BSND, CA2, CASR, CLCN5, CLCNKA, CLCNKB, CLDN16, CLDN19, CNNM2, CUL3, CYP11B1, CYP11B2, CYP24A1, CYP27B1, CYP2R1, DMP1, EGF, ENPP1, FAM20A, FGF23, FOXI1, FXYD2, GALNT3, GATA3, GNA11, GRHPR, HNF4A, HOGA1, HPRT1, KCNJ1, KCNJ5, KL, KLHL3, MAGED2, MOCOS, NR3C2, OCRL, PHEX, PRPS1, SCNN1A, SCNN1B, SCNN1G, SLC12A1, SLC12A3, SLC22A12, SLC26A1, SLC2A9, SLC3A1, SLC34A1, SLC34A3, SLC4A1, SLC4A4, SLC7A9, SLC9A3R1, TRPM6, UMOD, VDR, WNK1, WNK4,XDH | 28 to 42 days | Whole blood: 2 weeks (if available); Extracted DNA: 3 months | This test was developed and its performance characteristics determined by Mayo Clinic in a manner consistent with CLIA requirements. It has not been cleared or approved by the US Food and Drug Administration. | 81404 x 481405 x 281406 x 881407 x 28147981479 (if appropriate for government payers) | Renal Stone/Electrolyte Gene Panel | 51966-0 | 618141 | Released By | 18771-6
NETT | Nettle, IgE, Serum | Establishing a diagnosis of an allergy to nettle Defining the allergen responsible for eliciting signs and symptoms Identifying allergens: -Responsible for allergic response and/or anaphylactic episode -To confirm sensitization prior to beginning immunotherapy -To investigate the specificity of allergic reactions to insect venom allergens, drugs, or chemical allergens | Fluorescence Enzyme Immunoassay (FEIA) | Yes | Nettle, IgE | Serum | Collection Container/Tube: Preferred:Serum gel Acceptable:Red top Submission Container/Tube:Plastic vial Specimen Volume:0.5 mL for every 5 allergens requested Collection Instructions:Centrifuge and aliquot serum into a plastic vial. | For 1 allergen: 0.3 mL For more than 1 allergen: (0.05 mL x number of allergens) + 0.25 mL deadspace | Clinical manifestations of immediate hypersensitivity (allergic) diseases are caused by the release of proinflammatory mediators (histamine, leukotrienes, and prostaglandins) from IgE-sensitized effector cells (mast cells and basophils) when cell-bound IgE antibodies interact with an allergen. In vitro serum testing for IgE antibodies provides an indication of the immune response to allergens that may be associated with allergic disease. The allergens chosen for testing often depend upon the age of the patient, history of allergen exposure, season of the year, and clinical manifestations. In individuals predisposed to develop allergic disease, the sequence of sensitization and clinical manifestations proceed as follows: eczema and respiratory disease (rhinitis and bronchospasm) in infants and children less than 5 years due to food sensitivity (milk, egg, soy, and wheat proteins) followed by respiratory disease (rhinitis and asthma) in older children and adults due to sensitivity to inhalant allergens (dust mite, mold, and pollen inhalants). | Class,IgE kU/L,Interpretation, 0,<0.10,Negative, 0/1,0.10-0.34,Borderline/equivocal, 1,0.35-0.69,Equivocal, 2,0.70-3.49,Positive, 3,3.50-17.4,Positive, 4,17.5-49.9,Strongly positive, 5,50.0-99.9,Strongly positive, 6,> or =100,Strongly positive, | Detection of IgE antibodies in serum (class 1 or greater) indicates an increased likelihood of allergic disease as opposed to other etiologies and defines the allergens that may be responsible for eliciting signs and symptoms. The level of IgE antibodies in serum varies directly with the concentration of IgE antibodies expressed as a class score or kU/L. | Testing for IgE antibodies is not useful in patients previously treated with immunotherapy to determine if residual clinical sensitivity exists or in patients in whom the medical management does not depend upon identification of allergen specificity. Some individuals with clinically insignificant sensitivity to allergens may have measurable levels of IgE antibodies in serum, and test results must be interpreted in the clinical context. False-positive results for IgE antibodies may occur in patients with markedly elevated serum IgE (>2500 kU/L) due to nonspecific binding to allergen solid phases. | Homburger HA, Hamilton RG: Allergic diseases. In: McPherson RA, Pincus MR, eds. Henry's Clinical Diagnosis and Management by Laboratory Methods. 23rd ed.Elsevier; 2017:1057-1070 | Specific IgE from the patient's serum reacts with the allergen of interest, which is covalently coupled to an ImmunoCAP. After washing away nonspecific IgE, enzyme-labeled anti-IgE antibody is added to form a complex. After incubation, unbound anti-IgE is washed away, and the bound complex incubated with a developing agent. After stopping the reaction, the fluorescence of the eluate is measured. Fluorescence is proportional to the amount of specific IgE present in the patient's sample (ie, the higher the fluorescence value, the more IgE antibody is present).(Package insert: ImmunoCAP System Specific IgE FEIA. Phadia; Rev 06/2020) | Same day/1 to 3 days | 14 days | This test has been cleared, approved, or is exempt by the US Food and Drug Administration and is used per manufacturer's instructions. Performance characteristics were verified by Mayo Clinic in a manner consistent with CLIA requirements. | 86003 | Nettle, IgE | 6186-1 | NETT | Nettle, IgE | 6186-1
NEUN | Neu-N Immunostain, Technical Component Only | Identification of neuronal nuclei | Immunohistochemistry (IHC) | Yes | Neu-N IHC, Tech Only | For the initial technical component only immunohistochemical (IHC) stain performed, the appropriate bill-only test ID will be reflexed and charged (IHTOI). For each additional technical component only IHC stain performed, an additional bill-only test ID will be reflexed and charged (IHTOA). | Supplies:Immunostain Technical Only Envelope (T693) Specimen Type:Tissue Container/Tube:Immunostain Technical Only Envelope Preferred:2 Unstained positively charged glass slide (25- x 75- x 1-mm) per test ordered; sections 4-microns thick. Acceptable:Formalin-fixed, paraffin-embedded tissue block |  | Neuronal-nuclei (Neu-N) protein is expressed in neurons in the brain and ganglia in the peripheral nervous system. Presence of Neu-N has been correlated with the withdrawal of the neuron from the cell cycle and with terminal differentiation of the neuron |  | This test does not include pathologist interpretation, only technical performance of the stain. If interpretation is required, order PATHC / Pathology Consultation for a full diagnostic evaluation or second opinion of the case. The positive and negative controls are verified as showing appropriate immunoreactivity. If a control tissue is not included on the slide, a scanned image of the relevant quality control tissue is available upon request; call 855-516-8404. Interpretation of this test should be performed in the context of the patient's clinical history and other diagnostic tests by a qualified pathologist. | Age of a cut paraffin section can affect immunoreactivity. Stability thresholds vary widely among published literature and are antigen dependent. Best practice is for paraffin sections to be cut within 6 weeks. | 1. Kim KK, Kim YC, Adelstein RS, et al. Fox-3 and PSF interact to activate neural cell-specific alternative splicing. Nucleic Acids Res. 2011;39(8):3064-3078 2. Kim KK, Adelstein RS, Kawamoto S. Identification of neuronal nuclei (NeuN) as Fox-3, a new member of the Fox-1 gene family of splicing factors. J Biol Chem. 2009;284(45):31052-31061 3. Wolf HK, Buslei R, Schmidt-Kastner R, et al. NeuN: a useful neuronal marker for diagnostic histopathology. J Histochem Cytochem. 1996;44(10):1167-1171 4.Gusel'nikova VV, Korzhevskiy DE. NeuN As a neuronal nuclear antigen and neuron differentiation marker. Acta Naturae. 2015;7(2):42-47 5. Magaki S, Hojat SA, Wei B, So A, Yong WH. An Introduction to the Performance of Immunohistochemistry. Methods Mol Biol. 2019;1897:289-298. doi:10.1007/978-1-4939-8935-5_25 | Immunohistochemistry on sections of paraffin-embedded tissue.(Unpublished Mayo method) | 1 to 3 days | Until staining is complete. | This test has been cleared, approved, or is exempt by the US Food and Drug Administration and is used per manufacturer's instructions. Performance characteristics were verified by Mayo Clinic in a manner consistent with CLIA requirements. | 88342-TC, primary88341-TC, if additional IHC | Neu-N IHC, Tech Only | Order only;no result | 70902 | Neu-N IHC, Tech Only | Bill only; no result
NELL1 | Neural Epidermal Growth Factor-Like 1 Protein Immunostain, Technical Component Only | Identification of neural epidermal growth factor-like 1 protein primary membranous nephropathy | Immunohistochemistry (IHC) | Yes | NELL1 IHC, Tech Only | For the initial technical component only immunohistochemical (IHC) stain performed, the appropriate bill-only test ID will be reflexed and charged (IHTOI). For each additional technical component only IHC stain performed, an additional bill-only test ID will be reflexed and charged (IHTOA). | Supplies:Immunostain Technical Only Envelope (T693) Specimen Type:Tissue Container/Tube:Immunostain Technical Only Envelope Preferred:2 unstained positively charged glass slide (25- x 75- x 1-mm) per test ordered; sections 4-microns thick. Acceptable:Formalin-fixed, paraffin-embedded tissue block |  | Primary membranous nephropathy is an autoimmune disease of the kidney where antibodies target an antigen in the glomerular basement membrane resulting in kidney damage or failure. In up to 75% of primary membranous nephropathy cases PLA2R and THSD7A are the target antigens. Recently neural epidermal growth factor-like 1 protein was identified as another target antigen for this pathology. |  | This test does not include pathologist interpretation, only technical performance of the stain. If interpretation is required, order PATHC / Pathology Consultation for a full diagnostic evaluation or second opinion of the case. The positive and negative controls are verified as showing appropriate immunoreactivity. If a control tissue is not included on the slide, a scanned image of the relevant quality control tissue is available upon request; call 855-516-8404. Interpretation of this test should be performed in the context of the patient's clinical history and other diagnostic tests by a qualified pathologist. | Age of a cut paraffin section can affect immunoreactivity. Stability thresholds vary widely among published literature and are antigen dependent. Best practice is for paraffin sections to be cut within 6 weeks. | 1. Sethi S, Debiec H, Madden B, et al. Neural epidermal growth factor-like 1 protein (NELL-1) associated membranous nephropathy. Kidney Int. 2020;97:163-174 2. Nakamura R, Oyama T, Tajiri R, et al. Expression and regulatory effects on cancer cell behavior of NELL1 and NELL2 in human renal cell carcinoma. Cancer Sci. 2015;106(5):656-664 3. Aghaloo T, Jiang X, Soo C, et al. A study of the role of Nell-1 gene modified goat bone marrow stromal cells in promoting new bone formation. Mol Ther. 2007;15(10):1872-1880 4. Magaki S, Hojat SA, Wei B, So A, Yong WH. An introduction to the performance of immunohistochemistry. Methods Mol Biol. 2019;1897:289-298. doi:10.1007/978-1-4939-8935-5_25 | Immunohistochemistry on sections of paraffin-embedded tissue.(Unpublished Mayo method) | 1 to 3 days | Until staining is complete. | This test has been cleared, approved, or is exempt by the US Food and Drug Administration and is used per manufacturer's instructions. Performance characteristics were verified by Mayo Clinic in a manner consistent with CLIA requirements. | 88342-TC, primary88341-TC, if additional IHC | NELL1 IHC, Tech Only | No LOINC Needed | 610586 | NELL1 IHC, Tech Only | No LOINC Needed
NONCP | Neuro-Oncology Expanded Gene Panel with Rearrangement, Tumor | Identifying mutations and rearrangements that may support a diagnosis or help determine prognosis for patients with CNS tumors Identifying specific mutations and rearrangements within genes known to be associated with response or resistance to specific cancer therapies This test isnotintendedfor use for hematological malignancies. | Sequence Capture and Targeted Polymerase Chain Reaction (PCR)-Based Next-Generation Sequencing (NGS) | Yes | Neuro-Onc Expanded Panel | When this test is ordered, slide review will always be performed at an additional charge. | This assay requires at least 20% tumor nuclei. -Preferred amount of tumor area with sufficient percent tumor nuclei: tissue 360 mm(2) -Minimum amount of tumor area: tissue 72 mm(2) -If ordered in conjunction with CMAPT / Chromosomal Microarray, Tumor, Formalin-Fixed Paraffin-Embedded, the preferred amount of tissue is 430 mm(2), the minimum amount is 180 mm(2). -These amounts are cumulative over up to 15 unstained slides and must have adequate percent tumor nuclei. -Tissue fixation: 10% neutral buffered formalin, not decalcified -For specimen preparation guidance, seeTissue Requirement for Solid Tumor Next-Generation Sequencing. For the example in this document, 6 mm x 6 mm x 10 slides are preferred: approximate/equivalent to 360 mm(2) with the minimum acceptable of 4 mm x 4 mm x 10 slides: approximate/equivalent to 144 mm(2). Preferred: Specimen Type:Tissue block Collection Instructions:Submit a formalin-fixed, paraffin-embedded tissue block with acceptable amount of tumor tissue. Acceptable: Specimen Type:Tissue slide Slides:1 stained and 15 unstained Collection Instructions:Submit 1 slide stained with hematoxylin and eosin and 15 unstained, nonbaked slides with 5-micron thick sections of the tumor tissue. Note: The total amount of required tumor nuclei can be obtained by scraping up to 15 slides from the same block. Additional information: 1. If the amount of tissue available is close to the minimum required, the ordering provider may be asked to prioritize between the DNA and RNA components of the assay. 2. Unused unstained slides will not be returned. | See Specimen Required | Molecular biomarkers, including clinically relevant gene mutations (ie, sequence variants) and fusions, have been incorporated in the World Health Organization classification of central nervous system (CNS) tumors. This test evaluates targeted regions across 160 genes associated with a variety of adult and pediatric-type CNS tumors for the presence of somatic mutations and rearrangements (fusions and abnormal transcript variants) including, but not limited to, mutations inIDH1/2, TERTpromoter, ATRX, TP53,H3-3A(previouslyH3F3A), H3C2/H3C3(previouslyHIST1H3B/C), BRAF, FGFR1,NF1andSMARCB1,andKIAA1549::BRAFandZFTA::RELA(previouslyC11orf95::RELA) fusions, andEGFRtranscript variants(eg,EGFRvIII). SeeTargeted DNA Gene Regions Interrogated by Neuro-Oncology PanelandRNA Targeted Gene Fusions and Abnormal Transcript Variantsfor details regarding the targeted gene regions identified by this test. | An interpretive report will be provided. | The interpretation of molecular biomarker analysis includes an overview of the results and the associated diagnostic, prognostic, and therapeutic implications. | This test cannot differentiate between somatic and germline alterations. Additional testing may be necessary to clarify the significance of results if there is a potential hereditary risk. Variants of uncertain significance may be identified. A negative result does not rule out the presence of a variant or fusion that may be present below the limits of detection of this assay. The analytical sensitivity of this assay for sequence reportable alterations is 5% mutant allele frequency with a minimum coverage of 500X in a sample with 20% or more tumor content. The analytical sensitivity for fusions is a minimum coverage of 10 targeted fusion reads with 5 unique fusion molecules in a sample with 10% or greater tumor content. Point mutations and small insertion/deletion mutations will be detected in 89 genes. This test may detect single exon deletions but does not detect multi-exon deletions, duplications, or genomic copy number variants in any of the genes tested RNA is particularly labile and degrades quickly. Rapid preservation of the tumor sample after collection reduces the likelihood of degradation, but there are sometimes biological factors, such as tumor necrosis that interfere with obtaining a high-quality RNA specimen despite rapid preservation. This panel can detect in-frame and out-of-frame fusions. There may be lower sensitivity in detecting out-of-frame fusions, such as exon-intron, intron-intron, or big insertions. This assay will only detect fusions involving at least one gene in the defined gene fusion target list of interest. The presence or absence of a variant may not be predictive of response to therapy in all patients. Rare alterations (ie, polymorphisms) may be present that could lead to false-negative or false-positive results. Test results should be interpreted in the context of clinical, tumor sampling, histopathological, and other laboratory data. If results obtained do not match other clinical or laboratory findings, contact the laboratory for discussion. Misinterpretation of results may occur if the information provided is inaccurate or incomplete. Reliable results are dependent on adequate specimen collection and processing. This test has been validated on formalin-fixed, paraffin-embedded tissues; other fixatives are discouraged. Improper treatment of tissues, such as decalcification, may cause polymerase chain reaction failure. Genes may be added or removed based on updated clinical relevance. Refer to theTargeted DNA Gene Regions Interrogated by Neuro-Oncology Panelfor the most up to date list of genes included in this test. | 1. Schwartzentruber J, Korshunov A, Liu XY, et al: Driver mutations in histone H3.3 and chromatin remodelling genes in paediatric glioblastoma. Nature. 2012 Jan;482(7384):226-231 2. Zhang J, Wu G, Miller CP, et al: Whole-genome sequencing identifies genetic alterations in pediatric low-grade gliomas. Nat Genet. 2013 Jan;45(6):602-612 3. Jones DT, Hutter B, Jager N, et al: Recurrent somatic alterations of FGFR1 and NTRK2 in pilocytic astrocytoma. Nat Genet. 2013 Aug;45(8):927-932 4. Brennan CW, Verhaak RG, McKenna A, et al: The somatic genomic landscape of glioblastoma. Cell. 2013 Oct;155(2):462-477 5. Brastianos PK, Horowitz PM, Santagata S, et al: Genomic sequencing of meningiomas identifies oncogenic SMO and AKT1 mutations. Nat Genet. 2013 Mar;45(3):285-289 6. Clark VE, Erson-Omay EZ, Serin A, et al: Genomic analysis of non-NF2 meningiomas reveals mutations in TRAF7, KLF4, AKT1, and SMO. Science. 2013 Mar;339(6123):1077-1080 7. Wu G, Diaz AK, Paugh BS, et al: The genomic landscape of diffuse intrinsic pontine glioma and pediatric non-brainstem high-grade glioma. Nat Genet. 2014 Mar;46(5):444-450 8. Cancer Genome Atlas Research Network, Brat DJ, Verhaak RG, et al: Comprehensive, integrative genomic analysis of diffuse lower-grade gliomas. N Engl J Med. 2015 Jun;372(26):2481-2498 9. Eckel-Passow JE, Lachance DH, Molinaro AM, et al: Glioma groups based on 1p/19q, IDH, and TERT promoter mutations in tumors. N Engl J Med. 2015 25;372(26):2499-2508 10. Ceccarelli M, Barthel FP, Malta TM, et al: Molecular profiling reveals biologically discrete subsets and pathways of progression in diffuse glioma. Cell. 2016 Jan;164(3):550-563 11. Pajtler KW, Mack SC, Ramaswamy V, et al: The current consensus on the clinical management of intracranial ependymoma and its distinct molecular variants. Acta Neuropathol. 2017 Jan;133(1):5-12 12. Northcott PA, Buchhalter I, Morrissy AS, et al: The whole-genome landscape of medulloblastoma subtypes. Nature. 2017;547(7663):311-317 13. WHO Classification of Tumours Editorial Board: Central Nervous System Tumours. 5th ed. World Health Organization; 2021. WHO Classification of Tumours. Vol 6. 14. Nabors LB, Portnow J, Ammirati M, et al: Central nervous system cancers version 1.2015. J Natl Compr Canc Netw. 2015 Oct;13(10);1191-1202 | Hybridization and capture-based next-generation sequencing (NGS) are performed to determine microsatellite instability (MSI) status and evaluate the presence of a mutation in targeted regions of 89 genes. Polymerase chain reaction amplification-based NGS is also performed to test for the presence of rearrangements in 81 genes, including 104 known gene fusions and 29 known abnormal gene transcript variants. SeeTargeted DNA Gene Regions Interrogated by Neuro-Oncology PanelandRNA Targeted Gene Fusions and Abnormal Transcript Variantsfor details regarding the targeted gene regions identified by this test.(Unpublished Mayo method) A pathology review and macro dissection to enrich for tumor cells is performed prior to slide scraping. | 12 to 20 days | FFPE tissue block: Unused portions of blocks will be returned 10 to 14 days after testing is complete; FFPE tissue slides: Unused slides are stored indefinitely and not returned | This test was developed and its performance characteristics determined by Mayo Clinic in a manner consistent with CLIA requirements. It has not been cleared or approved by the US Food and Drug Administration. | 81455 | Neuro-Onc Expanded Panel | 73977-1 | 603055 | Released By | 18771-6
NCDCS | Neurochondrin Antibody, Cell-Binding Assay, Serum | Evaluating neurochondrin-IgG by cell-binding assay using serum from patients presenting with cerebellar and brainstem syndrome | Only orderable as a reflex. For more information see: -DMS2 / Dementia, Autoimmune/Paraneoplastic Evaluation, Serum -ENS2 / Encephalopathy, Autoimmune/Paraneoplastic Evaluation, Serum -EPS2 / Epilepsy, Autoimmune/Paraneoplastic Evaluation, Serum -MAS1 / Myelopathy, Autoimmune/Paraneoplastic Evaluation, Serum -MDS2 / Movement Disorder, Autoimmune/Paraneoplastic Evaluation, Serum -PCDES / Pediatric Autoimmune Encephalopathy/CNS Disorder Evaluation, Serum Cell-Binding Assay (CBA) | Yes | Neurochondrin CBA, S | If the indirect immunofluorescence (IFA) pattern suggestsneurochondrin, then this test and neurochondrin antibody IFA titer will be performed at an additional charge. | Only orderable as a reflex. For more information see: -DMS2 / Dementia, Autoimmune/Paraneoplastic Evaluation, Serum -ENS2 / Encephalopathy, Autoimmune/Paraneoplastic Evaluation, Serum -EPS2 / Epilepsy, Autoimmune/Paraneoplastic Evaluation, Serum -MAS1 / Myelopathy, Autoimmune/Paraneoplastic Evaluation, Serum -MDS2 / Movement Disorder, Autoimmune/Paraneoplastic Evaluation, Serum -PCDES / Pediatric Autoimmune Encephalopathy/CNS Disorder Evaluation, Serum | See Specimen Required | Neurochondrin is a neuronal target antigen in autoimmune cerebellar degeneration. Patients positive for neurochondrin-IgG present with a subacute to chronic cerebellar and brainstem syndrome. Patients respond to long-term immunosuppressive treatment with clinical stabilization or improvement. | Only orderable as a reflex. For more information see: -DMS2 / Dementia, Autoimmune/Paraneoplastic Evaluation, Serum -ENS2 / Encephalopathy, Autoimmune/Paraneoplastic Evaluation, Serum -EPS2 / Epilepsy, Autoimmune/Paraneoplastic Evaluation, Serum -MAS1 / Myelopathy, Autoimmune/Paraneoplastic Evaluation, Serum -MDS2 / Movement Disorder, Autoimmune/Paraneoplastic Evaluation, Serum -PCDES / Pediatric Autoimmune Encephalopathy/CNS Disorder Evaluation, Serum Negative | A positive result supports a diagnosis of central nervous system autoimmunity. Typical neurological phenotypes encountered include cerebellar ataxia and brainstem encephalitis. A paraneoplastic basis should be considered (uterine cancer in women) though cancers are, generally, not detected. Neurological stabilization or improvement may occur with immune therapy. | A negative result does not exclude neurological autoimmunity or cancer | Shelly S, Kryzer TJ, Komorowski L, et al: Neurochondrin neurological autoimmunity. Neurol Neuroimmunol Neuroinflamm. 2019 Sep 11;6(6):e612. doi: 10.1212/NXI.0000000000000612 | Patient specimen is applied to a composite slide containing transfected and nontransfected HEK-293 cells. After incubation and washing, fluorescein-conjugated goat-antihuman IgG is applied to detect the presence of patient IgG binding.(Package insert: IIFT: Neurology Mosaics, Instructions for the indirect immunofluorescence test. EUROIMMUN;FA_112d-1_A_UK_C13, 02/2019) | 5 to 10 days | 28 days | This test was developed and its performance characteristics determined by Mayo Clinic in a manner consistent with CLIA requirements. It has not been cleared or approved by the US Food and Drug Administration. | 86255 | Neurochondrin CBA, S | 101450-5 | 615865 | Neurochondrin CBA, S | 101450-5
NCDCC | Neurochondrin Antibody, Cell-Binding Assay, Spinal Fluid | Evaluating neurochondrin-IgG by cell-binding assay using spinal fluid from patients presenting with cerebellar and brainstem syndrome | Only orderable as a reflex. For more information see: -DMC2 / Dementia, Autoimmune/Paraneoplastic Evaluation, Spinal Fluid -ENC2 / Encephalopathy, Autoimmune/Paraneoplastic Evaluation, Spinal Fluid -EPC2 / Epilepsy, Autoimmune/Paraneoplastic Evaluation, Spinal Fluid -MAC1 / Myelopathy, Autoimmune/Paraneoplastic Evaluation, Spinal Fluid -MDC2 / Movement Disorder, Autoimmune/Paraneoplastic Evaluation, Spinal Fluid -PCDEC / Pediatric Autoimmune Encephalopathy/CNS Disorder Evaluation, Spinal Fluid Cell-Binding Assay (CBA) | Yes | Neurochondrin CBA, CSF | If the indirect immunofluorescence (IFA) pattern suggests neurochondrin, then this test and neurochondrin antibody IFA titer will be performed at an additional charge. | Only orderable as a reflex. For more information see: -DMC2 / Dementia, Autoimmune/Paraneoplastic Evaluation, Spinal Fluid -ENC2 / Encephalopathy, Autoimmune/Paraneoplastic Evaluation, Spinal Fluid -EPC2 / Epilepsy, Autoimmune/Paraneoplastic Evaluation, Spinal Fluid -MAC1 / Myelopathy, Autoimmune/Paraneoplastic Evaluation, Spinal Fluid -MDC2 / Movement Disorder, Autoimmune/Paraneoplastic Evaluation, Spinal Fluid -PCDEC / Pediatric Autoimmune Encephalopathy/CNS Disorder Evaluation, Spinal Fluid Container/Tube:Sterile vial Specimen Volume:1.5 mL | See Specimen Required | Neurochondrin is a neuronal target antigen in autoimmune cerebellar degeneration. Patients positive for neurochondrin-IgG present with a subacute to chronic cerebellar and brainstem syndrome. Patients respond to long-term immunosuppressive treatment with clinical stabilization or improvement. | Only orderable as a reflex. For more information see: -DMC2 / Dementia, Autoimmune/Paraneoplastic Evaluation, Spinal Fluid -ENC2 / Encephalopathy, Autoimmune/Paraneoplastic Evaluation, Spinal Fluid -EPC2 / Epilepsy, Autoimmune/Paraneoplastic Evaluation, Spinal Fluid -MAC1 / Myelopathy, Autoimmune/Paraneoplastic Evaluation, Spinal Fluid -MDC2 / Movement Disorder, Autoimmune/Paraneoplastic Evaluation, Spinal Fluid -PCDEC / Pediatric Autoimmune Encephalopathy/CNS Disorder Evaluation, Spinal Fluid Negative | A positive result supports a diagnosis of central nervous system autoimmunity. Typical neurological phenotypes encountered include cerebellar ataxia and brainstem encephalitis. A paraneoplastic basis should be considered (uterine cancer in women) though cancers are generally not detected. Neurological stabilization or improvement may occur with immune therapy. | A negative result does not exclude neurological autoimmunity or cancer. | Shelly S, Kryzer TJ, Komorowski L, et al: Neurochondrin neurological autoimmunity. Neurol Neuroimmunol Neuroinflamm. 2019 Sep 11;6(6):e612 | Patient specimen is applied to a composite slide containing transfected and nontransfected HEK-293 cells. After incubation and washing, fluorescein-conjugated goat-antihuman IgG is applied to detect the presence of patient IgG binding.(Package insert: IIFT: Neurology Mosaics, Instructions for the indirect immunofluorescence test. EUROIMMUN, Lubeck, Germany, FA_112d-1_A_UK_C13, 02/2019) | 5 to 10 days | 28 days | This test was developed and its performance characteristics determined by Mayo Clinic in a manner consistent with CLIA requirements. It has not been cleared or approved by the US Food and Drug Administration. | 86255 | Neurochondrin CBA, CSF | 101449-7 | 615864 | Neurochondrin CBA, CSF | 101449-7
NCDTS | Neurochondrin Antibody, Tissue Immunofluorescence Titer, Serum | Detecting neurochondrin-IgG in serum from patients presenting with cerebellar and brainstem syndrome Reporting an end titer result from serum specimens | Only orderable as a reflex. For more information see: -DMS2 / Dementia, Autoimmune/Paraneoplastic Evaluation, Serum -ENS2 / Encephalopathy, Autoimmune/Paraneoplastic Evaluation, Serum -EPS2 / Epilepsy, Autoimmune/Paraneoplastic Evaluation, Serum -MAS1 / Myelopathy, Autoimmune/Paraneoplastic Evaluation, Serum -MDS2 / Movement Disorder, Autoimmune/Paraneoplastic Evaluation, Serum -PCDES / Pediatric Autoimmune Encephalopathy/CNS Disorder Evaluation, Serum Indirect Immunofluorescence Assay (IFA) | Yes | Neurochondrin IFA Titer, S | If the indirect immunofluorescence pattern suggestsneurochondrin, then neurochondrin antibody cell-binding assay and this test will be performed at an additional charge. | Only orderable as a reflex. For more information see: -DMS2 / Dementia, Autoimmune/Paraneoplastic Evaluation, Serum -ENS2 / Encephalopathy, Autoimmune/Paraneoplastic Evaluation, Serum -EPS2 / Epilepsy, Autoimmune/Paraneoplastic Evaluation, Serum -MAS1 / Myelopathy, Autoimmune/Paraneoplastic Evaluation, Serum -MDS2 / Movement Disorder, Autoimmune/Paraneoplastic Evaluation, Serum -PCDES / Pediatric Autoimmune Encephalopathy/CNS Disorder Evaluation, Serum | See Specimen Required | Neurochondrin is a neuronal target antigen in autoimmune cerebellar degeneration. Patients positive for neurochondrin-IgG present with a subacute to chronic cerebellar and brainstem syndrome. Patients respond to long-term immunosuppressive treatment with clinical stabilization or improvement. | Only orderable as a reflex. For more information see: -DMS2 / Dementia, Autoimmune/Paraneoplastic Evaluation, Serum -ENS2 / Encephalopathy, Autoimmune/Paraneoplastic Evaluation, Serum -EPS2 / Epilepsy, Autoimmune/Paraneoplastic Evaluation, Serum -MAS1 / Myelopathy, Autoimmune/Paraneoplastic Evaluation, Serum -MDS2 / Movement Disorder, Autoimmune/Paraneoplastic Evaluation, Serum -PCDES / Pediatric Autoimmune Encephalopathy/CNS Disorder Evaluation, Serum <1:240 | A positive result supports a diagnosis of central nervous system autoimmunity. Typical neurological phenotypes encountered include cerebellar ataxia and brainstem encephalitis. A paraneoplastic basis should be considered (uterine cancer in women), although cancers are generally not detected. Neurological stabilization or improvement may occur with immune therapy. | A negative result does not exclude neurological autoimmunity or cancer. | Shelly S, Kryzer TJ, Komorowski L, et al: Neurochondrin neurological autoimmunity. Neurol Neuroimmunol Neuroinflamm. 2019 Sep 11;6(6):e612 | The patient's sample is tested by a standardized immunofluorescence assay that uses a composite frozen section of mouse cerebellum, kidney, and gut tissues. After incubation with sample and washing, fluorescein-conjugated goat-antihuman IgG is applied. Neuron-specific autoantibodies are identified by their characteristic fluorescence staining patterns. Samples that are scored positive for any neuronal nuclear or cytoplasmic autoantibody are titrated to an endpoint. Interference by coexisting non-neuron-specific autoantibodies can usually be eliminated by serologic absorption.(Honorat JA, Komorowski L, Josephs KA, et al: IgLON5 antibody: neurological accompaniments and outcomes in 20 patients. Neurol Neuroimmunol Neuroinflamm 2017 Jul 18;4(5):e385. doi: 10.1212/NXI.0000000000000385) | 5 to 10 days | 28 days | This test was developed and its performance characteristics determined by Mayo Clinic in a manner consistent with CLIA requirements. It has not been cleared or approved by the US Food and Drug Administration. | 86256 | Neurochondrin IFA Titer, S | 101454-7 | 616111 | Neurochondrin IFA Titer, S | In Process
NCDTC | Neurochondrin Antibody, Tissue Immunofluorescence Titer, Spinal Fluid | Detecting neurochondrin-IgG in spinal fluid (CSF) from patients presenting with cerebellar and brainstem syndrome Reporting an end titer result from CSF specimens | Only orderable as a reflex. For more information see: -DMC2 / Dementia, Autoimmune/Paraneoplastic Evaluation, Spinal Fluid -ENC2 / Encephalopathy, Autoimmune/Paraneoplastic Evaluation, Spinal Fluid -EPC2 / Epilepsy, Autoimmune/Paraneoplastic Evaluation, Spinal Fluid -MAC1 / Myelopathy, Autoimmune/Paraneoplastic Evaluation, Spinal Fluid -MDC2 / Movement Disorder, Autoimmune/Paraneoplastic Evaluation, Spinal Fluid -PCDEC / Pediatric Autoimmune Encephalopathy/CNS Disorder Evaluation, Spinal Fluid Indirect Immunofluorescence Assay (IFA) | Yes | Neurochondrin IFA Titer, CSF | If the indirect immunofluorescence pattern suggests neurochondrin, then neurochondrin antibody cell-binding assay and this test will be performed at an additional charge. | Only orderable as a reflex. For more information see: -DMC2 / Dementia, Autoimmune/Paraneoplastic Evaluation, Spinal Fluid -ENC2 / Encephalopathy, Autoimmune/Paraneoplastic Evaluation, Spinal Fluid -EPC2 / Epilepsy, Autoimmune/Paraneoplastic Evaluation, Spinal Fluid -MAC1 / Myelopathy, Autoimmune/Paraneoplastic Evaluation, Spinal Fluid -MDC2 / Movement Disorder, Autoimmune/Paraneoplastic Evaluation, Spinal Fluid -PCDEC / Pediatric Autoimmune Encephalopathy/CNS Disorder Evaluation, Spinal Fluid Container/Tube:Sterile vial Specimen Volume:1.5 mL | See Specimen Required | Neurochondrin is a neuronal target antigen in autoimmune cerebellar degeneration. Patients positive for neurochondrin-IgG present with a subacute to chronic cerebellar and brainstem syndrome. Patients respond to long-term immunosuppressive treatment with clinical stabilization or improvement. | Only orderable as a reflex. For more information see: -DMC2 / Dementia, Autoimmune/Paraneoplastic Evaluation, Spinal Fluid -ENC2 / Encephalopathy, Autoimmune/Paraneoplastic Evaluation, Spinal Fluid -EPC2 / Epilepsy, Autoimmune/Paraneoplastic Evaluation, Spinal Fluid -MAC1 / Myelopathy, Autoimmune/Paraneoplastic Evaluation, Spinal Fluid -MDC2 / Movement Disorder, Autoimmune/Paraneoplastic Evaluation, Spinal Fluid -PCDEC / Pediatric Autoimmune Encephalopathy/CNS Disorder Evaluation, Spinal Fluid <1:2 | A positive result supports a diagnosis of central nervous system autoimmunity. Typical neurological phenotypes encountered include cerebellar ataxia and brainstem encephalitis. A paraneoplastic basis should be considered (uterine cancer in women), although cancers are generally not detected. Neurological stabilization or improvement may occur with immune therapy. | A negative result does not exclude neurological autoimmunity or cancer. | Shelly S, Kryzer TJ, Komorowski L, et al: Neurochondrin neurological autoimmunity. Neurol Neuroimmunol Neuroinflamm. 2019 Sep 11;6(6):e612. doi: 10.1212/NXI.0000000000000612 | The patient's sample is tested by a standardized immunofluorescence assay that uses a composite frozen section of mouse cerebellum, kidney, and gut tissues. After incubation with sample and washing, fluorescein-conjugated goat-antihuman IgG is applied. Neuron-specific autoantibodies are identified by their characteristic fluorescence staining patterns. Samples that are scored positive for any neuronal nuclear or cytoplasmic autoantibody are titrated to an endpoint. Interference by coexisting non-neuron-specific autoantibodies can usually be eliminated by serologic absorption.(Honorat JA, Komorowski L, Josephs KA, et al: IgLON5 antibody: neurological accompaniments and outcomes in 20 patients. Neurol Neuroimmunol Neuroinflamm 2017 Jul 18;4(5):e385. doi: 10.1212/NXI.0000000000000385) | 5 to 10 days | 28 days | This test was developed and its performance characteristics determined by Mayo Clinic in a manner consistent with CLIA requirements. It has not been cleared or approved by the US Food and Drug Administration. | 86256 | Neurochondrin IFA Titer, CSF | 101453-9 | 616112 | Neurochondrin IFA Titer, CSF | 101453-9
NF4FS | Neurofascin-155 IgG4, Flow Cytometry, Serum | Evaluating patients with an underlying demyelinating neuropathy Diagnosis of a neurofascin-155 IgG4 mediated neuropathy | Only orderable as part of a profile. For more information see: -CIDP / Chronic Inflammatory Demyelinating Polyradiculoneuropathy/Nodopathy Evaluation, Serum -DMNES / Peripheral Nervous System Demyelinating Neuropathy, Autoimmune Evaluation, Serum Flow Cytometry (FCM) | Yes | Neurofascin-155 IgG4, S | Serum | Only orderable as part of a profile. For more information see: -CIDP / Chronic Inflammatory Demyelinating Polyradiculoneuropathy/Nodopathy Evaluation, Serum -DMNES / Peripheral Nervous System Demyelinating Neuropathy, Autoimmune Evaluation, Serum | See Specimen Required | Neurofascin-155 IgG4 antibodies are present in approximately 4% to 18% of patients with chronic inflammatory demyelinating neuropathy (CIDP) and, more rarely, in those with more acute forms of demyelinating neuropathy. This biomarker aids in the identification of a subset of these patients who are more likely to present with distal weakness, gait disturbance, tremor, and dysarthria as compared to classic CIDP. Most patients who are seropositive for neurofascin-155 IgG4 have been reported to be refractory to intravenous immune globulin (IVIG) therapy and often require second line treatment that includes B-cell depleting therapies such as rituximab. Studies in animal models, as well as the disease pathology indicate neurofascin-155 IgG4 antibodies directly disrupt the paranodal structure ultimately leading to demyelination. The presence of these antibodies, when detected, using flow cytometry is highly specific to CIDP and has not been reported in other disease mimics such as hereditary neuropathies, distal acquired demyelinating symmetric neuropathy, and motor neuron disease. This is test is useful in diagnostic work up of patients being evaluated for CIDP and related demyelinating peripheral neuropathies. This test should only be utilized in the appropriate clinical context. | Only orderable as part of a profile. For more information see: -CIDP / Chronic Inflammatory Demyelinating Polyradiculoneuropathy/Nodopathy Evaluation, Serum -DMNES / Peripheral Nervous System Demyelinating Neuropathy, Autoimmune Evaluation, Serum Negative | A positive result is consistent with a neurofascin-155 IgG4 mediated demyelinating neuropathy. | A negative result does not exclude the presence of disease. The use of immunotherapy prior to sample collection may negatively impact the sensitivity of this assay. | 1. Ogata H, Yamasaki R, Hiwatashi A, et al. Characterization of IgG4 anti-neurofascin 155 antibody-positive polyneuropathy. Ann Clin Transl Neurol. 2015;2(10):960-971 2. Cortese A, Lombardi R, Briani C, et al. Antibodies to neurofascin, contactin-1, and contactin-associated protein 1 in CIDP: Clinical relevance of IgG isotype. Neurol Neuroimmunol Neuroinflamm. 2020;7(1):e639 3. Querol L, Nogales-Gadea G, Rojas-Garcia R, et al. Neurofascin IgG4 antibodies in CIDP associate with disabling tremor and poor response to IVIg. Neurology. 2014;82(10):879-886 | This cell-binding assay utilizes flow cytometry to detect neurofascin 155 (NF155) IgG4 antibodies in patient sera. Briefly, a stable HEK293 cell line expressing human NF155 on the cell surface is premixed with parental HEK293 cells that do not express human NF155. The 2 cell populations are distinguished using a green fluorescent protein marker, which is only expressed in NF155 expressing cells. The mixture of cells is incubated with diluted patient sera to allow antibodies present in the sample to bind target antigens. Next the cells are incubated with a human IgG4 specific secondary antibody conjugated to AlexaFluor 647 to detect cell bound human IgG4 antibodies. The AlexaFluor 647 signal intensity of the different cell populations is measured using a flow cytometer. The IBI (IgG binding index) is then calculated as the median fluorescent intensity (MFI) of AlexaFluor 647 of the NF155 expressing cells divided by the MFI of the parental non-NF155 expressing cells. When the IBI is greater than or equal to 2.0 the result is considered positive for NF155 IgG4 antibodies.(Unpublished Mayo method) | 5 to 8 days | 28 days | This test was developed and its performance characteristics determined by Mayo Clinic in a manner consistent with CLIA requirements. It has not been cleared or approved by the US Food and Drug Administration. | 86255 | Neurofascin-155 IgG4, S | 100845-7 | 614591 | Neurofascin-155 IgG4, S | 100845-7
NF1Z | Neurofibromatosis Type 1, NF1, Full Gene Analysis, Varies | Evaluating patients with a personal or family history suggestive of neurofibromatosis type 1 (NF1) Establishing a diagnosis of aNF1allowing for targeted cancer surveillance based on associated risks Identifying genetic variants associated with increased risk forNF1allowing for predictive testing of at-risk family members | Sequence Capture and Targeted Next-Generation Sequencing followed by Polymerase Chain Reaction (PCR) and Sanger Sequencing | Yes | NF1 Full Gene Analysis | Varies | Patient Preparation:A previous bone marrow transplant from an allogenic donor will interfere with testing. Call 800-533-1710 for instructions for testing patients who have received a bone marrow transplant. Specimen Type:Whole blood Container/Tube: Preferred:Lavender top (EDTA) or yellow top (ACD) Acceptable:Any anticoagulant Specimen Volume:3 mL Collection Instructions: 1. Invert several times to mix blood. 2. Send whole blood specimen in original tube.Do notaliquot. Specimen Stability Information:Ambient (preferred) 4 days/Refrigerated | 1 mL | Germline variants in theNF1gene are associated with neurofibromatosis type 1 (NF1), an autosomal dominant hereditary tumor syndrome.(1)NF1is characterized by many manifestations beginning in childhood, including multiple cafe au lait macules, axillary and inguinal freckling, cutaneous and plexiform neurofibromas, iris hamartomas (known as Lisch nodules), and increased lifetime risk to develop optic glioma, other brain tumors, malignant peripheral nerve sheath tumors, and breast cancer.(1)NF1has also been associated with learning disabilities, vasculopathy, and musculoskeletal features such as osteopenia, long bone dysplasia, and scoliosis.(1) Almost half of all individuals withNF1have no family history as their variants arosede novo, during gamete formation or early embryogenesis.(1) Of note, some individuals may present with segmental/mosaicNF1, where anNF1variant may be localized to only one segment or a few segments of the body. This test may not detect mosaicNF1.(1) The National Comprehensive Cancer Network provides recommendations regarding the breast cancer surveillance of adults withNF1.(2) Other medical management guidelines have been published by the American Academy of Pediatrics and the American College of Medical Genetics.(3,4) | An interpretive report will be provided. | All detected variants are evaluated according to American College of Medical Genetics and Genomics recommendations.(5) Variants are classified based on known, predicted, or possible pathogenicity and reported with interpretive comments detailing their potential or known significance. | Clinical Correlations: Test results should be interpreted in the context of clinical findings, family history, and other laboratory data. Misinterpretation of results may occur if the information provided is inaccurate or incomplete. If testing was performed because of a clinically significant family history, it is often useful to first test an affected family member. Detection of a reportable variant in an affected family member would allow for more informative testing of at-risk individuals. To discuss the availability of additional testing options or for assistance in the interpretation of these results, contact the Mayo Clinic Laboratories genetic counselors at 800-533-1710. Technical Limitations: Next-generation sequencing may not detect all types of genomic variants. In rare cases, false-negative or false-positive results may occur. The depth of coverage may be variable for some target regions; assay performance below the minimum acceptable criteria or for failed regions will be noted. Given these limitations, negative results do not rule out the diagnosis of a genetic disorder. If a specific clinical disorder is suspected, evaluation by alternative methods can be considered. There may be regions of genes that cannot be effectively evaluated by sequencing or deletion and duplication analysis as a result of technical limitations of the assay, including regions of homology, high guanine-cytosine (GC) content, and repetitive sequences. Confirmation of select reportable variants will be performed by alternate methodologies based on internal laboratory criteria. This test is validated to detect 95% of deletions up to 75 base pairs (bp) and insertions up to 47 bp. Deletions-insertions (delins) of 40 or more bp, including mobile element insertions, may be less reliably detected than smaller delins. Deletion/Duplication Analysis: This analysis targets single and multi-exon deletions/duplications; however, in some instances single exon resolution cannot be achieved due to isolated reduction in sequence coverage or inherent genomic complexity. Balanced structural rearrangements (such as translocations and inversions) may not be detected. This test is not designed to detect low levels of mosaicism or differentiate between somatic and germline variants. If there is a possibility that any detected variant is somatic, additional testing may be necessary to clarify the significance of results. For detailed information regarding gene specific performance and technical limitations, see Method Description or contact a laboratory genetic counselor. If the patient has had an allogeneic hematopoietic stem cell transplant or a recent blood transfusion, results may be inaccurate due to the presence of donor DNA. Call Mayo Clinic Laboratories for instructions for testing patients who have received a bone marrow transplant. Reclassification of Variants: Currently, it is not standard practice for the laboratory to systematically review previously classified variants on a regular basis. The laboratory encourages healthcare providers to contact the laboratory at any time to learn how the classification of a particular variant may have changed over time. Variant Evaluation: Evaluation and categorization of variants are performed using published American College of Medical Genetics and Genomics and the Association for Molecular Pathology recommendations as a guideline.(5) Other gene-specific guidelines may also be considered. Variants are classified based on known, predicted, or possible pathogenicity and reported with interpretive comments detailing their potential or known significance. Variants classified as benign or likely benign are not reported. Multiple in silico evaluation tools may be used to assist in the interpretation of these results. The accuracy of predictions made by in silico evaluation tools is highly dependent upon the data available for a given gene, and periodic updates to these tools may cause predictions to change over time. Results from in silico evaluation tools should be interpreted with caution and professional clinical judgement. | 1. Friedman JM: Neurofibromatosis 1. In: Adam MP, Everman DB, Mirzaa GM, et al, eds. GeneReviews [Internet]. University of Washington, Seattle; 1998. Updated April 2, 2022. Accessed November 7, 2022. Available at: www.ncbi.nlm.nih.gov/books/NBK1109/ 2. Daly MB, Pal T, Berry MP, et al: Genetic/Familial high-risk assessment: Breast, ovarian, and pancreatic, version 2.2021, NCCN Clinical Practice Guidelines in Oncology. J Natl Compr Canc Netw. 2021 Jan 6;19(1):77-102 3. Miller DT, Freedenberg D, Schorry E, Ullrich NJ, Viskochil D, Korf BR; COUNCIL ON GENETICS; AMERICAN COLLEGE OF MEDICAL GENETICS AND GENOMICS: Health supervision for children with neurofibromatosis type 1. Pediatrics. 2019 May;143(5):e20190660 4. Stewart DR, Korf BR, Nathanson KL, Stevenson DA, Yohay K: Care of adults with neurofibromatosis type 1: a clinical practice resource of the American College of Medical Genetics and Genomics (ACMG). Genet Med. 2018 Jul;20(7):671-682 5. Richards S, Aziz N, Bale S, et al: Standards and guidelines for the interpretation of sequence variants: a joint consensus recommendation of the American College of Medical Genetics and Genomics and the Association for Molecular Pathology. Genet Med. 2015 May;17(5):405-424 | Next-generation sequencing (NGS) and/or Sanger sequencing are performed to test for the presence of variants in coding regions and intron/exon boundaries of theNF1gene, as well as some other regions that have known disease-causing variants. The human genome reference GRCh37/hg19 build was used for sequence read alignment. At least 99% of the bases are covered at a read depth over 30X. Sensitivity is estimated at above 99% for single nucleotide variants, above 94% for deletion-insertions (delins) less than 40 base pairs (bp), above 95% for deletions up to 75 bp and insertions up to 47 bp. NGS and/or a polymerase chain reaction-based quantitative method is performed to test for the presence of deletions and duplications in theNF1gene. There may be regions of genes that cannot be effectively evaluated by sequencing or deletion and duplication analysis as a result of technical limitations of the assay, including regions of homology, high guanine-cytosine (GC) content, and repetitive sequences. The reference transcript forNF1gene is NM_000267.3. Reference transcript numbers may be updated due to transcript re-versioning. Always refer to the final patient report for gene transcript information referenced at the time of testing.(Unpublished Mayo method) Confirmation of select reportable variants may be performed by alternate methodologies based on internal laboratory criteria. | 21 days to 28 days | Whole blood: 2 weeks (if available); Extracted DNA: 3 months | This test was developed and its performance characteristics determined by Mayo Clinic in a manner consistent with CLIA requirements. It has not been cleared or approved by the US Food and Drug Administration. | 81408 | NF1 Full Gene Analysis | 101385-3 | 614778 | Released By | 18771-6
NF2F | Neurofilament (2F11) Immunostain, Technical Component Only | Aiding in the identification of neoplastic cells of neural origin or those exhibiting neuronal differentiation | Immunohistochemistry (IHC) | Yes | Neurofilament (2F11) IHC, Tech Only | For the initial technical component only immunohistochemical (IHC) stain performed, the appropriate bill-only test ID will be reflexed and charged (IHTOI). For each additional technical component only IHC stain performed, an additional bill-only test ID will be reflexed and charged (IHTOA). | Supplies:Immunostain Technical Only Envelope (T693) Specimen Type:Tissue Container/Tube:Immunostain Technical Only Envelope Preferred:2 Unstained positively charged glass slide (25- x 75- x 1-mm) per test ordered; sections 4-microns thick. Acceptable:Formalin-fixed, paraffin-embedded tissue block |  | Neurofilament (NF) constitutes the main structural elements of neuronal axons and dendrites. NF subunits are present in neurons, neuronal processes, peripheral nerves, and sympathetic ganglion cells. In brain parenchyma, NF labels the axons of the central nervous system. Within tumors, only neoplastic cells of neural origin or those exhibiting neuronal differentiation have been observed to express NF. Positive immunostaining has been observed in neuromas, gangliogliomas, neuroblastomas, and medulloblastomas. Other tumors that can stain for NF include pheochromocytoma, chemodectomas, and carcinoid tumors. |  | This test does not include pathologist interpretation, only technical performance of the stain. If interpretation is required, order PATHC / Pathology Consultation for a full diagnostic evaluation or second opinion of the case. The positive and negative controls are verified as showing appropriate immunoreactivity. If a control tissue is not included on the slide, a scanned image of the relevant quality control tissue is available upon request; call 855-516-8404. Interpretation of this test should be performed in the context of the patient's clinical history and other diagnostic tests by a qualified pathologist. | Age of a cut paraffin section can affect immunoreactivity. Stability thresholds vary widely among published literature and are antigen dependent. Best practice is for paraffin sections to be cut within 6 weeks. | 1. Diepholder HM, Schwechheimer K, Mohadjer M, Knoth R, Volk B. A clinicopathologic and immunomorphologic study of 13 cases of ganglioglioma. Cancer. 1991;68(10):2192-2201 2. Franquemont DW, Mills SE, Lack EE. Immunohistochemical detection of neuroblastomatous foci in composite adrenal pheochromocytoma-neuroblastoma. Am J Clin Pathol. 1994;102(2):163-170 3. Matsunou H, Shimoda T, Kakimoto S, Yamashita H, Ishikawa E, Mukai M. Histopathologic and immunohistochemical study of malignant tumors of peripheral nerve sheath (malignant schwannoma). Cancer. 1985;56:2269-2279 4. Stockman DL, Miettinen M, Suster S, et al. Malignant gastrointestinal neuroectodermal tumor: clinicopathologic, immunohistochemical, ultrastructural, and molecular analysis of 16 cases with a reappraisal of clear cell sarcoma-like tumors of the gastrointestinal tract. Am J Surg Pathol. 2012;36(6):857 5. Magaki S, Hojat SA, Wei B, So A, Yong WH. An Introduction to the Performance of Immunohistochemistry. Methods Mol Biol. 2019;1897:289-298. doi:10.1007/978-1-4939-8935-5_25 | Immunohistochemistry on sections of paraffin-embedded tissue.(Unpublished Mayo method) | 1 to 3 days | Until staining is complete. | This test has been cleared, approved, or is exempt by the US Food and Drug Administration and is used per manufacturer's instructions. Performance characteristics were verified by Mayo Clinic in a manner consistent with CLIA requirements. | 88342-TC, primary88341-TC, if additional IHC | Neurofilament (2F11) IHC, Tech Only | Order only;no result | 70832 | Neurofilament (2F11) IHC, Tech Only | Bill only; no result
NFSMI | Neurofilament (SMI31) Immunostain, Technical Component Only | Differentiating neurons (neurofilament positive) from glia (neurofilament negative) | Immunohistochemistry (IHC) | Yes | NF (SMI31) IHC, Tech Only | For the initial technical component only immunohistochemical (IHC) stain performed, the appropriate bill-only test ID will be reflexed and charged (IHTOI). For each additional technical component only IHC stain performed, an additional bill-only test ID will be reflexed and charged (IHTOA). | Supplies:Immunostain Technical Only Envelope (T693) Specimen Type:Tissue Container/Tube:Immunostains Technical Only Envelope Preferred:2 Unstained positively charged glass slide (25- x 75- x 1-mm) per test ordered; sections 4-microns thick. Acceptable:Formalin-fixed, paraffin-embedded tissue block |  | Neurofilament antibody clone SMI 31 reacts with a phosphorylated epitope on neurofilament H and, to a lesser degree, neurofilament M. Both of these proteins contain multiple tandemly repeated serine phosphorylation sites. Clone SMI 31 reacts with thick and thin axons and specific dendrites such as basket cell dendrites. SMI 31 may also stain neuronal cell bodies in pathological conditions. |  | This test does not include pathologist interpretation, only technical performance of the stain. If interpretation is required, order PATHC / Pathology Consultation for a full diagnostic evaluation or second opinion of the case. The positive and negative controls are verified as showing appropriate immunoreactivity. If a control tissue is not included on the slide, a scanned image of the relevant quality control tissue is available upon request; call 855-516-8404. Interpretation of this test should be performed in the context of the patient's clinical history and other diagnostic tests by a qualified pathologist. | Age of a cut paraffin section can affect immunoreactivity. Stability thresholds vary widely among published literature and are antigen dependent. Best practice is for paraffin sections to be cut within 6 weeks. | 1. Rudrabhatla P, Jaffe H, Pant HC. Direct evidence of phosphorylated neuronal intermediate filament proteins in neurofibrillary tangles (NFTs): phosphoproteomics of Alzheimer's NFTs. FASEB J. 2011;25(11):3896-3905 2. Raina AK, Takeda A, Nunomura A, et al. Genetic evidence for oxidative stress in Alzheimer's disease. NeuroReport. 1999;10:1355-1357 3. Yang CC, Alvarez RB, Engel WK, et al. Nitric oxide-induced oxidative stress in autosomal recessive and dominant inclusion-body myopathies. Brain. 1998;121:1089-1097 4. Giasson BI, Mushynski WE. Aberrant stress-induced phosphorylation of perikaryal neurofilaments. J Biol Chem. 1996;271(48):30404-30409 5. Magaki S, Hojat SA, Wei B, So A, Yong WH. An introduction to the performance of immunohistochemistry. Methods Mol Biol. 2019;1897:289-298. doi:10.1007/978-1-4939-8935-5_25 | Immunohistochemistry on sections of paraffin-embedded tissue.(Unpublished Mayo method) | 1 to 3 days | Until staining is complete. | This test has been cleared, approved, or is exempt by the US Food and Drug Administration and is used per manufacturer's instructions. Performance characteristics were verified by Mayo Clinic in a manner consistent with CLIA requirements. | 88342-TC, primary88341-TC, if additional IHC | NF (SMI31) IHC, Tech Only | Order only;no result | 71358 | NF (SMI31) IHC, Tech Only | Bill only; no result
NFLC | Neurofilament Light Chain, Plasma | Assessing neuronal damage related to various neurodegenerative diseases | Digital Immunoassay | Yes | Neurofilament Light Chain, P | Plasma EDTA | Collection Container/Tube:Lavender top (EDTA) Submission Container/Tube:Plastic screw-top vial Specimen Volume:1.5 mL Collection Information:Centrifuge and aliquot plasma into a plastic vial.Do not submit specimen in original tube. Specimen Stability Information:Frozen (preferred) 16 months/Refrigerated 7 days | 0.75 mL | Neurofilaments (NF) are exclusively located in the neuronal cytoskeleton and are released to the interstitial fluid upon axonal injury or neurodegeneration. NF concentrations in cerebrospinal fluid (CSF) and blood have been shown to correlate with the extent of axonal damage or neurodegeneration in various neurodegenerative diseases. Of the family of NF proteins, neurofilament light chain (NfL) has gained the most interest as a candidate marker of neurodegeneration. During axonal damage, NfL is released into the CSF, and eventually into the blood where concentrations are 40-fold lower than in the CSF. Concentrations of NfL in plasma have been shown to be approximately 5% to 10% lower than those measured in serum. Circulating NfL concentrations increase with age with reported increases of approximately 2% to 3% per year in both male and female individuals. While the specific cause of this increase has not been elucidated, it is believed to be related to the aging process as well as to the development of subclinical ischemic events. NfL concentrations in blood (plasma or serum) reflect the extent of axonal damage, making them a generic marker of disease activity. Increases in NfL concentrations have been reported in individuals with traumatic brain injury, amyotrophic lateral sclerosis, multiple sclerosis, frontotemporal dementia, Alzheimer disease, and other neurodegenerative diseases. | <2.5 years: < or =12.8 pg/mL 2.5 to 4 years: < or =11.8 pg/mL 5 to 9 years: < or =10.4 pg/mL 10 to 14 years: < or =8.8 pg/mL 15 to 19 years: < or =9.2 pg/mL 20 to 24 years: < or =10.4 pg/mL 25 to 29 years: < or =11.9 pg/mL 30 to 34 years: < or =13.5 pg/mL 35 to 39 years: < or =15.3 pg/mL 40 to 44 years: < or =17.3 pg/mL 45 to 49 years: < or =19.7 pg/mL 50 to 54 years: < or =22.4 pg/mL 55 to 59 years: < or =25.4 pg/mL 60 to 64 years: < or =28.8 pg/mL 65 to 69 years: < or =32.7 pg/mL 70 to 74 years: < or =37.1 pg/mL 75 to 79 years: < or =42.1 pg/mL 80 to 84 years: < or = 47.8 pg/mL > or =85 years: < or =54.3 pg/mL | Blood neurofilament light chain (NfL) is a non-specific marker of neuro-axonal injury showing promising associations with outcomes in several neurological conditions. In neurodegenerative diseases, NfL may also serve as a prognostic marker of decline and an efficacy biomarker of experimental therapies. In a meta-analysis of Alzheimer disease (AD), frontotemporal dementia, and amyotrophic lateral sclerosis (ALS), plasma NfL levels were elevated in patients compared to controls with utility in differentiating neurodegenerative conditions from non-neurodegenerative mimics. However, due to a lack of specificity to a particular neurodegenerative disease, its role as a diagnostic marker is limited. In multiple sclerosis (MS), NfL is elevated in the blood of newly diagnosed patients and concentrations correlate with disease severity and prognosis. However, measured circulating NfL in patients with MS often overlaps with concentrations found in healthy individuals, potentially limiting its utility. Early measures of blood NfL in patients newly diagnosed with MS can predict brain atrophy and lesion load on magnetic resonance imaging. The use of blood NfL in serial disease monitoring and treatment response has been evaluated in various prospective clinical trials. Reductions in NfL concentrations after different treatments tend to follow the hierarchy of treatment efficacy, with greatest reductions observed with the most intensive treatments. A study that included over 1000 patients with MS receiving various treatments, reported the largest reductions in plasma NfL concentrations following alemtuzumab treatment (54% reduction), and the smallest reduction with teriflunomide treatment (7%). Pediatric-onset MS prevalence and incidence rates are increasing globally. Between 3% and 10% of patients with MS present under 16 years of age. Guidelines for pediatric MS recommend that treatment can be started early in the disease course. Circulating NfL is a useful biomarker for monitoring disease activity and treatment response in pediatric MS. It is most likely helpful to predict disease severity and to guide treatment decisions in patients with pediatric MS. Elevated blood NfL levels were significantly associated with higher numbers of cerebral and spinal MRI lesions at baseline. High concentrations of blood NfL (>100 pg/mL) are predictive of disease events within four months. In AD, blood NfL concentrations have been shown to correlate with cortical thinning and cognitive decline in both sporadic and familial AD. While there are elevations of NfL in patients with AD, at this point the clinical value of blood NfL is not fully understood, especially in light of the availability of other more sensitive and specific biomarkers for AD. Circulating NfL has been evaluated both in the context of mild traumatic brain injury (mTBI) diagnosis (acute setting) and prognosis (outcome prediction). In the acute setting, the utility of NfL in identifying mTBI within 24 hours of an injury has been controversial, likely due to the different timepoints used in studies for evaluating NfL concentrations after the injury (ranging from 1-, 4-, 6-, 12-, and 24-hours post-injury). A recent 2022 review describes the findings of six different publications looking at the role of NfL in acute mTBI. Three out of four studies involving athletes reported data supporting the efficacy of NfL in identifying mTBI within 24 hours of an injury. However, studies using either military cadets or emergency department patients presenting with possible mTBI as subjects did not show evidence supporting NfL use in the acute setting. As a prognostic marker, data has been inconclusive as to whether NfL is able to predict recovery time, post-concussion syndrome, or potential return to sport after mTBI. In ALS, NfL concentrations have been suggested to be able to discriminate ALS from ALS-mimics. NfL levels at symptom onset may be prognostic of disease progression rate and may be used to stratify patients into groups with a similar prognosis in clinical trials. Blood NfL concentrations remain relatively stable throughout the disease. The US Food and Drug Administration has approved Qalsody (tofersen) to treat patients with ALS associated with a genetic variant in the superoxide dismutase 1 (SOD1) gene. The approval was based on a reduction in plasma NfL at the end treatment compared to the placebo arm. Therefore, NfL might be a useful biomarker of assess effectiveness of some ALS therapies. Parkinson disease (PD) patients with elevated NfL concentrations have been reported to have worse cognitive decline, brain cortical atrophy, and motor scores. Blood NfL concentrations in atypical forms of Parkinson disease are higher than in PD and may be used to help differentiate PD from atypical parkinsonian disorders. In frontotemporal dementia (FTD), blood NfL was able to discriminate patients with the behavioral form of FTD from patients with primary psychiatric disorders. It has been suggested that blood NfL could be used to support the diagnosis of the behavioral form of FTD, monitor disease progression, and prognosis of FTD. A study that evaluated blood NfL concentrations in 13 neurodegenerative disorders, Down syndrome, depression, and cognitive normal controls showed that plasma NfL concentrations were elevated in all cortical neurodegenerative disorders, ALS, and atypical parkinsonian disorders. Plasma NfL was clinically useful in differentiating atypical parkinsonian disorders from PD, in identifying dementia in Down syndrome, distinguishing neurodegenerative disorders from depression in older adults, and potentially identifying frontotemporal dementia in patients with cognitive impairment. Individuals with ALS, FTD, and Down syndrome with AD presented with the highest concentrations of plasma NfL. | Increases in neurofilament light chain (NfL) are not disease specific. Results should only be used in conjunction with other clinical information when evaluating patients with neurodegeneration. Higher concentrations of NfL may be found in persons with history of stroke, atrial fibrillation, myocardial infarction, chronic kidney disease, pregnancy, and diabetes. Lower concentrations of NfL may be found in individuals with a BMI of 30 or more. All immunometric assays can, on rare occasions, be subject to a hooking effect at extremely high analyte concentrations (false-low results), heterophilic antibody interference (false-high results), or autoantibody interference (unpredictable effects). If the laboratory result does not fit the clinical picture, these possibilities should be considered. | 1. Barro C, Chitnis T, Weiner HL. Blood neurofilament light: a critical review of its application to neurologic disease. Ann Clin Transl Neurol. 2020;7(12):2508-2523 2. Ashton NJ, Janelidze S, Al Khleifat A, et al. A multicentre validation study of the diagnostic value of plasma neurofilament light. Nat Commun. 2021;12(1):3400 3. Khalil M, Teunissen CE, Otto M, et al. Neurofilaments as biomarkers in neurological disorders. Nat Rev Neurol. 2018;14(10):577-589 4. Farragher CD, Ku Y, Powers JE. The potential role of neurofilament light in mild traumatic brain injury diagnosis: a systematic review. Cureus. 2022;14(11):e31301. doi:10.7759/cureus.31301 5. Disanto G, Barro C, Benkert P, et al. Serum neurofilament light: A biomarker of neuronal damage in multiple sclerosis. Ann Neurol. 2017;81(6):857-870 6. Wendel EM, Bertolini A, Kousoulos L, et al. Serum neurofilament light-chain levels in children with monophasic myelin oligodendrocyte glycoprotein-associated disease, multiple sclerosis, and other acquired demyelinating syndrome. Mult Scler. 2022;28(10):1553-1561 7. Verde F, Steinacker P, Weishaupt JH, et al. Neurofilament light chain in serum for the diagnosis of amyotrophic lateral sclerosis. J Neurol Neurosurg Psychiatry. 2019;90(2):157-164 8. Mielke MM, Syrjanen JA, Blennow K, et al. Plasma and CSF neurofilament light: Relation to longitudinal neuroimaging and cognitive measures. Neurology. 2019;93(3):e252-e260 9. Khalil M, Pirpamer L, Hofer E, et al. Serum neurofilament light levels in normal aging and their association with morphologic brain changes. Nat Commun. 2020;11(1):812 10. Bornhorst JA, Figdore D, Campbell MR, et al. Plasma neurofilament light chain (NfL) reference interval determination in an age-stratified cognitively unimpaired cohort. Clin Chim Acta. 2022;535:153-156. doi:10.1016/j.cca.2022.08.017 | Neurofilament light chain (NfL) is measured on the Quanterix Simoa HD-X analyzer using the Simoa NF-Light advantage kit. The assay uses two NfL specific monoclonal antibodies. Sample, paramagnetic capture beads coated with anti-NfL antibody, and a biotinylated detector antibody are combined. Anti-NfL antibody coated paramagnetic capture beads and labeled biotinylated detector antibody will bind to NfL molecules present in the sample. Following a washing step, a conjugate of streptavidin-beta-galactosidase (SBG) is mixed with the capture beads. The captured NfL becomes enzymatically labeled when the SBG binds to the biotinylated detector antibodies. A second wash is performed, and the capture beads are resuspended in a resorufin beta-D-galactopyranoside (RGP) substrate solution. This suspension is transferred to the Simoa Disc. Individual paramagnetic capture beads settle into 216,000 femtoliter-sized microwells designed to hold no more than one bead per well. The beads are sealed into the microwells while excess beads are washed away with a synthetic fluorinated polymer sealing oil. If NfL is present in the sample and subsequently captured and labeled, the beta-galactosidase hydrolyzes the RGP substrate and produces a fluorescent signal. This signal is detected and counted by the Simoa optical system. The concentration of NfL is interpolated from a standard curve.(Unpublished Mayo method) | 1 to 7 days | 3 months | This test was developed and its performance characteristics determined by Mayo Clinic in a manner consistent with CLIA requirements. It has not been cleared or approved by the US Food and Drug Administration. | 0361U | Neurofilament Light Chain, P | 101281-4 | 616854 | Neurofilament Light Chain, P | 101281-4
PNEFS | Neuroimmunology Antibody Follow-up, Serum | Monitoring patients who have previously tested positive for one or more antibodies within the past 5 years in a Mayo Neuroimmunology Laboratory serum evaluation | AGN1S, AMPHS, ANN1S, ANN2S, ANN3S, CRMS, DPPIS, GL1IS, PCAB2, PCABP, PCATR, GRFIS, IG5IS, ITPIS, GFAIS, SRPIS, NIFIS, APBIS, NCDIS, SP5IS, SP7IS, PDEIS, T46IS: Indirect Immunofluorescence Assay (IFA) AMPCS, CS2CS, DPPCS, GABCS, GL1CS, LG1CS, NMDCS, GRFCS, IG5CS, ITPCS, GFACS, NFLCS, NFHCS, AINCS, APBCS, NCDCS, SP5CS, SP7CS, T46CS: Cell Binding Assay (CBA) CCPQ, GANG: Radioimmunoassay (RIA) ACMFS: Flow Cytometry (FACS) IGG_A, IGG_D, IGM_A, IGM_D, IGM_M: Enzyme-linked Immunosorbent Assay (EIA) AGNBS, AMIBS, AN1BS, AN2BS, PC1BS, PCTBS, SRPBS: Immunoblot (IB) | Yes | Neuroimmunology Ab Follow-up, S | Serum | Collection Container/Tube: Preferred:Red top Acceptable:Serum gel Submission Container/Tube: 13 x 75-mm plastic screw-top vial Specimen Volume:4 mL Collection Instructions: Centrifuge within 2 hours. Aliquot and ship in 13 x 75-mm plastic screw-top vial. | 2 mL | Paraneoplastic autoimmune neurological disorders reflect a patient's humoral and cellular immune responses to cancer. The cancer may be new or recurrent, is usually limited in metastatic volume, and is often occult by standard imaging procedures. Autoantibodies specific for onconeural proteins found in the plasma membrane, cytoplasm, and nucleus of neurons or muscle are generated in this immune response and serve as serological markers of paraneoplastic autoimmunity. The most recognized cancers in this context are small-cell lung carcinoma, thymoma, ovarian (or related mullerian) carcinoma, breast carcinoma, and Hodgkin lymphoma. Pertinent childhood neoplasms recognized thus far include neuroblastoma, thymoma, Hodgkin lymphoma, and chondroblastoma. An individual patient's autoantibody profile can predict a specific neoplasm with 90% certainty but not the neurological syndrome. Four classes of autoantibodies are recognized in serum analysis: -Neuronal nuclear (antineuronal nuclear antibody-type 1 [ANNA-1], ANNA-2, ANNA-3) -Neuronal and muscle cytoplasmic (Purkinje cell cytoplasmic antibody, type 1 [PCA-1], PCA-2, PCA-Tr,collapsin response-mediator protein-5[CRMP-5], amphiphysin, and striational) -Glial nuclear (antiglial nuclear antibody: AGNA) -Plasma membrane cation channel antibodies (neuronal P/Q-type and muscle acetylcholine receptorautoantibodies). Theseautoantibodiesare potential effectors of neurological dysfunction. Patients who are seropositive usually present with subacute neurological signs and symptoms. The patient may present with encephalopathy, cerebellar ataxia, myelopathy, radiculopathy, plexopathy, sensory, sensorimotor, or autonomic neuropathy, with or without coexisting evidence of a neuromuscular transmission disorder: Lambert-Eaton syndrome, myasthenia gravis, or neuromuscular hyperexcitability. Initial signs may be subtle, but a subacute multifocal and progressive syndrome usually evolves. Sensorimotor neuropathy and cerebellar ataxia are common presentations, but the clinical picture in some patients is dominated by striking gastrointestinal dysmotility, limbic encephalopathy, basal ganglionitis, or cranial neuropathy (especially loss of vision, hearing, smell, or taste). Cancer risk factors include past or family history of cancer, history of smoking, or social/environmental exposure to carcinogens. Early diagnosis and treatment of the neoplasm favor less neurological morbidity and offer the best hope for survival. | Test ID,Reporting Name,Methodology*,Reference Value, GANG,AChR Ganglionic Neuronal Ab, S,RIA,< or =0.02 nmol/L, ACMFS,AChR Modulating Flow Cytometry, S,FACS,Negative, AGNBS,AGNA-1 Immunoblot, S,IB,Negative, AINCS,Alpha Internexin CBA, S,CBA,Negative, AMPCS,AMPA-R Ab CBA, S,CBA,Negative, AMPHS,Amphiphysin Ab, S,IFA,Negative, AMIBS,Amphiphysin Immunoblot, S,IB,Negative, AN1BS,ANNA-1 Immunoblot, S,IB,Negative, AN2BS,ANNA-2 Immunoblot, S,IB,Negative, AGN1S,Anti-Glial Nuclear Ab, Type 1,IFA,Negative, ANN1S,Anti-Neuronal Nuclear Ab, Type 1,IFA,Negative, ANN2S,Anti-Neuronal Nuclear Ab, Type 2,IFA,Negative, ANN3S,Anti-Neuronal Nuclear Ab, Type 3,IFA,Negative, APBCS,AP3B2 CBA, S,CBA,Negative, APBIS,AP3B2 IFA, S,IFA,Negative, CS2CS,CASPR2-IgG CBA, S,CBA,Negative, CRMS,CRMP-5-IgG, S,IFA,Negative, DPPCS,DPPX Ab CBA, S,CBA,Negative, DPPIS,DPPX Ab IFA, S,IFA,Negative, GABCS,GABA-B-R Ab CBA, S,CBA,Negative, GFACS,GFAP CBA, S,CBA,Negative, GFAIS,GFAP IFA, S,IFA,Negative, GRFCS,GRAF1 CBA, S,CBA,Negative, GRFIS,GRAF1 IFA, S,IFA,Negative, IGG_A,IgG Asialo. GM1,EIA,Negative, IGG_D,IgG Disialo. GD1b,EIA,Negative, IG5CS,IgLON5 CBA, S,CBA,Negative, IG5IS,IgLON5 IFA, S,IFA,Negative, IGM_A,IgM Asialo. GM1,EIA,Negative, IGM_D,IgM Disialo. GD1b,EIA,Negative, IGM_M,IgM Monos. GM1,EIA,Negative, ITPCS,ITPR1 CBA, S,CBA,Negative, ITPIS,ITPR1 IFA, S,IFA,Negative, LG1CS,LGI1-IgG CBA, S,CBA,Negative, GL1CS,mGluR1 Ab CBA, S,CBA,Negative, GL1IS,mGluR1 Ab IFA, S,IFA,Negative, NCDCS,Neurochondrin CBA, S,CBA,Negative, NCDIS,Neurochondrin IFA, S,IFA,Negative, NFHCS,NIF Heavy Chain CBA, S,CBA,Negative, NIFIS,NIF IFA, S,IFA,Negative, NFLCS,NIF Light Chain CBA, S,CBA,Negative, NMDCS,NMDA-R Ab CBA, S,CBA,Negative, CCPQ,P/Q-Type Calcium Channel Ab,RIA,< or =0.02 nmol/L, PC1BS,PCA-1 Immunoblot, S,IB,Negative, PCTBS,PCA-Tr Immunoblot, S,IB,Negative, PCABP,Purkinje Cell Cytoplasmic Ab Type 1,IFA,Negative, PCAB2,Purkinje Cell Cytoplasmic Ab Type 2,IFA,Negative, PCATR,Purkinje Cell Cytoplasmic Ab Type Tr,IFA,Negative, SP5CS,Septin-5 CBA, S,CBA,Negative, SP5IS,Septin-5 IFA, S,IFA,Negative, SP7CS,Septin-7 CBA, S,CBA,Negative, SP7IS,Septin-7 IFA, S,IFA,Negative, SRPIS,SRP IFA Screen, S,IFA,Negative, SRPBS,SRP Immunoblot, S,IB,Negative, PDEIS,PDE10A Ab IFA, S,IFA,Negative, T46CS,TRIM46 Ab CBA, S,CBA,Negative, T46IS,TRIM46 Ab IFA, S,IFA,Negative, | Antibodies directed at onconeural proteins shared by neurons, muscle, and certain cancers are valuable serological markers of a patient's immune response to cancer. They are not found in healthy subjects and are usually accompanied by subacute neurological signs and symptoms. Several autoantibodies have a syndromic association, but no known autoantibody predicts a specific neurological syndrome. Conversely, a positive autoantibody profile has 80% to 90% predictive value for a specific cancer. It is not uncommon for more than one paraneoplastic autoantibody to be detected, each predictive of the same cancer. | This test should only be utilized when the presence of paraneoplastic autoantibodies has been previously documented. | 1. Lancaster E, Martinez-Hernandez E, Dalmau J. Encephalitis and antibodies to synaptic and neuronal cell surface proteins. Neurology. 2011;77(2):179-189 2. Horta ES, Lennon VA, Lachance DH, et al. Neural autoantibody clusters aid diagnosis of cancer. Clin Cancer Res. 2014;20(14):3862-3869 3. Gilligan M, McGuigan C, McKeon. A.paraneoplastic neurologic disorders.Curr Neurol Neurosci Rep. 2023;23(3):67-82. doi:10.1007/s11910-023-01250-w 4. Graus F, Vogrig A, Muniz-Castrillo S, et al. Updated diagnostic criteria for paraneoplastic neurologic syndromes. Neurol Neuroimmunol Neuroinflamm. 2021;8(4):e1014 | Indirect Immunofluorescence Assay: Before testing, patient's specimen is preabsorbed with liver powder to remove nonorgan-specific autoantibodies. After applying to a composite substrate of frozen mouse tissues (brain, kidney, and gut) and washing, fluorescein-conjugated goat-antihuman IgG is applied to detect the distribution and pattern of patient IgG binding.(Pittock SJ, Kryzer TJ, Lennon VA. Paraneoplastic antibodies coexist and predict cancer, not neurological syndrome. Ann Neurol. 2004;56[5]:715-719;Honorat JA, Komorowski L, Josephs KA, et a. IgLON5 antibody: Neurological accompaniments and outcomes in 20 patients. Neruol Neruoimmunol Neruoinflamm. 2017;4[5]:e385. doi:10.1212/NXI.0000000000000385) Radioimmunoassay: Goat-antihuman IgG and IgM is used as precipitant in all assays. Cation channel protein antigens are solubilized from neuronal or muscle membrane, in nonionic detergent, and complexed with a selective high-affinity ligand labeled with (125)I. (125)I-labelled recombinant human glutamic acid decarboxylase-65 (GAD65) antigen is used to confirm GAD65 autoantibody (when suspected from immunofluorescent staining pattern).(Griesmann GE, Kryzer TJ, Lennon VA Autoantibody profiles of myasthenia gravis and Lambert-Eaton myasthenic syndrome. In: Rose NR, Hamilton RG, et al, eds. Manual of Clinical and Laboratory Immunology. 6th ed. ASM Press, 2002:1005-1012; Walikonis JE, Lennon VA. Radioimmunoassay for glutamic acid decarboxylase [GAD65] autoantibodies as a diagnostic aid for stiff-man syndrome and a correlate of susceptibility to type 1 diabetes mellitus. Mayo Clin Proc. 1998;73[12]:1161-1166; Jones AL, Flanagan EP, Pittock SJ, et al. Responses to and outcomes of treatment of autoimmune cerebellar ataxia in adults.JAMA Neurol. 2015;72[11]:1304-1312. doi:10.1001/jamaneurol.2015.2378) Cell Binding Assay: Patient specimen is applied to a composite slide containing transfected and nontransfected HEK-293 cells. After incubation and washing, fluorescein-conjugated goat-antihuman IgG is applied to detect the presence of patient IgG binding.(Unpublished Mayo method) Flow Cytometry: This method uses flow cytometry to measure the loss ofacetylcholine receptor (AChR) molecules expressed on the surface of live cells expressing AChR on the cell surface. The cell line used is an immortalized human rhabdomyosacroma cell line that expresses endogenous muscle-type nicotinic AChR on its surface. Cells are plated in a 96-well plate and cultured 72 hours prior to the addition of patient serum for an additional 18-22 hours to enable internalization of AChRs (modulation). Modulation is then stopped by placing cells on ice. The amount of remaining AChRs on the cell surface is measured by flow cytometry. On ice, cells are incubated with a recombinant rat monoclonal antibody against alpha-subunit of the AChR followed by a secondary goat anti-rat IgG antibody conjugated with APC. The amount of AChR on the cell surface is proportional to the median fluorescence intensity (MFI) of APC. To calculate the amount of modulation (ie, % loss of AChR) the APC MFI is compared between cells treated with patient serum and cells treated with serum lacking AChR modulating antibodies. Background signal is established in each experiment utilizing cells stained with secondary antibody alone (no patient sera). The percent loss of AChR is calculated as 1-([Patient MFI-Background MFI]/[Negative calibrator MFI - Background MFI])*100%.(Unpublished Mayo method) Immunoblot: All steps are performed at ambient temperature (18-28 degrees C) utilizing the EUROBlot One instrument. Diluted patient specimen (1:12.5) is added to test strips (strips containing recombinant antigen manufactured and purified using biochemical methods) in individual channels and incubated for 30 minutes. Positive samples will bind to the purified recombinant antigen and negative samples will not bind. Strips are washed to remove unbound antibodies and then incubated with antihuman IgG antibodies (alkaline phosphatase-labelled) for 30 minutes. The strips are again washed to remove unbound anti-human IgG antibodies and nitroblue tetrazolium chloride/5-bromo-4-chloro-3-indolylphosphate (NBT/BCIP) substrate is added. Alkaline phosphatase enzyme converts the soluble substrate into a colored insoluble product on the membrane to produces a black band. Strips are digitized via picture capture on the EUROBlot One instrument and evaluated with the EUROLineScan software.(O'Connor K, Waters P, Komorowski L, et al. GABAA receptor autoimmunity: A multicenter experience. Neurol Neuroimmunol Neuroinflamm. 2019;6[3]:e552. doi:10.1212/NXI.0000000000000552) Enzyme-linked Immunosorbent Assays: Antiganglioside antibodies in specimens are detected by enzyme-linked immunosorbent assays (ELISA). Ganglioside antigens (GM1, Asialo GM1, and GD1b) adsorbed to wells of ELISA plates are incubated with patient's serum or controls. The plates are washed, and alkaline phosphatase conjugated antihuman IgG or IgM antibodies (ie, secondary) are added in a second incubation. The wash step is repeated, and enzyme substrate is added. Absorbance is measured and results are expressed as antibody titer, ie, the greatest dilution at which the absorbance of wells that contain patient sample is greater than 2.0 times the mean absorbance of normal sample tested simultaneously.(Taylor BV, Gross L, Windebank AJ. The sensitivity and specificity of anti-GM1 antibody testing. Neurology. 1996;47:951-955; McKeon A, Lennon V, LaChance DH, et al. Striational antibodies in a paraneoplastic context. Muscle Nerve. 2013;47[4]:585-587) | Varies | 28 days | This test was developed and its performance characteristics determined by Mayo Clinic in a manner consistent with CLIA requirements. It has not been cleared or approved by the US Food and Drug Administration. | 83519 GANG (if appropriate)86043 ACMFS (if appropriate)84182 AGNBS (if appropriate)86255 AINCS (if appropriate)86255 AMPCS (if appropriate)86255 AMPHS (if appropriate)84182 AMIBS (if appropriate)84182 AN1BS (if appropriate)84182 AN2BS (if appropriate)86255 AGN1S (if appropriate)86255 ANN1S (if appropriate)86255 ANN2S (if appropriate)86255 ANN3S (if appropriate)86255 APBCS (if appropriate)86255 APBIS (if appropriate)86255 CS2CS (if appropriate)86255 CRMS (if appropriate)86255 DPPCS (if appropriate)86255 DPPIS (if appropriate)86255 GABCS (if appropriate)86255 GFACS (if appropriate)86255 GFAIS (if appropriate)86255 GRFCS (if appropriate)86255 GRFIS (if appropriate)83516 IGG_A (if appropriate)83516 IGG_D (if appropriate)86255 IG5CS (if appropriate)86255 IG5IS (if appropriate)83516 IGM_A (if appropriate)83516 IGM_D (if appropriate)83516 IGM_M (if appropriate)86255 ITPCS (if appropriate)86255 ITPIS (if appropriate)86255 LG1CS (if appropriate)86255 GL1CS (if appropriate)86255 GL1IS (if appropriate)86255 NCDCS (if appropriate)86255 NCDIS (if appropriate)86255 NFHCS (if appropriate)86255 NIFIS (if appropriate)86255 NFLCS (if appropriate)86255 NMDCS (if appropriate)83519 CCPQ (if appropriate)84182 PC1BS (if appropriate)84182 PCTBS (if appropriate)86255 PCABP (if appropriate)86255 PCAB2 (if appropriate)86255 PCATR (if appropriate)86255 PDEIS (if appropriate)86255 SP5CS (if appropriate)86255 SP5IS (if appropriate)86255 SP7CS (if appropriate)86255 SP7IS (if appropriate)86255 SRPIS (if appropriate)84182 SRPBS (if appropriate)86255 T46CS (if appropriate)86255 T46IS (if appropriate) | Neuroimmunology Ab Follow-up, S | 80615-8 | 84300 | Neuroimmunology Ab Follow-up, S | 80615-8
PNEFC | Neuroimmunology Antibody Follow-up, Spinal Fluid | Monitoring patients who have previously tested positive for 1 or more antibodies within the past 5 years in a Mayo Clinic Neuroimmunology Laboratory spinal fluid evaluation | AMPHC, AGN1C, ANN1C, ANN2C, ANN3C, PCTRC, PCA1C, PCA2C, DPPTC, GL1IC, GFAIC, IG5IC, ITPIC, GRFIC, NIFIC, APBIC, SP5IC, SP7IC, CRMC, NCDIC, DPPIC, PDEIC, T46IC: Indirect Immunofluorescence Assay (IFA) AMPCC, CS2CC, GABCC, LG1CC, NMDCC, DPPCC, GL1CC, GFACC, IG5CC, ITPCC, GRFCC, NFLCC, NFHCC, AINCC, APBCC, NCDCC, SP5CC, SP7CC, T46CC: Cell Binding Assay (CBA) CRMWC: Western Blot (WB) AN1BC, AN2BC, AMIBC, PC1BC, PCTBC, AGNBC: Immunoblot (IB) | Yes | Neuroimmunology Ab Follow-up, CSF | CSF | Container/Tube:Sterile vial Preferred:Vial number 1 Acceptable:Any vial Specimen Volume:4 mL | 2 mL | Paraneoplastic autoimmune neurological disorders reflect a patient's humoral and cellular immune responses to cancer. The cancer may be new or recurrent, is usually limited in metastatic volume, and is often occult by standard imaging procedures. Autoantibodies specific for onconeural proteins found in the plasma membrane, cytoplasm, and nucleus of neurons or muscle are generated in this immune response and serve as serological markers of paraneoplastic autoimmunity. The most recognized cancers in this context are small-cell lung carcinoma, thymoma, ovarian (or related mullerian) carcinoma, breast carcinoma, and Hodgkin lymphoma. Pertinent childhood neoplasms recognized thus far include neuroblastoma, thymoma, Hodgkin lymphoma, and chondroblastoma. An individual patient's autoantibody profile can predict a specific neoplasm with 90% certainty but not the neurological syndrome. Three classes of autoantibodies are recognized in the spinal fluid analysis: -Neuronal nuclear (antineuronal nuclear antibody-type 1 [ANNA-1], ANNA-2, ANNA-3) -Neuronal and muscle cytoplasmic (Purkinje cell cytoplasmic antibody, type 1 [PCA-1]; PCA-2; PCA-Tr, collapsin response-mediator protein-5 [CRMP-5], and amphiphysin) -Glial nuclear (antiglial nuclear antibody: AGNA) Patients who are seropositive usually present with subacute neurological signs and symptoms. The patient may present with encephalopathy, cerebellar ataxia, myelopathy, radiculopathy, plexopathy, sensory, sensorimotor, or autonomic neuropathy, with or without coexisting evidence of a neuromuscular transmission disorder: Lambert-Eaton syndrome, myasthenia gravis, or neuromuscular hyperexcitability. Initial signs may be subtle, but a subacute multifocal and progressive syndrome usually evolves. Sensorimotor neuropathy and cerebellar ataxia are common presentations, but the clinical picture in some patients is dominated by striking gastrointestinal dysmotility, limbic encephalopathy, basal ganglionitis, or cranial neuropathy (especially loss of vision, hearing, smell, or taste). Cancer risk factors include past or family history of cancer, history of smoking, or social/environmental exposure to carcinogens. Early diagnosis and treatment of the neoplasm favor less neurological morbidity and offer the best hope for survival. | Test ID,Reporting Name,Methodology*,Reference Value, AGNBC,AGNA-1 Immunoblot, CSF,IB,Negative, AINCC,Alpha Internexin CBA, CSF,CBA,Negative, AMPCC,AMPA-R Ab CBA, CSF,CBA,Negative, AMPHC,Amphiphysin Ab, CSF,IFA,Negative, AMIBC,Amphiphysin Immunoblot, CSF,IB,Negative, AN1BC,ANNA-1 Immunoblot, CSF,IB,Negative, AN2BC,ANNA-2 Immunoblot, CSF,IB,Negative, AGN1C,Anti-Glial Nuclear Ab Type 1,IFA,Negative, ANN1C,Anti-Neuronal Nuclear Ab, Type 1,IFA,Negative, ANN2C,Anti-Neuronal Nuclear Ab, Type 2,IFA,Negative, ANN3C,Anti-Neuronal Nuclear Ab, Type 3,IFA,Negative, APBCC,AP3B2 CBA, CSF,CBA,Negative, APBIC,AP3B2 IFA, CSF,IFA,Negative, CS2CC,CASPR2-IgG CBA, CSF,CBA,Negative, CRMWC,CRMP-5-IgG Western Blot, CSF,WB,Negative, CRMC,CRMP-5-IgG, CSF,IFA,Negative, DPPCC,DPPX Ab CBA, CSF,CBA,Negative, DPPIC,DPPX Ab IFA, CSF,IFA,Negative, GABCC,GABA-B-R Ab CBA, CSF,CBA,Negative, GFACC,GFAP CBA, CSF,CBA,Negative, GFAIC,GFAP IFA, CSF,IFA,Negative, GRFCC,GRAF1 CBA, CSF,CBA,Negative, GRFIC,GRAF1 IFA, CSF,IFA,Negative, IG5CC,IgLON5 CBA, CSF,CBA,Negative, IG5IC,IgLON5 IFA, CSF,IFA,Negative, ITPCC,ITPR1 CBA, CSF,CBA,Negative, ITPIC,ITPR1 IFA, CSF,IFA,Negative, LG1CC,LGI1-IgG CBA, CSF,CBA,Negative, GL1CC,mGluR1 Ab CBA, CSF,CBA,Negative, GL1IC,mGluR1 Ab IFA, CSF,IFA,Negative, NCDCC,Neurochondrin CBA, CSF,CBA,Negative, NCDIC,Neurochondrin IFA, CSF,IFA,Negative, NFHCC,NIF Heavy Chain CBA, CSF,CBA,Negative, NIFIC,NIF IFA, CSF,IFA,Negative, NFLCC,NIF Light Chain CBA, CSF,CBA,Negative, NMDCC,NMDA-R Ab CBA, CSF,CBA,Negative, PC1BC,PCA-1 Immunoblot, CSF,IB,Negative, PCTBC,PCA-Tr Immunoblot, CSF,IB,Negative, PCTRC,Purkinje Cell Cytoplasmc Ab Type Tr,IFA,Negative, PCA1C,Purkinje Cell Cytoplasmic Ab Type 1,IFA,Negative, PCA2C,Purkinje Cell Cytoplasmic Ab Type 2,IFA,Negative, SP5CC,Septin-5 CBA, CSF,CBA,Negative, SP5IC,Septin-5 IFA, CSF,IFA,Negative, SP7CC,Septin-7 CBA, CSF,CBA,Negative, SP7IC,Septin-7 IFA, CSF,IFA,Negative, PDEIC,PDE10A Ab IFA, CSF,IFA,Negative, T46CC,TRIM46 Ab CBA, CSF,CBA,Negative, T46IC,TRIM46 Ab IFA, CSF,IFA,Negative, | Antibodies directed at onconeural proteins shared by neurons, muscle, and certain cancers are valuable serological markers of a patient's immune response to cancer. They are not found in healthy subjects and are usually accompanied by subacute neurological signs and symptoms. Several autoantibodies have a syndromic association, but no known autoantibody predicts a specific neurological syndrome. Conversely, a positive autoantibody profile has 80% to 90% predictive value for a specific cancer. It is not uncommon for more than one paraneoplastic autoantibodies to be detected, each predictive of the same cancer. | This test should only be utilized when the presence of paraneoplasticautoantibodies has been previously documented. This test should not be requested in patients who have recentlyreceived radioisotopes, therapeutically or diagnostically, becauseof potential assay interference. The specific waiting period beforespecimen collection will depend on the isotope administered, thedose given and the clearance rate in the individual patient.Specimens will be screened for radioactivity prior to analysis.Radioactive specimens received in the laboratory will be held1 week and assayed if sufficiently decayed, or canceledif radioactivity remains. | 1. Lancaster E, Martinez-Hernandez E, Dalmau J. Encephalitis and antibodies to synaptic and neuronal cell surface proteins. Neurology. 2011;77(2):179-189. doi:10.1212/WNL.0b013e318224afde 2. Horta ES, Lennon VA, Lachance DH, et al. Neural autoantibody clusters aid diagnosis of cancer. Clin Cancer Res. 2014;20(14):3862-3869 3. Gilligan M, McGuigan C, McKeon A..Paraneoplastic neurologic Disorders. Curr Neurol Neurosci Rep. 2023;23(3):67-82. doi:10.1007/s11910-023-01250-w 4. Graus F, Vogrig A, Muniz-Castrillo S, et al. Updated diagnostic criteria for paraneoplastic neurologic syndromes. Neurol Neuroimmunol Neuroinflamm. 2021;8(4):e1014. doi:10.1212/NXI.0000000000001014 | Indirect Immunofluorescence Assay (IFA): The patient's sample is tested by a standardized indirect immunofluorescence (IFA) that uses a composite frozen section of mouse cerebellum, kidney, and gut tissues. After incubation with sample and washing, fluorescein-conjugated goat-antihuman IgG is applied. Neuron-specific autoantibodies are identified by their characteristic fluorescence staining patterns. Samples that are scored positive for any neuronal nuclear or cytoplasmic autoantibody are titrated to an endpoint. Interference by coexisting non-neuron-specific autoantibodies can usually be eliminated by serologic absorption.(Honorat JA, Komorowski L, Josephs KA, et al. IgLON5 antibody: neurological accompaniments and outcomes in 20 patients. Neurol Neuroimmunol Neuroinflamm. 2017;4[5]:e385. doi:10.1212/NXI.0000000000000385 Cell-Binding Assay (CBA): Patient specimen is applied to a composite slide containing transfected and nontransfected HEK-293 cells. After incubation and washing, fluorescein-conjugated goat-antihuman IgG is applied to detect the presence of patient IgG binding.(Unpublished Mayo method) Immunoblot (IB): All steps are performed at ambient temperature (18-28 degrees C) utilizing the EUROBlot One instrument. Diluted patient specimen (1:101) is added to test strips (strips containing recombinant antigen manufactured and purified using biochemical methods) in individual channels and incubated for 30 minutes. Positive samples will bind to the purified recombinant antigen, and negative samples will not bind. Strips are washed to remove unbound antibodies and then incubated with anti-human IgG antibodies (alkaline phosphatase-labelled) for 30 minutes. The strips are again washed to remove unbound anti-human IgG antibodies, and nitroblue tetrazolium chloride/5-bromo-4-chloro-3-indolyl phosphate substrate is added. Alkaline phosphatase enzyme converts the soluble substrate into a colored insoluble product on the membrane to produce a black band. Strips are digitized via picture capture on the EUROBlot One instrument and evaluated with the EUROLineScan software.(O'Connor K, Waters P, Komorowski L, et al. GABAA receptor autoimmunity: A multicenter experience. Neurol Neuroimmunol Neuroinflamm. 2019;6[3]:e552. doi:10.1212/NXI.0000000000000552) Western Blot (WB): Neuronal antigens extracted aqueously from adult rat cerebellum, full-length recombinant human collapsin response-mediator protein-5 (CRMP-5), or full-length recombinant human amphiphysin protein is denatured, reduced, and separated by electrophoresis on 10% polyacrylamide gel. IgG is detected autoradiographically by enhanced chemiluminescence.(Yu Z, Kryzer TJ, Griesmann GE, et al. CRMP-5 neuronal autoantibody: marker of lung cancer and thymoma-related autoimmunity. Ann Neurol 2001 February;49[2]:146-154; Dubey D, Jitprapaikulsan J, Bi H, et al: Amphiphysin-IgG autoimmune neuropathy: A recognizable clinicopathologic syndrome. Neurology. 2019;93[20] e1873-e1880. doi:10.1212/WNL.0000000000008472) | Varies | 28 days | This test was developed and its performance characteristics determined by Mayo Clinic in a manner consistent with CLIA requirements. It has not been cleared or approved by the US Food and Drug Administration. | 84182 AGNBC (if appropriate)86255 AINCC (if appropriate)86255 AMPCC (if appropriate)86255 AMPHC (if appropriate)84182 AMIBC (if appropriate)84182 AN1BC (if appropriate)84182 AN2BC (if appropriate)86255 AGN1C (if appropriate)86255 ANN1C (if appropriate)86255 ANN2C (if appropriate)86255 ANN3C (if appropriate)86255 APBCC (if appropriate)86255 APBIC (if appropriate)86255 CS2CC (if appropriate)84182 CRMWC (if appropriate)86255 CRMC (if appropriate)86255 DPPCC (if appropriate)86255 DPPIC (if appropriate)86255 GABCC (if appropriate)86255 GFACC (if appropriate)86255 GFAIC (if appropriate)86255 GRFCC (if appropriate)86255 GRFIC (if appropriate)86255 IG5CC (if appropriate)86255 IG5IC (if appropriate)86255 ITPCC (if appropriate)86255 ITPIC (if appropriate)86255 LG1CC (if appropriate)86255 GL1CC (if appropriate)86255 GL1IC (if appropriate)86255 NCDCC (if appropriate)86255 NCDIC (if appropriate)86255 NFHCC (if appropriate)86255 NIFIC (if appropriate)86255 NFLCC (if appropriate)86255 NMDCC (if appropriate)84182 PC1BC (if appropriate)84182 PCTBC (if appropriate)86255 PCTRC (if appropriate)86255 PCA1C (if appropriate)86255 PCA2C (if appropriate)86255 PDEIC (if appropriate)86255 SP5CC (if appropriate)86255 SP5IC (if appropriate)86255 SP7CC (if appropriate)86255 SP7IC (if appropriate)86255 T46CC (if appropriate)86255 T46IC (if appropriate) | Neuroimmunology Ab Follow-up, CSF | 80615-8 | 84299 | Neuroimmunology Ab Follow-up, CSF | 80615-8
NMOFS | Neuromyelitis Optica (NMO)/Aquaporin-4-IgG Fluorescence-Activated Cell Sorting (FACS) Assay, Serum | Diagnosis of a neuromyelitis optica spectrum disorder (NMOSD) Diagnosis of autoimmune AQP4 channelopathy Diagnosis of neuromyelitis optica (NMO) Distinguishing NMOSD from multiple sclerosis early in the course of disease | Flow Cytometry | Yes | NMO/AQP4 FACS, S | When the results of this assay require further evaluation, NMOTS /Neuromyelitis Optica (NMO)/Aquaporin-4-IgG Fluorescence-Activated Cell Sorting (FACS) Titer Assay, Serum will be performed at an additional charge. | Collection Container/Tube: Preferred:Red top Acceptable:Serum gel Submission Container/Tube:Plastic vial Specimen Volume:3 mL Collection Instructions:Centrifuge and aliquot serum into a plastic vial. | 2 mL | Neuromyelitis optica (NMO), sometimes called Devic disease or opticospinal multiple sclerosis [MS]) is a severe, relapsing, autoimmune, inflammatory and demyelinating central nervous system disease that predominantly affects optic nerves and spinal cord.(1) The disorder is now recognized as a spectrum of autoimmunity (termed NMO spectrum disorders [NMOSD]) targeting the astrocytic water channel aquaporin-4 (AQP4).(1,2) Brain lesions are observed in>60% of patients with NMOSD and approximately 10% will be MS-like.(3) Children tend to have greater brain involvement than adults and brain lesions are more symptomatic than is typical for adult patients.(4) Extensive cerebral white matter signal abnormalities are sometimes encountered, most commonly in children, and are sometimes associated with encephalopathy. Circumventricular organs (CVO; eg, area postrema) are preferentially involved. Symptoms and signs attributable to area postrema involvement include intractable hiccups, nausea and vomiting, and these may occur in isolation, herald the onset of NMO or occur in association with the more classical optic neuritis or Longitudinally Extensive Transverse Myelitis (LETM).(5) Magnetic resonance imaging typically reveals large inflammatory spinal cord lesions involving 3 or more vertebral segments. During acute attacks, the cerebrospinal fluid contains inflammatory cells, but usually lacks evidence of intrathecal IgG synthesis. The clinical course is characterized by relapses of optic neuritis or transverse myelitis, or both. Many patients with NMOSD are misdiagnosed as having MS. Importantly, the prognosis and optimal treatments for the 2 diseases differ. NMOSD typically has a worse natural history than MS, with frequent and early relapses. NMOSD attacks are often severe resulting in a rapid accumulation of disability (blindness and paraplegia). More effective treatments combined with earlier and more accurate diagnosis has led to improved outcomes. Currently, in the AQP4-IgG era, 5 years after onset, approximately 30% of NMO patients will require a cane to walk and 10% will be wheelchair bound. Treatments for NMOSD include corticosteroids and plasmapheresis for acute attacks and mycophenolate mofetil, azathioprine, and rituximab for relapse prevention. Beta-interferon, a treatment promoted for MS, exacerbates NMOSD. Therefore, early diagnosis and initiation of NMO-appropriate immunosuppressant treatment is important to optimize the clinical outcome by preventing further attacks. Skeletal muscle abnormalities with hyperCKemia have been reported in a few NMOSD patients. Recent reports indicate focal retinal vascular attenuation, inner nuclear layer thickening and microcystic edema in some NMO patients. The sensitivity and specificity of Fluorescence-Activated Cell Sorting (FACS) assay for NMO is >80% and >99%, respectively. Detection of NMO/APQ4-IgG allows distinction of NMOSD from MS and is indicative of a relapsing disease, mandating initiation of immunosuppression, even after the first attack, thereby reducing attack frequency and disability in the future. | Negative | A positive value is consistent with a neuromyelitis optica spectrum disorder (NMOSD) and justifies initiation of appropriate immunosuppressive therapy at the earliest possible time. This allows early initiation and maintenance of optimal therapy. Recommend follow-up in 3 to 6 months if NMOSD is suspected. This autoantibody is not found in healthy subjects. | AQP4-IgG antibodies may drop below detectable levels in setting of therapies for acute attack (IV methylprednisolone or plasmapheresis) or attack prevention (immunosuppressants). | 1. Wingerchuk DM, Lennon VA, Lucchinetti CF, et al: The spectrum of neuromyelitis optica. Lancet Neurol 2007;6:805-815 2. Lennon VA, Wingerchuk DM, Kryzer TJ, et al: A serum autoantibody marker of neuromyelitis optica; distinction from multiple sclerosis. Lancet 2004;364:2106-2112 3. Pittock SJ, Weinshenker BG, Lucchinetti CF, et al: Neuromyelitis optica brain lesions localized at sites of high aquaporin 4 expression. Arch Neurol 2006 Jul;63(7):964-968 4. McKeon A, Lennon VA, Lotze T, et al: CNS aquaporin-4 autoimmunity in children. Neurology 2008 Jul 8;71(2):93-100 5. Apiwattanakul M, Popescu BF, Matiello M, et al: Intractable vomiting as the initial presentation of NMO. Ann Neurol 2010 Nov;68(5):757-761 6. Waters P, McKeon A, Leite MI, et al:Multicentre comparison of aquaporin-4 IgG assays in NMO spectrum disorders. Neurology2012;78:665-671 7. Fryer JP, Lennon VA, Pittock SJ, et al: AQP4 autoantibody assay performance in clinical laboratory service. Neurol Neuroimmunol Neuroinflammation 2014;1:e11 | NMO-IgG Fluorescence-Activated Cell Sorting Assay (FACS) Human embryonic kidney cells (HEK 293) are transfected transiently with a plasmid (pIRES2-Aequorea coerulescensgreen fluorescent protein [AcGFP]) encoding both green fluorescent protein (AcGFP) and AQP4-M1. After 36 hours, a mixed population of cells (transfected expressing AQP4 on the surface and AcGFP in the cytoplasm and nontransfected lacking AQP4 and AcGFP) are lifted and resuspended in live cell-binding buffer. Patient serum is then added to cells at a 1 in 5 screening dilution. After incubation and washing, the cells are resuspended in secondary antibody (AlexaFluor 647-conjugated goat antihuman IgG; 1:2000 in LCBB), held on ice, washed, fixed with 4% paraformaldehyde, and analyzed by flow cytometry (BD FACSCanto; Becton, Dickinson and Co).Two populations are gated on the basis of AcGFP expression: positive (high AQP4 expression) and negative (low or no AQP4 expression). The median Alexafluor 647 fluorescence intensity (MFI) for the AcGFP-positive population indicates relative abundance of human IgG potentially bound to AQP4 surface epitopes; MFI for the GFP-negative population indicated nonspecifically-bound IgG. The IgG binding index is calculated as the ratio of the average MFI for duplicate aliquots of each cell population (MFI GFP positive/MFI GFP negative).We established conservative cutoff IgG binding index values of 2.00 for M1-FACS. If FACS assay is positive at screening dilution, FACS Titer Assay is performed at an additional charge. The patient serum is titrated to endpoint. The dilution where theIgG binding index is greater than or equal to 2, is considered the endpoint dilution.If a patient is positive at a 1:5 dilution, but negative at 1:10 dilution, the endpoint will be reported as 5. | 5 to 8 days | 28 days | This test was developed and its performance characteristics determined by Mayo Clinic in a manner consistent with CLIA requirements. It has not been cleared or approved by the US Food and Drug Administration. | 8605386053-titer (if appropriate) | NMO/AQP4 FACS, S | 43638-6 | 38324 | NMO/AQP4 FACS, S | 43638-6
NMOFC | Neuromyelitis Optica (NMO)/Aquaporin-4-IgG Fluorescence-Activated Cell Sorting (FACS) Assay, Spinal Fluid | Diagnosis of a neuromyelitis optica spectrum disorder (NMOSD) Diagnosis of autoimmune AQP4 channelopathy Distinguishing NMOSD from multiple sclerosis early in the course of disease | Flow Cytometry | Yes | NMO/AQP4 FACS, CSF | When the results of this assay require further evaluation, NMOTC /Neuromyelitis Optica (NMO)/Aquaporin-4-IgG Fluorescence-Activated Cell Sorting (FACS) Assay Titer, Spinal Fluidwill be performed at an additional charge. | Collection Container/Tube:Sterile vial Specimen Volume:3 mL | 2 mL | Neuromyelitis optica (NMO), sometimes called Devic disease or opticospinal multiple sclerosis (MS) is a severe, relapsing, autoimmune, inflammatory and demyelinating central nervous system disease that predominantly affects optic nerves and spinal cord.(1) The disorder is now recognized as a spectrum of autoimmunity (termed NMO spectrum disorders: NMOSD) targeting the astrocytic water channel aquaporin-4 (AQP4).(1,2) Brain lesions are observed in>60% of patients with NMOSD and approximately 10% will be MS-like.(3) Children tend to have greater brain involvement than adults and brain lesions are more symptomatic than is typical for adult patients.(4) Extensive cerebral white matter signal abnormalities are sometimes encountered, most commonly in children, and are sometimes associated with encephalopathy. Circumventricular organs (CVO; eg, area postrema) are preferentially involved. Symptoms and signs attributable to area postrema involvement include intractable hiccups, nausea and vomiting, and these may occur in isolation, herald the onset of NMO, or occur in association with the more classical optic neuritis or Longitudinally Extensive Transverse Myelitis (LETM).(5) Magnetic resonance imaging typically reveals large inflammatory spinal cord lesions involving 3 or more vertebral segments. During acute attacks, the cerebrospinal fluid contains inflammatory cells, but usually lacks evidence of intrathecal IgG synthesis. The clinical course is characterized by relapses of optic neuritis or transverse myelitis, or both. Many patients with NMOSD are misdiagnosed as having MS. Importantly, the prognosis and optimal treatments for the 2 diseases differ. NMOSD typically has a worse natural history than MS, with frequent and early relapses. NMOSD attacks are often severe resulting in a rapid accumulation of disability (blindness and paraplegia). More effective treatments combined with earlier and more accurate diagnosis has led to improved outcomes. Currently, in the AQP4-IgG era, 5 years after onset, approximately 30% of NMO patients will require a cane to walk and 10% will be wheelchair bound. Treatments for NMOSD include corticosteroids and plasmapheresis for acute attacks and mycophenolate mofetil, azathioprine, and rituximab for relapse prevention. Beta-interferon, a treatment promoted for MS, exacerbates NMOSD. Therefore, early diagnosis and initiation of NMO-appropriate immunosuppressant treatment is important to optimize the clinical outcome by preventing further attacks. Skeletal muscle abnormalities with hyerCKemia have been reported in a few NMOSD patients. Recent reports indicate focal retinal vascular attenuation, inner nuclear layer thickening and microcystic edema in some NMO patients. Detection of AQP4-IgG by NMO/AQP4 FACS in cerebrospinal fluid (CSF) allows distinction from MS and is indicative of an NMOSD. Though serum is optimal for AQP4-IgG testing, occasionally physicians submit only CSF for testing. A previous study, based on our first-generation indirect immunofluorescence assay compared the frequencies of AQP4-IgG in serum and CSF.The positivity rate was greater for serum alone than for CSF alone.(6) However, testing of CSF was helpful when the serum was negative. Detection of AQP4-IgG in CSF allowed unambiguous distinction of NMO from MS. CSF testing offered the additional advantage of generally lacking the nonorgan-specific IgG autoantibodies (eg, antinuclear, antimitochondrial, and smooth muscle) that are common in serum of patients with NMO and also with classic paraneoplastic autoimmune disorders. Recent AQP4 FACS analysis of paired CSF and serum samples from 66 patients submitted for AQP4-IgG testing reveals a slightly better detection rate in serum (n=59) compared with CSF (n=55). All 7 patients who tested negative in serum also tested negative in CSF. | Negative | A positive value is consistent with a neuromyelitis optica spectrum disorder (NMOSD) and justifies initiation of appropriate immunosuppressive therapy at the earliest possible time. This allows early initiation and maintenance of optimal therapy. This autoantibody is not found in healthy subjects. | A negative result does not exclude a diagnosis of neuromyelitis optica spectrum disorder (NMOSD). Recommend serum be tested if CSF tests negative and neuromyelitis optica spectrum disorder is suspected. AQP4-IgG antibodies may drop below detectable levels in setting of therapies for acute attack (IV methylprednisolone or plasmapheresis) or attack prevention (immunosuppressants). | 1. Wingerchuk DM, Lennon VA, Lucchinetti CF, et al: The spectrum of neuromyelitis optica. Lancet Neurol 2007;6:805-815 2. Lennon VA, Wingerchuk DM, Kryzer TJ, et al: A serum autoantibody marker of neuromyelitis optica; distinction from multiple sclerosis. Lancet 2004;364:2106-2112 3. Pittock SJ, Weinshenker BG, Lucchinetti CF, et al: Neuromyelitis optica brain lesions localized at sites of high aquaporin 4 expression. Arch Neurol 2006 Jul; 63(7):964-968 4. McKeon A, Lennon VA, Lotze T, et al: CNS aquaporin-4 autoimmunity in children. Neurology 2008 Jul 8;71(2):93-100 5. Apiwattanakul M, Popescu BF, Matiello M, et al: Intractable vomiting as the initial presentation of NMO. Ann Neurol 2010 Nov;68(5):757-761 6.McKeon A,Pittock SJ,Lennon VA: CSF complements serum for evaluating paraneoplastic antibodies and NMO-IgG.Neurology2011 Mar 22;76(12):1108-1110 | NMO-IgG Fluorescence-Activated Cell Sorting Assay (FACS) Human embryonic kidney cells (HEK 293) are transfected transiently with a plasmid (pIRES2-Aequorea coerulescensgreen fluorescent protein [AcGFP]) encoding both green fluorescent protein (GFP) and AQP4-M1. After 36 hours, the mixed population of cells (transfected expressing AQP4 on the surface and GFP in the cytoplasm and nontransfected lacking AQP4 and GFP) are harvested with short exposure to trypsin. Patient cerebrospinal fluid (CSF) is then added to cells at a 1 in 2 screening dilution. After incubation and washing, the cells are resuspended with AlexaFluor 647-conjugated goat antihuman IgG-gamma specific secondary antibody (Southern Biotech catalog No. 2040-31, 1:2000 in LCBB), held on ice, washed, fixed with 4% paraformaldehyde, and examined with flow cytometry (BD FACSCanto; Becton, Dickinson and Co).Two populations are gated on the basis of GFP expression: positive (high AQP4 expression) and negative (low or no AQP4 expression). The median Alexafluor 647 fluorescence intensity (MFI) for the AcGFP-positive population indicates relative abundance of human IgG potentially bound to AQP4 surface epitopes; MFI for the GFP-negative population indicated nonspecifically-bound IgG. The IgG binding index was calculated as the ratio of the average MFI for duplicate aliquots of each cell population: (MFI GFP positive/MFI GFP negative).We established conservative cutoff IgG binding index values of 2.00 for M1-FACS. If FACS assay is positive at screening dilution, FACS Titer Assay is performed at an additional charge. The patient CSF is titrated to endpoint. The dilution where theIgG-binding index is greater than or equal to 2, is considered the endpoint dilution.If a patient is positive at a 1:2 dilution, but negative at 1:4, the endpoint will be reported as 2. | 5 to 8 days | 28 days | This test was developed and its performance characteristics determined by Mayo Clinic in a manner consistent with CLIA requirements. It has not been cleared or approved by the US Food and Drug Administration. | 8605386053-titer (if appropriate) | NMO/AQP4 FACS, CSF | 46718-3 | 38325 | NMO/AQP4-IgG FACS, CSF | 46718-3
NSESF | Neuron-Specific Enolase (NSE), Spinal Fluid | An auxiliary test in the diagnosis of Creutzfeldt-Jakob disease An auxiliary test in the diagnosis of small cell lung carcinoma metastasis to central nervous system or leptomeninges | Homogeneous Time-Resolved Fluorescence | Yes | Neuron Specific Enolase, CSF | CSF | Container/Tube:Sterile vial Specimen Volume:0.5 mL | 0.3 mL | Enolase is a glycolytic enzyme that catalyzes the conversion of 2-phosphoglycerate to phosphoenolpyruvate. Enolase exists in the form of several tissue-specific isoenzymes, consisting of homo or heterodimers of 3 different monomer-isoforms (alpha, beta, and gamma). Neuron-specific enolase (NSE) is a 78 kDa gamma-homodimer and represents the dominant enolase-isoenzyme found in neuronal and neuroendocrine tissues. Its levels in other tissues, except erythrocytes, are negligible. The biological half-life of NSE in body fluids is approximately 24 hours. Due to this organ specificity, concentrations of NSE in serum or, more commonly, cerebrospinal fluid (CSF) are often elevated in diseases that result in relative rapid (hours/days to weeks, rather than months to years) neuronal destruction. Measurement of NSE in serum or CSF can therefore assist in the differential diagnosis of a variety of neuron-destructive and neurodegenerative disorders. The most common application is in the differential diagnosis of dementias, where elevated CSF concentrations support the diagnosis of rapidly progressive dementias, such as Creutzfeldt-Jakob disease (CJD). NSE might also have utility as a prognostic marker in neuronal injury. For example, there is increasing evidence that elevated serum NSE levels correlate with a poor outcome in coma, in particular when caused by hypoxic insult. | Normal: < or =15 ng/mL Indeterminate: 15-30 ng/mL Elevated: >30 ng/mL Elevated results may indicate the need for additional workup.Possible causes may be neuron-specific enolase-secreting central nervous system/leptomeningealtumor or rapid neuronal destruction from a variety of causes. In thecontext of dementia, elevated results may be suggestive ofCreutzfeldt-Jakob disease. | The diagnosis of Creutzfeldt-Jakob disease (CJD) is highly complex and involves clinical history and neurologic examination; detection of characteristic periodic sharp and slow wave complexes on electroencephalographs; magnetic resonance imaging (hyperintense basal ganglia); and exclusion of other possible causes of dementia, in addition to cerebrospinal fluid (CSF) examination. Consequently, patients are often diagnosed as having possible, probable, or definite CJD based upon the constellation of clinical findings. Detection of elevated CSF levels of NSE protein in these patients assists in the final diagnosis. A CSF neuron-specific enolase (NSE) within the normal reference range makes sporadic CJD very unlikely but can be observed in less rapidly progressive forms of CJD, such as variant CJD related to infection with prions that cause bovine spongiform encephalopathy. With the previous Mayo Clinic-developed assay, in a group of carefully pre-selected patients with a probable diagnosis of CJD and an indeterminate or elevated NSE concentration in CSF, the respective diagnostic sensitivities of approximately 87% and approximately 80%, and diagnostic specificities of approximately 66% and approximately 83% were observed. Small cell lung carcinoma central nervous system metastases, particularly if they involve the leptomeninges, will lead to, usually substantial, elevations in CSF NSE concentrations. | Do not interpret neuron-specific enolase (NSE) levels in spinal fluid as absolute evidence for the presence or absence of malignant disease. Results must be used in conjunction with information from the clinical evaluation of the patient and other diagnostic procedures. Interferences or artefactual elevations should be suspected if the clinical NSE test results are at odds with the clinical picture of other tests. The laboratory should be contacted for assistance in these situations. Hemolysis can lead to significant artefactual NSE elevations since erythrocytes contain NSE. Hemoglobin concentrations as low as 20 mg/dL were shown to cause invalid NSE concentrations. Proton pump inhibitor treatment, hemolytic anemia, hepatic failure, and end-stage kidney failure can also result in artefactual NSE elevations. Other false-positive results depend on the testing context. When performing NSE testing for tumor diagnosis or follow-up, recent epileptic seizures, brain injury, encephalitis, stroke, and rapidly progressive dementia might result in false-positive results. When NSE testing is performed to assist in the diagnosis ofCreutzfeldt-Jakob disease (CJD), recent epileptic seizures, brain injury, encephalitis, stroke, and NSE-secreting tumors can cause false-positive NSE elevations in cerebrospinal fluid (CSF). There is insufficient evidence to support CSF NSE measurements in the prognostic evaluation of coma patients. Serum NSE should be used for this application, in conjunction with clinical predictors (pupillary light responses, corneal reflexes, motor responses to pain, myoclonus, status epilepticus), electroencephalogram, sensory-evoked potentials, and imaging. NSE values can vary significantly between methods and assays. Serial follow-up should be performed with the same assay. If assays are changed, patients should have their baseline level reestablished. This assay is an immunometric assay, and can, in rare situations, be affected by false-low results in the presence of extremely high NSE concentrations ("hooking") or autoantibodies to NSE. In rare cases, some individuals can develop antibodies to mouse or other animal antibodies (often referred to as human anti-mouse antibodies [HAMA] or heterophile antibodies), which may cause interference in some immunoassays. Caution should be used in interpretation of results, and the laboratory should be alerted if the result does not correlate with the clinical presentation. | 1. Burghuber OC, Worofka B, Schernthaner G, et al: Serum neuron-specific enolase is a useful tumor marker for small cell lung cancer. Cancer. 1990 Mar 15;65:1386-1390 2. Lamberts SW, Hofland LJ, Nobels FR: Neuroendocrine tumor markers. Front Neuroendocrinol. 2001 Oct;22(4):309-339 3. Aksamit AJ, Jr, Preissner CM, Homburger HA: Quantitation of 14-3-3 and neuron-specific enolase proteins in CSF in Creutzfeldt-Jacob disease. Neurology. 2001 Aug 28;57(4):728-730 4. Riley RD, Heney D, Jones DR, et al: A systematic review of molecular and biological tumor markers in neuroblastoma. Clin Cancer Res. 2004 Jan 1;10(1 Pt 1):4-12 5. Portela-Gomes GM, Hacker GW, Weitgasser R: Neuroendocrine cell markers for pancreatic islets and tumors. Appl Immunohistochem Mol Morphol. 2004 Sep;12(3):183-192 6. Wijdicks EF, Hijdra A, Young GB, Bassetti CL, Wiebe S, Quality Standards Subcommittee of the American Academy of Neurology: Practice parameter: prediction of outcome in comatose survivors after cardiopulmonary resuscitation (an evidence-based review): report of the Quality Standards Subcommittee of the American Academy of Neurology. Neurology. 2006 Jul;67(2):203-210 7. Huang L, Zhou JG, Yao WX, et al: Systematic review and meta-analysis of the efficacy of serum neuron-specific enolase for early small cell lung cancer screening. Oncotarget. 2017 May 11;8(38):64358–64372 8. Cheng F, Yuan Q, Yang J, Wang W, Liu H: The prognostic value of serum neuron-specific enolase in traumatic brain injury: systematic review and meta-analysis. PLoS One. 2014 Sep 4;9(9):e106680 | Neuron specific enolase (NSE) is measured in this homogeneous automated immunofluorescent assay on the BRAHMS Kryptor. The Kryptor uses TRACE (time resolved amplified cryptate emission) technology based on a non-radioactive transfer of energy. This transfer occurs between 2 fluorescent tracers: the donor (europium cryptate) and the acceptor (XL665). In the NSE assay, 2 monoclonal antibodies are labeled, 1 with europium cryptate and 1 with XL665. NSE is sandwiched between the 2 antibodies, bringing them into close proximity. When the antigen-antibody complex is excited with a nitrogen laser at 337 nm, some fluorescent energy is emitted at 620 nm and the rest is transferred to XL665. This energy is then emitted as fluorescence at 665 nm. A ratio of the energy emitted at 665 nm to that emitted at 620 nm (internal reference) is calculated for each sample. Signal intensity is proportional to the number of antigen-antibody complexes formed, and therefore to antigen concentration.(Unpublished Mayo method) | 1 to 3 days | 2 weeks | This test was developed and its performance characteristics determined by Mayo Clinic in a manner consistent with CLIA requirements. It has not been cleared or approved by the US Food and Drug Administration. | 83520 | Neuron Specific Enolase, CSF | 44802-7 | NSESF | Neuron Specific Enolase, CSF | 44802-7
NSEI | Neuron-Specific Enolase Immunostain, Technical Component Only | Characterization of neuroendocrine differentiation in tumors | Immunohistochemistry (IHC) | Yes | NSE IHC, Tech Only | For the initial technical component only immunohistochemical (IHC) stain performed, the appropriate bill-only test ID will be reflexed and charged (IHTOI). For each additional technical component only IHC stain performed, an additional bill-only test ID will be reflexed and charged (IHTOA). | Supplies:Immunostain Technical Only Envelope (T693) Specimen Type:Tissue Container/Tube:Immunostains Technical Only Envelope Preferred:2 Unstained positively charged glass slide (25- x 75- x 1-mm) per test ordered; sections 4-microns thick. Acceptable:Formalin-fixed, paraffin-embedded tissue block |  | Neuron-specific enolase (NSE) is expressed in neuronal or neuroendocrine cells, such as neurons in the brain, ganglion cells in the wall of the gastrointestinal tract, nerves, and islet cells of the pancreas. It can be used to confirm neuroendocrine differentiation in tumors such as carcinoids. |  | This test does not include pathologist interpretation, only technical performance of the stain. If interpretation is required, order PATHC / Pathology Consultation for a full diagnostic evaluation or second opinion of the case. The positive and negative controls are verified as showing appropriate immunoreactivity. If a control tissue is not included on the slide, a scanned image of the relevant quality control tissue is available upon request; call 855-516-8404. Interpretation of this test should be performed in the context of the patient's clinical history and other diagnostic tests by a qualified pathologist. | Age of a cut paraffin section can affect immunoreactivity. Stability thresholds vary widely among published literature and are antigen dependent. Best practice is for paraffin sections to be cut within 6 weeks. | 1. Suhani, Ali S, Desai G, et al: Primary neuroendocrine carcinoma breast: our experience. Breast Dis. 2014;34(3):95-99 2. You H, Kim YI, Im SY, et al. Immunohistochemical study of central neurocytoma, subependymoma, and subependymal giant cell astrocytoma. J Neurooncol. 2005:74(1):1-8 3. Anstey A, Cerio R, Ramnarain N, et al. Desmoplastic malignant melanoma. An immunocytochemical study of 25 cases. Am J Dermatopathol. 1994;16:14-22 4. Cras P, Martin JJ, Gheuens J. Gamma-enolase and glial fibrillary acidic protein in nervous system tumors. An immunohistochemical study using specific monoclonal antibodies. Acta Neuropathol. 1988;75:377-384 5. Magaki S, Hojat SA, Wei B, So A, Yong WH. An introduction to the performance of immunohistochemistry. Methods Mol Biol. 2019;1897:289-298. doi:10.1007/978-1-4939-8935-5_25 | Immunohistochemistry on sections of paraffin-embedded tissue.(Unpublished Mayo method) | 1 to 3 days | Until staining is complete. | This test has been cleared, approved, or is exempt by the US Food and Drug Administration and is used per manufacturer's instructions. Performance characteristics were verified by Mayo Clinic in a manner consistent with CLIA requirements. | 88342-TC, primary88341-TC, if additional IHC | NSE IHC, Tech Only | Order only;no result | 70901 | NSE IHC, Tech Only | Bill only; no result
NSE | Neuron-Specific Enolase, Serum | A follow-up marker in patients with neuron-specific enolase-secreting tumors of any type An auxiliary test in the diagnosis of small cell lung carcinoma An auxiliary test in the diagnosis of carcinoids, islet cell tumors, and neuroblastomas An auxiliary tool in the assessment of comatose patients | Homogeneous Time-Resolved Fluorescence | Yes | Neuron Specific Enolase, S | Serum | Collection Container/Tube: Preferred:Red top Acceptable:Serum gel Submission Container/Tube:Plastic vial Specimen Volume:0.5 mL Collection Instructions: 1.Specimens should not be transported by tube systemprior to centrifugation. 2. Centrifuge and aliquot serum into a plastic vial. | 0.3 mL | Enolase is a glycolytic enzyme that catalyzes the conversion of 2-phosphoglycerate to phosphoenolpyruvate. Enolase exists in the form of several tissue-specific isoenzymes, consisting of homo or heterodimers of 3 different monomer-isoforms (alpha, beta, and gamma). Neuron-specific enolase (NSE) is a 78 kDa gamma-homodimer and represents the dominant enolase-isoenzyme found in neuronal and neuroendocrine tissues. Its levels in other tissues, except erythrocytes, are negligible. The biological half-life of NSE in body fluids is approximately 24 hours. Due to this organ-specificity, concentrations of NSE in serum or, more commonly, cerebrospinal fluid (CSF) are often elevated in diseases that result in relative rapid (hours/days to weeks rather than months to years) neuronal destruction. Measurement of NSE in serum or CSF can therefore assist in the differential diagnosis of a variety of neuron-destructive and neurodegenerative disorders. The most common application is in the differential diagnosis of dementias, where elevated CSF concentrations support the diagnosis of rapidly progressive dementias, such as Creutzfeldt-Jacob Disease. NSE may also have utility as a prognostic marker in neuronal injury. For example, there is increasing evidence that elevated serum NSE levels correlate with a poor outcome in coma, particularly when caused by hypoxic insult. NSE is frequently overexpressed by neural crest-derived tumors. Up to 70% of patients with small cell lung carcinoma (SCLC) have elevated serum NSE concentrations at diagnosis. Approximately 90% of patients with advanced SCLC will have serum levels above the healthy reference range. Other neuroendocrine tumors with frequent expression of NSE include carcinoids (up to 66% of cases), islet cell tumors (typically <40% of cases), and neuroblastoma (exact frequency of NSE expression unknown). NSE levels in NSE-secreting neoplasms correlate with tumor mass and tumor metabolic activity. High levels have, therefore, some negative prognostic value. Falling or rising levels are often correlated with tumor shrinkage or recurrence, respectively. | < or =15 ng/mL Serummarkers are not specific for malignancy, andvalues may vary by method. | Serum neuron-specific enolase (NSE) measurement has its greatest utility in the follow-up of patients with tumors of any type that have been shown to secrete NSE. With successful treatment, serum concentrations should fall with a half-life of approximately 24 hours. Persistent NSE elevations in the absence of other possible causes (see Cautions) suggest persistent tumor. Rising levels indicate tumor spread or recurrence in patients who had previously become NSE negative. In the context of a patient with a lung mass, disseminated malignancy of unknown origin, or symptoms suggestive of paraneoplastic disease without identifiable tumor, elevated NSE levels suggest an underlying small cell lung carcinoma (SCLC). In patients with suspected carcinoid, islet cell tumor, or neuroblastoma, who have no clear elevations in the primary tumor markers used to diagnose these conditions, an elevated serum NSE level supports the clinical suspicion. -Carcinoid: chromogranin A, urinary 5-hydroxyindoleacetic acid, serum/blood 5-hydroxytryptamine (serotonin) -Islet cell tumors: variety of peptide and amine-derived hormones, chromogranin A -Neuroblastoma: vanillylmandelic acid and homovanillic acid When considered alongside established outcome predictors of coma, such as Glasgow coma scale and other clinical predictors (papillary light responses, corneal reflexes, motor responses to pain, myoclonus, status epilepticus), electroencephalogram, sensory evoked potentials, measurement of serum NSE concentrations provides additional information. Elevated levels are indicative of a poor outcome. Currently, no established algorithms exist to combine serum NSE concentrations and the various other predictors into a composite score that gives clear predictive outcome information. The NSE measurement, therefore, needs to be considered in a qualitative or semi-quantitative fashion and carefully weighed against other predictors by a physician experienced in examining and managing coma patients. | All neuron-specific enolase (NSE) test results must be considered in the clinical context, and interferences or artifactual elevations should be suspected if the clinical NSE test results are at odds with the clinical picture or other tests. The laboratory should be contacted for assistance in these situations. Hemolysis can lead to significant artifactual NSE elevations since erythrocytes contain NSE. Hemoglobin concentrations as low as 20 mg/dL were found to have an adverse effect on NSE testing. Proton pump inhibitor treatment, hemolytic anemia, hepatic failure, and kidney failure can also result in artifactual NSE elevations. Other false-positive results depend on the treating context. When performing NSE testing for tumor diagnosis or follow-up, epileptic seizure, brain injury, encephalitis, stroke, and rapidly progressive dementia might result in false-positive results. On the other hand, when NSE testing is performed to assist in neurological diagnosis, NSE-secreting tumors can represent a source of false-positive results. NSE values can vary significantly between methods/assays. Serial follow-up should be performed with the same assay. If assays are changed, patients should have their baseline level reestablished. This assay is an immunometric assay and can, in rare situations, be affected by false-low results in the presence of extremely high NSE concentrations ("hooking") or autoantibodies to NSE. In rare cases, some individuals can develop antibodies to mouse or other animal antibodies (often referred to as human anti-mouse antibodies [HAMA] or heterophile antibodies), which may cause interference in some immunoassays. Caution should be used in interpretation of results, and the laboratory should be alerted if the result does not correlate with the clinical presentation. | 1. Burghuber OC, Worofka B, Schernthaner G, et al. Serum neuron-specific enolase is a useful tumor marker for small cell lung cancer. Cancer. 1990;65(6):1386-1390 2. Lamberts SW, Hofland LJ, Nobels FR. Neuroendocrine tumor markers. Front Neuroendocrinol. 2001;22(4):309-339 3. Aksamit AJ Jr, Preissner CM, Homburger HA. Quantitation of 14-3-3 and neuron-specific enolase proteins in CSF in Creutzfeldt-Jacob disease. Neurology. 2001;57(4):728-730 4. Riley RD, Heney D, Jones DR, et al. A systematic review of molecular and biological tumor markers in neuroblastoma. Clin Cancer Res. 2004;10(1 Pt 1);4-12 5. Portela-Gomes GM, Hacker GW, Weitgasser R. Neuroendocrine cell markers for pancreatic islets and tumors. Appl Immunohistochem Mol Morphol. 2004;12(3):183-192 6. Wijdicks EFM, Hijdra A, Young GB, Bassetti CL, Wiebe S. Quality Standards Subcommittee of the American Academy of Neurology: Practice parameter: prediction of outcome in comatose survivors after cardiopulmonary resuscitation (an evidence-based review). Neurology. 2006;67(2):203-210 7. Huang L, Zhou JG, Yao WX, et al. Systematic review and meta-analysis of the efficacy of serum neuron-specific enolase for early small cell lung cancer screening. Oncotarget. 2017;8(38):64358–64372 8. Cheng F, Yuan Q, Yang J, Wang W, Liu H. The prognostic value of serum neuron-specific enolase in traumatic brain injury: systematic review and meta-analysis. PLoS One. 2014;9(9):e106680 | Neuron-specific enolase is measured in this homogeneous automated immunofluorescent assay on the BRAHMS Kryptor. The Kryptor uses TRACE (time resolved amplified cryptate emission) technology based on a nonradioactive transfer of energy. This transfer occurs between 2 fluorescent tracers: the donor (europium cryptate) and the acceptor (XL665). In the NSE assay, 2 monoclonal antibodies are labeled, 1 with europium cryptate and 1 with XL665. NSE is sandwiched between the 2 antibodies, bringing them into close proximity. When the antigen-antibody complex is excited with a nitrogen laser at 337 nm, some fluorescent energy is emitted at 620 nm, and the rest is transferred to XL665. This energy is then emitted as fluorescence at 665 nm. A ratio of the energy emitted at 665 nm to that emitted at 620 nm (internal reference) is calculated for each sample. Signal intensity is proportional to the number of antigen-antibody complexes formed and, therefore, to antigen concentration.(Unpublished Mayo method) | 1 to 3 days | 2 weeks | This test was developed and its performance characteristics determined by Mayo Clinic in a manner consistent with CLIA requirements. It has not been cleared or approved by the US Food and Drug Administration. | 83520 | Neuron Specific Enolase, S | 15060-7 | NSE | Neuron Specific Enolase, S | 15060-7
NCLGP | Neuronal Ceroid Lipofuscinosis (Batten Disease) Gene Panel, Varies | Follow up for abnormal biochemical or electron microscopy results suspicious for neuronal ceroid lipofuscinoses (NCL) Establishing a molecular diagnosis for patients with NCL Identifying variations within genes known to be associated with NCL, allowing for predictive testing of at-risk family members | Sequence Capture and Targeted Next-Generation Sequencing followed by Polymerase Chain Reaction (PCR) and Sanger Sequencing | Yes | NCL (Batten Disease) Gene Panel | For skin biopsy or cultured fibroblast specimens, fibroblast culture testing will be performed at an additional charge. If viable cells are not obtained, the client will be notified. | Patient Preparation:A previous bone marrow transplant from an allogenic donor will interfere with testing. Call 800-533-1710 for instructions for testing patients who have received a bone marrow transplant. Submit only 1 of the following specimens: Specimen Type:Whole blood Container/Tube: Preferred:Lavender top (EDTA) or yellow top (ACD) Acceptable:Any anticoagulant Specimen Volume:3 mL Collection Instructions: 1. Invert several times to mix blood. 2. Send whole blood specimen in original tube.Do not aliquot. Specimen Stability Information:Ambient (preferred) 4 days/Refrigerated 14 days Specimen Type: Skin biopsy Supplies: Fibroblast Biopsy Transport Media (T115) Container/Tube: Sterile container with any standard cell culture media (eg, minimal essential media, RPMI 1640). The solution should be supplemented with 1% penicillin and streptomycin. Specimen Volume: 4-mm punch Specimen Stability Information: Refrigerated (preferred)/Ambient Additional Information:A separate culture charge will be assessed under CULFB / Fibroblast Culture for Biochemical or Molecular Testing. An additional 3 to 4 weeks is required to culture fibroblasts before genetic testing can occur. SpecimenType: Cultured fibroblast Container/Tube: T-25 flask SpecimenVolume: 2 Flasks CollectionInstructions: Submit confluent cultured fibroblast cells from a skin biopsy from another laboratory. Cultured cells from a prenatal specimen will not be accepted. Specimen Stability Information: Ambient (preferred)/Refrigerated (<24 hours) Additional Information:A separate culture charge will be assessed under CULFB / Fibroblast Culture for Biochemical or Molecular Testing. An additional 3 to 4 weeks is required to culture fibroblasts before genetic testing can occur. Specimen Type: Blood spot Supplies:Card-Blood Spot Collection (Filter Paper) (T493) Container/Tube: Preferred: Collection card (Whatman Protein Saver 903 Paper) Acceptable: PerkinElmer 226 (formerly Ahlstrom 226) filter paper or blood spot collection card Specimen Volume: 5 Blood spots Collection Instructions: 1. An alternative blood collection option for a patient older than 1 year is a fingerstick. For detailed instructions, seeHow to Collect Dried Blood Spot Samples. 2. Let blood dry on the filter paper at ambient temperature in a horizontal position for a minimum of 3 hours. 3. Do not expose specimen to heat or direct sunlight. 4. Do not stack wet specimens. 5. Keep specimen dry Specimen Stability Information: Ambient (preferred)/Refrigerated Additional Information: 1. Due to lower concentration of DNA yielded from blood spot, it is possible that additional specimen may be required to complete testing. 2. For collection instructions, seeBlood Spot Collection Instructions 3. For collection instructions in Spanish, seeBlood Spot Collection Card-Spanish Instructions(T777) 4. For collection instructions in Chinese, seeBlood Spot Collection Card-Chinese Instructions(T800) Specimen Type:Saliva Patient Preparation:Patient should not eat, drink, smoke, or chew gum 30 minutes prior to collection. Supplies:Saliva Swab Collection Kit (T786) Specimen Volume:1 Swab Collection Instructions:Collect and send specimen per kit instructions. Specimen Stability Information:Ambient 30 days Additional Information:Due to lower concentration of DNA yielded from saliva, it is possible that additional specimen may be required to complete testing. | See Specimen Required | Neuronal ceroid lipofuscinoses (NCL) are a subset of lysosomal storage diseases that involve defective cellular processing of lipids. NCL are clinically characterized by epilepsy, intellectual and motor decline, and blindness. Electron microscopy typically shows a characteristic accumulation of granular osmophilic deposits (GROD), curvilinear profiles (CVB), or fingerprint profiles (FP). Enzymatic testing may show deficiency in palmitoyl-protein thioesterase 1 (PPT1), tripeptidyl-peptidase 1 (TPP1), or cathepsin D (CTSD). Currently there are at least 14 genetically distinct forms. Age of onset and clinical features can be variable, from congenital to adult onset. NCL is typically inherited in an autosomal recessive manner, although one adult onset form (ANCL;DNAJC5gene) has been shown to be autosomal dominant. | An interpretive report will be provided. | All detected alterations are evaluated according to American College of Medical Genetics and Genomics (ACMG) recommendations.(1) Variants are classified based on known, predicted, or possible pathogenicity and reported with interpretive comments detailing their potential or known significance. | Clinical Correlations: Test results should be interpreted in the context of clinical findings, family history, and other laboratory data. Misinterpretation of results may occur if the information provided is inaccurate or incomplete. If testing was performed because of a clinically significant family history, it is often useful to first test an affected family member. Detection of at least one reportable variant in an affected family member would allow for more informative testing of at-risk individuals. To discuss the availability of additional testing options or for assistance in the interpretation of these results, contact the Mayo Clinic Laboratory genetic counselors at 800-533-1710. Technical Limitations: Next-generation sequencing may not detect all types of genomic variants. In rare cases, false-negative or false-positive results may occur. The depth of coverage may be variable for some target regions; assay performance below the minimum acceptable criteria or for failed regions will be noted. Given these limitations, negative results do not rule out the diagnosis of a genetic disorder. If a specific clinical disorder is suspected, evaluation by alternative methods can be considered. There may be regions of genes that cannot be effectively evaluated by sequencing or deletion and duplication analysis as a result of technical limitations of the assay, including regions of homology, high guanine-cytosine (GC) content, and repetitive sequences. Confirmation of select reportable variants will be performed by alternate methodologies based on internal laboratory criteria. This test is validated to detect 95% of deletions up to 75 base pairs (bp) and insertions up to 47 bp. Insertions/deletions (indels) of 40 or more bp, including mobile element insertions, may be less reliably detected than smaller indels. Deletion/Duplication Analysis: This analysis targets single and multi-exon deletions/duplications; however, in some instances single exon resolution cannot be achieved due to isolated reduction in sequence coverage or inherent genomic complexity. Balanced structural rearrangements (such as translocations and inversions) may not be detected. This test is not designed to detect low levels of mosaicism or to differentiate between somatic and germline variants. If there is a possibility that any detected variant is somatic, additional testing may be necessary to clarify the significance of results. Genes may be added or removed based on updated clinical relevance. Refer to theTargeted Genes and Methodology Details for Neuronal Ceroid Lipofuscinosis (Batten Disease) Gene Panelin Special Instructions for the most up to date list of genes included in this test. For detailed information regarding gene specific performance and technical limitations, see Method Description or contact a laboratory genetic counselor. If the patient has had an allogeneic hematopoietic stem cell transplant or a recent heterologous blood transfusion, results may be inaccurate due to the presence of donor DNA. Call Mayo Clinic Laboratories for instructions for testing patients who have received a bone marrow transplant. Reclassification of Variants: At this time, it is not standard practice for the laboratory to systematically review previously classified variants on a regular basis. The laboratory encourages health care providers to contact the laboratory at any time to learn how the classification of a particular variant may have changed over time. Variant Evaluation: Evaluation and categorization of variants is performed using published American College of Medical Genetics and Genomics and the Association for Molecular Pathology recommendations as a guideline. Other gene-specific guidelines may also be considered. Variants are classified based on known, predicted, or possible pathogenicity and reported with interpretive comments detailing their potential or known significance. Variants classified as benign or likely benign are not reported. Multiple in silico evaluation tools may be used to assist in the interpretation of these results. The accuracy of predictions made by in silico evaluation tools is highly dependent upon the data available for a given gene, and periodic updates to these tools may cause predictions to change over time. Results from in silico evaluation tools should be interpreted with caution and professional clinical judgement. | 1. Richards S, Aziz N, Bale S, et al: Standards and guidelines for the interpretation of sequence variants: a joint consensus recommendation of the American College of Medical Genetics and Genomics and the Association for Molecular Pathology. Genet Med. 2015 May;17(5):405-424 2. Mole SE, Cotman SL: Genetics of the neuronal ceroid lipofuscinoses (Batten disease). Biochim Biophys Acta. 2015;1852(10PtB):2237-2241 3. Cooper JD, Tarczyluk MA, Nelvagal HR: Towards a new understanding of NCL pathogenesis. Biochim Biophys Acta. 2015;1852(10PtB):2256-2261 4. Williams RE, Mole SE: New nomenclature and classification scheme for the neuronal ceroid lipofuscinoses. Neurology. 2012;79(2):183-191 5. Mole SE, Williams RE: Neuronal ceroid-lipofuscinoses. In: Adam MP, Ardinger HH, Pagon RA, et al, eds. GeneReviews [Internet]. University of Washington. , Seattle; 2001. Updated August 1, 2013. Accessed October 28, 2020. Available at www.ncbi.nlm.nih.gov/books/NBK1428/ | Next-generation sequencing (NGS) and/or Sanger sequencing is performed to test for the presence of variants in coding regions and intron/exon boundaries of the genes analyzed, as well as some other regions that have known pathogenic variants. The human genome reference GRCh37/hg19 build was used for sequence read alignment. At least 99% of the bases are covered at a read depth over 30X. Sensitivity is estimated at above 99% for single nucleotide variants, above 94% for insertions/deletions (indels) less than 40 base pairs (bp), above 95% for deletions up to 75 bp and insertions up to 47 bp. NGS and/or a polymerase chain reaction (PCR)-based quantitative method is performed to test for the presence of deletions and duplications in the genes analyzed. SeeTargeted Genes and Methodology Details for Neuronal Ceroid Lipofuscinosis (Batten Disease) Gene Panelin Special Instructions for details regarding the targeted genes analyzed. There may be regions of genes that cannot be effectively evaluated by sequencing or deletion and duplication analysis as a result of technical limitations of the assay, including regions of homology, high guanine-cytosine (GC) content, and repetitive sequences. SeeTargeted Genes and Methodology Details for Neuronal Ceroid Lipofuscinosis (Batten Disease) Gene Panelin Special Instructions for details regarding the specific gene regions not routinely covered.(Unpublished Mayo method) Genes analyzed:ATP13A2,CLN3,CLN5,CLN6,CLN8,CTSD,CTSF,CTSK,DNAJC5,GRN,KCTD7,MFSD8,PANK2,PPT1,SGSH,TPP1 | 28 to 42 days | Whole Blood: 2 weeks (if available); Extracted DNA: 3 months; Blood spots/Saliva; 1 month | This test was developed and its performance characteristics determined by Mayo Clinic in a manner consistent with CLIA requirements. It has not been cleared or approved by the US Food and Drug Administration. | 8144388233-Tissue culture, skin, solid tissue biopsy (if appropriate)88240-Cryopreservation (if appropriate) | NCL (Batten Disease) Gene Panel | 105349-5 | 608583 | Released By | 18771-6
G159 | Neuronal Ceroid Lipofuscinosis (Batten Disease) Panel (Bill Only) |  | This test is for billing purposes only. This is not an orderable test. | Yes | NCL (Batten Disease) Panel | This test is for billing purposes only. | This test is for billing purposes only. This is not an orderable test. |  |  | This test is for billing purposes only. This is not an orderable test. | [6 empty] | Not Applicable | 81443
NCLBS | Neuronal Ceroid Lipofuscinosis, Two-Enzyme Panel, Blood Spot | Supporting the biochemical diagnosis of two neuronal ceroid lipofuscinoses, CLN1 and CLN2 This test isnot useful forcarrier detection. | Liquid Chromatography Tandem Mass Spectrometry (LC-MS/MS) | Yes | CLN1 and CLN2, BS | Whole blood | Submit only 1 of the following specimen types: Preferred: Specimen Type:Blood spot Supplies:Card-Blood Spot Collection (Filter Paper) (T493) Container/Tube: Preferred:Blood Spot Collection Card Acceptable:Whatman Protein Saver 903 Paper, PerkinElmer 226 filter paper, Munktell filter paper, or blood collected in tubes containing ACD or EDTA and dried on filter paper. Specimen Volume:2 Blood spots Collection Instructions: 1.An alternative blood collection option for a patient older than 1 year is a fingerstick. For detailed instructions, seeHow to Collect Dried Blood Spot Samples. 2. At least 2 spots should be complete, ie, unpunched. 3. Let blood dry on filter paper at room temperature in a horizontal position for a minimum of 3 hours. 4. Do not expose specimen to heat or direct sunlight. 5. Do not stack wet specimens. 6. Keep specimen dry. Specimen Stability Information:Refrigerated (preferred) 60 days/Ambient 7 days/Frozen 60 days Additional Information: 1. For collection instructions, seeBlood Spot Collection Instructions 2. For collection instructions in Spanish, seeBlood Spot Collection Card-Spanish Instructions(T777) 3. For collection instructions in Chinese, seeBlood Spot Collection Card-Chinese Instructions(T800) Acceptable: Specimen Type:Whole Blood Container/Tube: Preferred:Lavender top (EDTA) Acceptable:Yellow top (ACD) Specimen Volume:2 mL Collection Instructions:Send whole blood specimen in original tube. Do not aliquot. Specimen Stability Information:Refrigerate (preferred) 7 days/Ambient 48 hours | Blood Spots: 1 Whole Blood: 0.5 mL | The neuronal ceroid lipofuscinoses (NCL) comprise a group of recessively inherited neurodegenerative disorders involved in lysosomal protein catabolism. Clinically they are characterized by vision loss, seizures, developmental regression, behavioral changes, movement disorders, and distinguished from other neurodegenerative disorders by the accumulation of auto fluorescent storage material in the brain and tissues. Although at least 13 different genes have been identified, the NCL have traditionally been categorized based on the age of onset of symptoms: infantile, late-infantile, juvenile, and adult. Infantile (CLN1) and late-infantile NCL (CLN2) are caused by defects in palmitoyl-protein thioesterase 1 (PPT1)and tripeptidyl peptidase 1 (TPP1), respectively. Deficiency of tripeptidyl peptidase is also a cause of autosomal recessive spinocerebellar ataxia-7. Children affected by infantile NCL (CLN1) typically have normal growth and development until about 6 to 12 months of age. Slowed head growth occurs at around 9 months followed by psychomotor degeneration, seizures, and progressive macular degeneration leading to blindness by the age 2 years. CLN1 is caused by a deficiency of the lysosomal enzyme palmitoyl-protein thioesterase 1 (PPT1), which cleaves long-chain fatty acids (usually palmitate) from cysteine residues. Electron microscopy shows granular osmophilic deposits in most cell types. PPT1 is thought to play an active role in various cell processes including apoptosis, endocytosis, and lipid metabolism. The late infantile form of NCL (CLN2) is primarily caused by deficiency of the lysosomal enzyme tripeptidyl peptidase 1 (TPP1), which cleaves tripeptides from the N-terminus of polypeptides. Tissue damage results from the defective degradation and consequent accumulation of storage material with a curvilinear profile by electron microscopy. There is widespread loss of neuronal tissue especially in the cerebellum and hippocampal region. Disease onset occurs at 2 to 4 years of age with seizures, ataxia, myoclonus, psychomotor retardation, vision loss, and speech impairment. Diagnostic strategy depends on the age of onset of symptoms. In children presenting between the ages 0 to 4 years, enzyme assay of PPT1 and TPP1 is an appropriate first step. For other patients suspected of having an NCL, molecular genetic testing of CLN genes is available; see NCLGP / Neuronal Ceroid Lipofuscinosis (Batten Disease) Gene Panel, Varies. | Palmitoyl-protein thioesterase 1: >10.0 nmol/mL/h Tripeptidyl peptidase 1: >27.0 nmol/mL/h An interpretative report will be provided. | Abnormal results are not sufficient to establish a diagnosis of a particular disease. To verify a preliminary diagnosis based on this assay, additional biochemical or molecular genetic analyses are required. When abnormal results are detected, a detailed interpretation is given, including an overview of the results and of their significance, a correlation to available clinical information, elements of differential diagnosis, recommendations for additional biochemical testing, and in vitro, confirmatory studies (enzyme assay, molecular genetic analysis), and a phone number to reach one of the laboratory directors in case the referring physician has additional questions. | Deficiency of tripeptidyl peptidase 1 (TPP1)can also be indicative of autosomal recessive spinocerebellar ataxia-7. Individuals with pseudodeficiency alleles can show reduced enzyme activity. Carrier status (heterozygosity) for these conditions cannot be reliably detected. Enzyme levels may be normal in individuals receiving enzyme replacement therapy or who have undergone hematopoietic stem cell transplant. | 1. Hofmann SL, Peltonen L. The neuronal ceroid lipofuscinoses. In: Valle DL, Antonarakis S, Ballabio A, Beaudet AL, Mitchell GA. eds. The Online Metabolic and Molecular Bases of Inherited Disease. McGraw-Hill; Accessed July 18, 2023. Available at https://ommbid.mhmedical.com/content.aspx?bookid=2709&sectionid=225548100 2. Kohlschutter A, Schulz A, Bartsch U, Storch S. Current and emerging treatment strategies for neuronal ceroid lipofuscinoses. CNS Drugs. 2019;33(4):315-325. doi:10.1007/s40263-019-00620-8 | One dried blood spot sample (DBS) is incubated with a mix of substrate and internal standard (IS) for iduronate 2-sulfatase, heparan N-sulfatase, alpha-N-acetylglucosaminidase, N-acetylgalactosamine-sulfate, beta-galactosidase, arylsulfatase B, beta-glucuronidase, and tripeptidyl peptidase 1. A second DBS sample is incubated with a mix of substrate and IS for acetyl-CoA:alpha-glucosaminide N-acetyltransferase; and a third DBS sample with a mix of substrate and IS for palmitoyl-protein thioesterase 1. Following overnight incubation, the samples are combined, extracted by liquid-liquid extraction, and analyzed by tandem mass spectrometry. (Unpublished Mayo method) | 8 to 15 days | 1 year | This test was developed and its performance characteristics determined by Mayo Clinic in a manner consistent with CLIA requirements. It has not been cleared or approved by the US Food and Drug Administration. | 82657 | CLN1 and CLN2, BS | 101348-1 | 618434 | Reviewed By | 18771-6
NCLW | Neuronal Ceroid Lipofuscinosis, Two-Enzyme Panel, Leukocytes | Supporting the biochemical diagnosis of two neuronal ceroid lipofuscinoses, CLN1 and CLN2 in whole blood specimens This test isnot useful forcarrier detection. | Liquid Chromatography Tandem Mass Spectrometry (LC-MS/MS) | Yes | CLN1 and CLN2, WBC | Whole Blood ACD | Container/Tube: Preferred:Yellow top (ACD solution B) Acceptable:Yellow top (ACD solution A) or lavender top (EDTA) Specimen Volume:6 mL Collection Instructions:Send whole blood specimen in original tube.Do not aliquot. | 5 mL | The neuronal ceroid lipofuscinoses (NCL) comprise a group of recessively inherited neurodegenerative disorders involved in lysosomal protein catabolism. Clinically they are characterized by vision loss, seizures, developmental regression, behavioral changes, movement disorders, and distinguished from other neurodegenerative disorders by the accumulation of auto fluorescent storage material in the brain and tissues. Although at least 13 different genes have been identified, the CLN have traditionally been categorized based on the age of onset of symptoms: infantile, late-infantile, juvenile, and adult. Infantile (CLN1) and late-infantile NCL (CLN2) are caused by defects in palmitoyl-protein thioesterase 1 (PPT1)and tripeptidyl peptidase 1 (TPP1), respectively. Deficiency of tripeptidyl peptidase is also a cause of autosomal recessive spinocerebellar ataxia-7. Children affected by infantile NCL (CLN1) typically have normal growth and development until about 6 to 12 months of age. Slowed head growth occurs at around 9 months followed by psychomotor degeneration, seizures, and progressive macular degeneration leading to blindness by the age 2 years. CLN1 is caused by a deficiency of the lysosomal enzyme palmitoyl-protein thioesterase 1 (PPT1), which cleaves long-chain fatty acids (usually palmitate) from cysteine residues. Electron microscopy shows granular osmophilic deposits in most cell types. PPT1 is thought to play an active role in various cell processes including apoptosis, endocytosis, and lipid metabolism. The late infantile form of NCL (CLN2) is primarily caused by deficiency of the lysosomal enzyme tripeptidyl peptidase 1 (TPP1), which cleaves tripeptides from the N-terminus of polypeptides. Tissue damage results from the defective degradation and consequent accumulation of storage material with a curvilinear profile by electron microscopy. There is widespread loss of neuronal tissue especially in the cerebellum and hippocampal region. Disease onset occurs at 2 to 4 years of age with seizures, ataxia, myoclonus, psychomotor retardation, vision loss, and speech impairment. Diagnostic strategy depends on the age of onset of symptoms. In children presenting between the ages 0 to 4 years, enzyme assay of PPT1 and TPP1 is an appropriate first step. For other patients suspected of having an NCL, molecular genetic testing of CLN genes is available; see NCLGP / Neuronal Ceroid Lipofuscinosis (Batten Disease) Gene Panel, Varies. | Palmitoyl-protein thioesterase 1: >10.0 nmol/h/mg protein Tripeptidyl peptidase 1: >20.0 nmol/h/mg protein An interpretative report will be provided. | Abnormal results are not sufficient to establish a diagnosis of a particular disease. To verify a preliminary diagnosis based on this assay, additional biochemical or molecular genetic analyses are required. When abnormalresults are detected, a detailed interpretation is given, including an overview of the results and of their significance, a correlation to available clinical information, elements of differential diagnosis, recommendations for additional biochemical testing, and in vitro, confirmatory studies (enzyme assay, molecular analysis), and a phone number to reach one of the laboratory directors in case the referring physician has additional questions. | Deficiency of tripeptidyl peptidase 1 (TPP1)can also be indicative of autosomal recessive spinocerebellar ataxia-7. Individuals with pseudodeficiency alleles can show reduced enzyme activity. Carrier status (heterozygosity) for these conditions cannot be reliably detected. Enzyme levels may be normal in individuals receiving enzyme replacement therapy or who have undergone hematopoietic stem cell transplant. | 1. Hofmann SL, Peltonen L. The neuronal ceroid lipofuscinoses. In: Valle DL, Antonarakis S, Ballabio A, Beaudet AL, Mitchell GA. eds. The Online Metabolic and Molecular Bases of Inherited Disease. McGraw-Hill; Accessed July 17, 2023. Available at https://ommbid.mhmedical.com/content.aspx?bookid=2709&sectionid=225548100 2. Kohlschutter A, Schulz A, Bartsch U, Storch S. Current and emerging treatment strategies for neuronal ceroid lipofuscinoses. CNS Drugs. 2019;33(4):315-325. doi:10.1007/s40263-019-00620-8 | Leukocytes are incubated with four cocktail mixes: 1) substrate and internal standard (IS) for iduronate 2-sulfatase, heparan N-sulfatase, alpha-N-acetylglucosaminidase, N-acetylgalactosamine-sulfate, beta-galactosidase, arylsulfatase B, beta-glucuronidase, and tripeptidyl peptidase 1; 2) substrate and IS for acetyl-CoA:alpha-glucosaminide N-acetyltransferase; 3) substrate and IS for N-acetylglucosamine-6-sulfatase; and 4) substrate and IS for palmitoyl-protein thioesterase 1 in 96-well plates. Following overnight incubation, the plates are combined and purified by liquid-liquid extraction. The extracts are evaporated, reconstituted with mobile phase, and analyzed by tandem mass spectrometry.(Unpublished Mayo method) | 8 to 15 days | WBC homogenate: 1 month | This test was developed and its performance characteristics determined by Mayo Clinic in a manner consistent with CLIA requirements. It has not been cleared or approved by the US Food and Drug Administration. | 82657 | CLN1 and CLN2, WBC | 93704-5 | 618470 | Reviewed By | 18771-6
FNEUR | Neurotensin |  | Direct Radioimmunoassay (RIA) | No | Neurotensin | Plasma | Patient preparation: Patient should be fasting 10-12 hours prior to collection. Patient should not be on any antacid medication or medications that affect gastroentero-intestinal function, if possible, for at least 48 hours prior to collection. Specimen Type: Plasma Container/Tube: Z tube Specimen Volume: 3 mL Collection Instructions: Draw 10 mL of blood in special Z-tube (MCL T701). Separate plasma form cells immediately after draw and send 3 mL of plasma frozen in plastic vial. | 1 mL | Neurotensin is a 13 amino acid peptide produced primarily by endocrinecells of the ileal mucosa. Physiological actions of Neurotensin includehypertension, vasodilation, hyperglycemia, and inhibition of gastric motility.Its C-terminus is similar to Angiotensin I. It is a potent analgesic affectinghypothermia, muscle relaxation, and decreased motor activity. PancreaticPolypeptide secretion is strongly stimulated by Neurotensin. Neurotensinappears to cause the release of Luteinizing Hormone-Releasing Hormoneand Corticotropin Releasing Hormone effecting the release of LuteinizingHormone, Follicle Stimulating Hormone, and ACTH but not ThyroidStimulating Hormone or Growth Hormone. Neurotensin also stimulatespancreatic bicarbonate and intestinal secretion. Neurotensin levels arestimulated by food and Bombesin. Elevated levels have been found inpancreatic endocrine tumors, Oat Cell, Squamous, and Adeno Carcinomas. Elevated levels have been found to cause watery diarrhea. | 50 - 100 pg/mL |  | No significant cautionary statements |  |  | 7 to 11 days |  | This test was developed and its performance characteristics determined by Inter Science Institute. It has not been cleared or approved by the US Food and Drug Administration. The FDA has determined that such clearance or approval is not necessary. | 83519 | Neurotensin | 2655-9 | Z0923 | Neurotensin | 2655-9
FNEU | Neurotransmitter Metabolites (5HIAA, HVA, 3OMD) (CSF) |  | HPLC-Electrochemistry | Yes | Neurotransmitter Metabolites | CSF | Medical Neurogenetics collection kit (MCL Supply T657) required. Each collection kit contains 5 microcentrifuge tubes. COLLECTION PROTOCOL: 1) CSF should be collected from the first drop into the tubes in the numbered order. Fill each tube to the marked line with the required volumes Tube 1: 0.5 mL Tube 2: 1.0 mL Tube 3: 1.0 mL (contains antioxidants necessary to protect the sample integrity) Tube 4: 1.0 mL Tube 5: 1.0 mL - If sample's not blood contaminated, the tubes should be placed on dry ice at bedside - If sample's are blood contaminated, the tubes should immediately be centrifuged (prior to freezing) and the clear CSF transferred to new similarly labeled tubes, then frozen - Store samples at -80 until they can be shipped 2) Complete Medical Neurogenetics, LLC request form. Include test required, sample date and date of birth. 3) Label tubes with patient name and ID number, leaving the tube number viewable. 4) Place samples inside a specimen transport bag and the Medical Neurogenetics, LLC request form inside the pouch of the transport bag. 5) Ship samples frozen on dry ice. | 4.5 mL | CSF Neurotransmitter Metabolites (5HIAA, HVA, 3OMD) (NC04) is useful for diagnosis of certain disorders of neurotransmitter metabolism. This testing may also be used for assessment of Variants of Uncertain Significance (VUS) identified during genetic testing (e.g. Next Generation Sequencing or Capillary Sequencing Testing). CLINICAL Monoamine metabolite testing includes homovanillic acid (HVA), 3-O-methyl-Dopa (3-OMD), and 5-hydroxyindole acetic acid (5-HIAA). This test is useful in diagnosing pediatric neurotransmitter diseases affecting dopamine and serotonin metabolism in the brain. Inborn errors of metabolism and various drugs may lead to severe imbalances and disturbances in these neurotransmitter systems that are reflected by changes in the concentration of monoamines metabolites in CSF. Primary inherited defects involve deficiencies in tyrosine and tryptophan hydroxylase, aromatic amino acid decarboxylase, monoamine oxidase, dopamine beta hydroxylase and the dopamine transwporter. Other defects in the biopterin synthesis pathway may also affect dopamine and serotonin metabolism. These disorders are characterized by a wide range of symptoms that may include developmental delay, mental disability, behavioral disturbances, dystonia, seizures, encephalopathy, athetosis and ptosis. | Age5HIAAHVA3-O-MD (years) (nmol/L) (nmol/L) (nmol/L) 0-0.2 208-1159 337-1299 <300 0.2-0.5 179-711 450-1132 <300 0.5-2.0 129-520 294-1115 <300 2.0-5.0 74-345 233-928 <150 5.0-10 66-338 218-852 <100 10-15 67-189 167-563 <100 Adults 67-140 145-324 <100 Interpretation performed by Keith Hyland, Ph.D. Note: If test results are inconsistent with the clinicalpresentation, please call our laboratory to discuss the caseand/or submit a second sample for confirmatory testing. |  |  |  |  | 10 to 18 days |  |  | 825428349783150 | Neurotransmitter Metabolites | Not Provided | Z0851 | Interpretation: | 59462-2
FNTSM | Neurotransmitter Profile 3 |  | High Performance Liquid Chromatography-Electrochemistry & Fluorescences | Yes | Neurotransmitter Profile 3 | CSF | Medical Neurogenetics collection kit (MCL Supply T657) required. Each collection kit contains 5 microcentrifuge tubes. COLLECTION PROTOCOL: 1) CSF should be collected from the first drop into the tubes in the numbered order. Fill each tube to the marked line with the required volumes. Tube 1: 0.5 mL Tube 2: 1.0 mL Tube 3: 1.0 mL (contains antioxidants necessary to protect the same integrity) Tube 4: 1.0 mL Tube 5: 1.0 mL -If samples not blood contaminated, the tubes should be placed on dry ice at bedside. -If samples are blood contaminated, the tubes should immediately be centrifuged (prior to freezing) and the clear CSF transferred to new similarly labeled tubes, then frozen. -Store samples at -80 until they can be shipped. 2) Complete Medical Neurogenetics, LLC request form, marking the following three tests: Neurotransmitter Metabolites, Tetrahydrobiopterin and 5-Methyltetrahydrofolate. Also include sample date and date of birth. 3) Label tubes with patient name and ID number, leaving the tube number viewable. 4) Place samples inside the specimen transport bag and the Medical Neurogenetics, LLC request form inside the pouch of the transport bag. 5) Ship samples frozen on dry ice. |  |  | Age (years),5MTHF (nmol/L), 0-0.2,40-240, 0.2-0.5,40-240, 0.5-2.0,40-187, 2.0-5.0,40-150, 10-15,40-128, Adults,40-120, Age (years),5HIAA (nmol/L),HVA (nmol/L),3-O-MD (nmol/L), 0-0.2,208-1159,337-1299,<300, 0.2-0.5,179-711,450-1132,<300, 0.5-2.0,129-520,294-1115,<300, 2.0-5.0,74-345,233-928,<150, 5.0-10,66-338,218-852,<100, 10-15,67-189,167-563,<100, Adults,67-140,145-324,<100, Age (years),5HIAA (nmol/L),HVA (nmol/L),3-O-MD (nmol/L), 0-0.2,208-1159,337-1299,<300, 0.2-0.5,179-711,450-1132,<300, 0.5-2.0,129-520,294-1115,<300, 2.0-5.0,74-345,233-928,<150, 5.0-10,66-338,218-852,<100, 10-15,67-189,167-563,<100, Adults,67-140,145-324,<100, Age (years),BH4 (nmol/L),Neop (nmol/L), 0-0.2,40-105,7-65, 0.2-0.5,23-98,7-65, 0.5-2.0,18-58,7-65, 2.0-5.0,18-50,7-65, 5.0-10,9-40,7-40, 10-15,9-32,8-33, Adults,10-30,8-28, |  |  |  |  | 14 to 18 days |  |  | 82542 - 5-Methyltetrahydrofolate82542 - Tetrahydrobiopterin/Neopterin82542, 83497, 83150 - Neurotransmitter Metabolites/Amines | Neurotransmitter Profile 3 | Not Provided | Z1729 | 3-O-methyldopa | 34596-7
NADF | Newborn Aneuploidy Detection, FISH, Blood | Screening for chromosomal aneuploidies of chromosomes 13, 18, 21, X, and Y in newborn peripheral blood specimens | Fluorescence In Situ Hybridization (FISH) | Yes | Newborn Aneuploidy Detection, FISH | This test includes a charge for the probe application, analysis, and professional interpretation of results for one probe set (2 individual fluorescence in situ hybridization probes). Additional charges will be incurred for additional probe sets performed.Analysis charges will be incurred based on the number of cells analyzed per probe set. If no cells are available for analysis, no analysis charges will be incurred. | Container/Tube: Preferred:Green top (sodium heparin) Acceptable:Lavender top (EDTA)oryellow top (ACD) Specimen Volume:4 mL Collection Instructions: 1. Invert several times to mix blood. 2. Send specimen in original tube.Do not aliquot. 3. Other anticoagulants are not recommended and are harmful to the viability of the cells. 4. Cord blood is acceptable. | 1 mL | Up to 95% of chromosomal abnormalities diagnosed prenatally involve aneuploidy (gain or loss of whole chromosome) of chromosomes 13, 18, 21, X, and Y. In liveborn infants, about 8 in 1000 have a major chromosome anomaly, of which 6.5 in 1000 involve aneuploidy of 1 of these 5 chromosomes. Diagnosis of chromosomal disorders can be performed by chromosome analysis of uncultured blood, standard chromosome study, and the technique utilizing fluorescence in situ hybridization (FISH) based on interphase cells.Standard chromosome analysis takes 3 to 10 days and analysis from uncultured newborn blood is often unsatisfactory and labor-intensive. FISH-based methods facilitate rapid diagnosis of aneuploidy and may be helpful in medically urgent evaluations of newborn infants suspected to have aneuploidy of any of these chromosomes. This test does not detect chromosomal aneuploidies other than 13, 18, 21, X, and Y or any structural anomaly that does not result in gain of these chromosomes. Low levels of mosaicism involving chromosomes 13, 18, 21, X, or Y may not be detected by this assay. | An interpretive report will be provided. | When no significant abnormalities are detected by the targeted fluorescence in situ hybridization (FISH) probes, a simple descriptive interpretation is provided. When abnormal results are detected, a detailed interpretation is given, including an overview of the results and of their significance, a correlation to available clinical information, recommendations for additional testing, and contact information for the laboratory if there are additional questions. | The use of these probes has been approved by the US Food and Drug Administration as a stand-alone test. However, we recommend that a complete chromosome analysis(CHRCB / Chromosome Analysis, Congenital Disorders, Blood) or chromosomal microarray (CMACB /Chromosomal Microarray, Congenital, Blood)be performed in conjunction with this test.In cases where the fluorescence in situ hybridization (FISH) analysis is normal, a chromosome analysis or chromosomal microarray allows for the potential identification of more complex abnormalities and the less common numeric abnormalities of other chromosomes. In cases where the FISH study is abnormal, chromosome analysis can determine whether the abnormality is due to aneuploidy or a complex structural abnormality, allowing for recurrence risk information for the family. Low levels of mosaicism involving chromosomes 13, 18, 21, X, or Y may not be detected by this procedure. Interfering factors: -Cell lysis caused by forcing the blood quickly through the needle -Use of an improper anticoagulant or improperlymixing the blood with the anticoagulant -Excessive transport time -Inadequate amount of specimen may not permit adequate analysis -Improper packaging may result in broken, leaky, and contaminated specimen during transport | 1. Jalal SM, Law ME. Detection of newborn aneuploidy by interphase fluorescence in situ hybridization. Mayo Clin Proc. 1997;72(8):705-710 2. Cassidy SB, Allanson JE: Management of Genetic Syndromes. 2nd ed. John Wiley and Sons; 2005:557 3. Sheets KB, Crissman BG, Feist CD, et al. Practice guidelines for communicating a prenatal or postnatal diagnosis of Down syndrome: recommendations of the national society of genetic counselors. J Genet Couns. 2011;20(5):432-444 4. Carroll J, Wigby K, Murray S. Genetic testing strategies in the newborn. J Perinatol. 2020:40(7):1007-1016 | This test is performed using probes for the centromere regions of chromosome X (DXZ1), Y (DYZ3), and 18 (D18Z1), and locus-specific probes for 13q14 and 21q22. For each probe set, 2 technologists independently analyze 50 interphase nuclei (100 total). Aneuploidy of chromosomes 13, 18, 21, X, and Y is reported.(Unpublished Mayo method) | 3 to 4 days | 4 weeks | This test was developed and its performance characteristics determined by Mayo Clinic in a manner consistent with CLIA requirements. It has not been cleared or approved by the US Food and Drug Administration. | 88271x2, 88291-DNA probe, each (first probe set), Interpretation and report88271x2-DNA probe, each; each additional probe set (if appropriate)88271x1-DNA probe, each; coverage for sets containing 3 probes (if appropriate)88271x2-DNA probe, each; coverage for sets containing 4 probes (if appropriate)88271x3-DNA probe, each; coverage for sets containing 5 probes (if appropriate)88274 w/modifier 52-Interphase in situ hybridization, <25 cells, each probe set (if appropriate)88274-Interphase in situ hybridization, 25 to 99 cells, each probe set (if appropriate) | Newborn Aneuploidy Detection, FISH | 57318-8 | 53862 | Disclaimer | 62364-5
NIU | Nickel, 24 Hour, Urine | Preferred test for biomonitoring patients for nickel exposure to minimize any potential diurnal variation | Inductively Coupled Plasma-Mass Spectrometry (ICP-MS) | Yes | Nickel, 24 Hr, U | Urine | Patient Preparation:High concentrations of gadolinium and iodine are known to interfere with most metal tests. If gadolinium- or iodine-containing contrast media has been administered, a specimen should not be collected for 96 hours. Supplies:Urine Tubes, 10 mL (T068) Container/Tube:Plastic, 10-mL urine tube or clean, plastic aliquot container with no metal cap or glued insert Specimen Volume:0.5 mL Collection Instructions: 1. Collect urine for 24 hours. 2. Refrigerate specimen within 4 hours of completion of 24-hour collection. SeeMetals Analysis Specimen Collection and Transportfor complete instructions. Additional Information:SeeUrine Preservatives-Collection and Transportation for 24-Hour Urine Specimensfor multiple collections. | 0.3 mL | Nickel (Ni) is a highly abundant element with a silvery-white appearance. Nickel is frequently combined with other metals to form alloys and is essential for the catalytic activity of some plant and bacterial enzymes (including in several pathogenic and symbiotic species in humans) but has no known role in humans. Most nickel is used to make stainless steel. Nickel and its compounds have no characteristic odor or taste. Ni compounds are used for Ni plating, to color ceramics, to make some batteries, and as catalysts that increase the rate of chemical reactions.One of the most toxic nickel compounds is nickel carbonyl, Ni(CO)4, which is used as a catalyst in petroleum refining and in the plastics industry, is frequently employed in the production of metal alloys (which are popular for their anticorrosive and hardness properties), in nickel-cadmium rechargeable batteries, and is used as a catalyst in hydrogenation of oils. Ni(CO)4 is very toxic and is lipid-soluble, allowing it to cross cell membranes. Occupational exposure to Ni occurs primarily via inhalation of Ni compounds. Inhalation of dust high in Ni content has been associated with development of lung and nasal cancer. Food is the major source of exposure to Ni. Foods naturally high in Ni concentrations include chocolate, soybeans, nuts, and oatmeal. Individuals may also be exposed to Ni by breathing air, drinking water, or smoking tobacco containing Ni. Stainless steel and coins contain Ni. Some jewelry is plated with Ni or made from Ni alloys. Patients may be exposedto Ni in implanted devices includingjoint prostheses, sutures, clips, and screwsmade from Ni-containing alloys. The most common harmful health effect of Ni in humans is an allergic reaction. Approximately 10% to 20% of the population is sensitive to Ni. The most serious harmful health effects from exposure to Ni, such as chronic bronchitis, reduced lung function, and cancer of the lung and nasal sinus, have occurred in people who have breathed dust containing certain Ni compounds while working in Ni refineries or nickel-processing plants. Urine is the specimen of choice for the determination of Ni exposure, but serum concentrations can be used to verify an elevated urine concentration. Patients undergoing dialysis are exposed to Ni and accumulate Ni in blood and other organs; there appear to be no adverse health effects from this exposure. Hypernickelemia has been observed in patients undergoing kidney dialysis. At the present time, this is considered to be an incidental finding as no correlation with toxic events has been identified. Routine monitoring of patients undergoing dialysis is currently not recommended. | 0-17 years: not established > or =18 years: <6.0 mcg/24h | Values of 6.0 mcg/24-hour specimen and higher represent possible environmental or occupational exposure. Hypernickelemia, in the absence of exposure, may be an incidental finding or could be due to specimen contamination. | Specimen collection procedures for nickel (Ni) require special collection containers, rigorous attention to ultraclean specimen collection and handling procedures, and analysis in an ultraclean facility. Unless all of these procedures are followed, increased urinary Ni results may be an incidental and misleading finding. This test cannot determine the source compound (eg, Ni sulfate) responsible for the exposure. | 1. Moreno ME, Acosta-Saavedra LC, Mez-Figueroa D, et al: Biomonitoring of metal in children living in a mine tailings zone in Southern Mexico: A pilot study. Int J Hyg Environ Health. 2010 Jul;213(4):252-258. doi: 10.1016/j.ijheh.2010.03.005 2. Schulz C, Angerer J, Ewers U, Heudorf U, Wilhelm M, Human Biomonitoring Commission of the German Federal Environment Agency: Revised and new reference values for environmental pollutants in urine or blood of children in Germany derived from the German Environmental Survey on Children 2003-2006 (GerES IV). Int J Hyg Environ Health. 2009 Nov;212(6):637-647. doi: 10.1016/j.ijheh.2009.05.003 3. US Department of Health and Human Services: Toxicological profile for nickel. Agency for Toxic Substances and Disease Registry. 2005 Accessed: March 2020. Available at: www.atsdr.cdc.gov/ToxProfiles/tp15.pdf 4. Rifai N, Horvath AR, Wittwer CT, eds: Tietz Textbook of Clinical Chemistry and Molecular Diagnostics. 6th ed. Elsevier; 2018 5. Zambelli B, Ciurli S: Nickel and human health. In: Sigel A, Sigel H, Sigel R, eds. Interrelations between Essential Metal Ions and Human Diseases. Metal Ions in Life Sciences. Vol 13. Springer, Dordrecht; 2013:321-357 | The metal of interest is analyzed by inductively coupled plasma mass spectrometry.(Unpublished Mayo method) | 2 to 8 days | 14 days | This test was developed and its performance characteristics determined by Mayo Clinic in a manner consistent with CLIA requirements. It has not been cleared or approved by the US Food and Drug Administration. | 83885 | Nickel, 24 Hr, U | 5705-9 | VL30 | Urine Volume | 3167-4
NIS | Nickel, Serum | Confirmation of an elevated urinary nickel concentration This test isnot useful forthe investigation of nickel hypersensitivity. | Inductively Coupled Plasma-Mass Spectrometry (ICP-MS) | Yes | Nickel, S | Serum | Patient Preparation:High concentrations of gadolinium and iodine are known to interfere with most metal tests. If either gadolinium- or iodine-containing contrast media has been administered, a specimen should not be collected for 96 hours. Supplies:Metal Free Specimen Vial (T173) Collection Container/Tube:Royal blue-top (metal-free, no additive) Submission Container/Tube:7-mL Mayo metal-free, screw-capped, vial Specimen Volume:0.5 mL Collection Instructions: 1. Allow the specimen to clot for 30 minutes; then centrifuge the specimen to separate serum from the cellular fraction. 2. Remove the stopper. Carefully pour specimen into a Mayo metal-free, screw-capped vial, avoiding transfer of the cellular components of blood.Do notinsert a pipet into the serum to accomplish transfer, anddo notream the specimen with a wooden stick to assist with serum transfer. 3. SeeMetals Analysis Specimen Collection and Transportfor complete instructions. | 0.3 mL | Nickel (Ni) is a highly abundant element with a silvery-white appearance. Nickel is frequently combined with other metals to form alloys and is essential for the catalytic activity of some plant and bacterial enzymes (including in several pathogenic and symbiotic species in humans) but has no known role in humans. Nickel and its compounds have no characteristic odor or taste. Ni compounds are used for Ni plating, to color ceramics, to make some batteries, and as substances known as catalysts that increase the rate of chemical reactions.One of the most toxic Ni compounds is nickel carbonyl, Ni(CO)4, which is used as a catalyst in petroleum refining and in the plastics industry, is frequently employed in the production of metal alloys such as stainless steel (which are popular for their anticorrosive and hardness properties), in nickel-cadmium rechargeable batteries, and is used as a catalyst in hydrogenation of oils. Ni(CO)4 is very toxic and is lipid-soluble, allowing it to cross cell membranes. Occupational exposure to Ni occurs primarily via inhalation of Ni compounds. Inhalation of dust high in Ni content has been associated with development of lung and nasal cancer. Food is the major source of exposure to Ni. Foods naturally high in Ni include chocolate, soybeans, nuts, and oatmeal. Individuals may also be exposed to nickel by breathing air, drinking water, or smoking tobacco containing Ni. Stainless steel and coins contain Ni. Some jewelry is plated with Ni or made from Ni alloys. Patients may be exposed to Ni in artificial body parts made from Ni-containing alloys. The most common harmful health effect of Ni in humans is an allergic reaction. Approximately 10% to 20% of the population is sensitive to Ni. The most serious harmful health effects from exposure to Ni, such as chronic bronchitis, reduced lung function, and cancer of the lung and nasal sinus, have occurred in people who have breathed dust containing certain Ni compounds while working in Ni refineries or nickel-processing plants. Urine is the specimen of choice for the determination of Ni exposure, but serum concentrations can be used to verify an elevated urine concentration. Patients undergoing dialysis are exposed to Ni and accumulate Ni in blood and other organs; there appear to be no adverse health effects from this exposure. Hypernickelemia has been observed in patients undergoing kidney dialysis. At the present time, this is considered to be an incidental finding as no correlation with toxic events has been identified. Routine monitoring of patients undergoing dialysis is currently not recommended. | <2.0 ng/mL | Values 2.0 ng/mL and higher represent possible environmental or occupational exposure to nickel (Ni). Toxic Ni concentrations are greater or equal to 10 ng/mL. Normal Ni values are based on a Mayo Clinic study using healthy volunteers. Toxic values have been deduced from observation and unpublished internal study. Clinical concern about Ni toxicity should be limited to patients with potential for exposure to toxic Ni compounds. Hypernickelemia, in the absence of exposure, may be an incidental finding or could be due to specimen contamination. | This test cannot determine the source compound (eg, nickel sulfate) responsible for the exposure. Specimen collection procedures for nickel require special collection containers, rigorous attention to ultraclean specimen collection and handling procedures, and analysis in an ultraclean facility. Unless all of these procedures are followed, increased serum nickel results may be an incidental and misleading finding. | 1. Moreno ME, Acosta-Saavedra LC, Mez-Figueroa D, et al. Biomonitoring of metal in children living in a mine tailings zone in Southern Mexico: A pilot study. Int J Hyg Environ Health. 2010;213(4):252-258. doi:10.1016/j.ijheh.2010.03.005 2. Schulz C, Angerer J, Ewers U, Heudorf U, Wilhelm M, Human Biomonitoring Commission of the German Federal Environment Agency. Revised and new reference values for environmental pollutants in urine or blood of children in Germany derived from the German Environmental Survey on Children 2003-2006 (GerES IV). Int J Hyg Environ Health. 2009;212(6):637-647. doi:10.1016/j.ijheh.2009.05.003 3. US Department of Health and Human Services: Toxicological profile for nickel. Agency for Toxic Substances and Disease Registry. HHS; 2005. Accessed September 6, 2023. Available at www.atsdr.cdc.gov/ToxProfiles/tp15.pdf 4. Rifai N, Chiu RWK, Young I, Burnham CAD, Wittwer CT, eds: Tietz Textbook of Laboratory Medicine. 7th ed. Elsevier; 2023 5. Zambelli B, Ciurli S: Nickel and human health.In: Sigel A, Sigel H, Sigel R, eds.Interrelations between Essential Metal Ions and Human Diseases. Metal Ions in Life Sciences. Vol 13. Springer, Dordrecht; 2013:321-357 6. Begum W, Rai S, Banerjee S, et al. A comprehensive review on the sources, essentiality and toxicological profile of nickel. RSC Adv. 2022;12(15):9139-9153doi:10.1039/d2ra00378c | The metal of interest is analyzed by inductively coupled plasma mass spectrometry.(Unpublished Mayo method) | 2 to 8 days | 14 days | This test was developed and its performance characteristics determined by Mayo Clinic in a manner consistent with CLIA requirements. It has not been cleared or approved by the US Food and Drug Administration. | 83885 | Nickel, S | 5702-6 | 8622 | Nickel, S | 5702-6
NIUCR | Nickel/Creatinine Ratio, Random, Urine | Preferred specimen type for biomonitoring nickel exposure | NIUC: Inductively Coupled Plasma-Mass Spectrometry (ICP-MS) CRETR: Enzymatic Colorimetric Assay | Yes | Nickel/Creat Ratio, Random, U | Urine | Patient Preparation:High concentrations of gadolinium and iodine are known to interfere with most metal tests. If gadolinium- or iodine-containing contrast media has been administered, a specimen should not be collected for 96 hours. Supplies:Urine Tubes, 10 mL (T068) Container/Tube:Plastic, 10-mL urine tube or clean, plastic aliquot container with no metal cap or glued insert Specimen Volume:3 mL Collection Instructions: 1. Collect a random urine specimen 2. SeeMetals Analysis Specimen Collection and Transportfor complete instructions. | 1.2 mL | Nickel (Ni) is a highly abundant element with a silvery-white appearance. Nickel is frequently combined with other metals to form alloys and is essential for the catalytic activity of some plant and bacterial enzymes (including in several pathogenic and symbiotic species in humans) but has no known role in humans. Most nickel is used to make stainless steel. Nickel and its compounds have no characteristic odor or taste. Ni compounds are used for Ni plating, to color ceramics, to make some batteries, and as catalysts that increase the rate of chemical reactions.One of the most toxic Ni compounds is nickel carbonyl, Ni(CO)4, which is used as a catalyst in petroleum refining and in the plastics industry, is frequently employed in the production of metal alloys (which are popular for their anticorrosive and hardness properties), in nickel-cadmium rechargeable batteries, and is used as a catalyst in hydrogenation of oils. Ni(CO)4 is very toxic and is lipid-soluble, allowing it to cross cell membranes. Occupational exposure to Ni occurs primarily via inhalation of Ni compounds. Inhalation of dust high in Ni content has been associated with development of lung and nasal cancer. Food is the major source of exposure to Ni. Foods naturally high in Ni include chocolate, soybeans, nuts, and oatmeal. Individuals may also be exposed to Ni by breathing air, drinking water, or smoking tobacco containing nickel. Stainless steel and coins contain Ni. Some jewelry is plated with Ni or made from Ni alloys. Patients may be exposed to Ni in implanted devices includingjoint prostheses, sutures, clips, and screwsmade from Ni-containing alloys. The most common harmful health effect of Ni in humans is an allergic reaction. Approximately 10% to 20% of the population is sensitive to it. The most serious harmful health effects from exposure to Ni, such as chronic bronchitis, reduced lung function, and cancer of the lung and nasal sinus, have occurred in people who have breathed dust containing certain Ni compounds while working in Ni refineries or Ni-processing plants.Urine is the specimen of choice for the determination of Ni exposure, but serum concentrations can be used to verify an elevated urine concentration. Patients undergoing dialysis are exposed to Ni and accumulate Ni in blood and other organs; there appear to be no adverse health effects from this exposure. Hypernickelemia has been observed in patients undergoing kidney dialysis. At the present time, this is considered to be an incidental finding as no correlation with toxic events has been identified. Routine monitoring of patients undergoing dialysis is currently not recommended. | NICKEL: 0-17 years: Not established Males > or =18 years: <3.8 mcg/g creatinine Females > or =18 years: <4.3 mcg/g creatinine CREATININE: > or =18 years old: 16-326 mg/dL Reference values have not been established for patients younger than 18 years of age. | Values of 3.8 mcg/g creatinine and higher for male patients or 4.3 mcg/g creatinine and higher for female patients represent possible environmental or occupational exposure to nickel (Ni). Ni concentrations above 50 mcg/g creatinine are of concern, suggesting excessive exposure. Hypernickelemia, in the absence of exposure, may be an incidental finding or could be due to specimen contamination. | Specimen collection procedures for nickel (Ni) require special collection containers, rigorous attention to ultraclean specimen collection and handling procedures, and analysis in an ultraclean facility. Unless all of these procedures are followed, increased urinary Ni results may be an incidental and misleading finding. This test cannot determine the source compound (eg, Ni sulfate) responsible for the exposure. | 1. Moreno ME, Acosta-Saavedra LC, Mez-Figueroa D, et al. Biomonitoring of metal in children living in a mine tailings zone in Southern Mexico: A pilot study. Int J Hyg Environ Health. 2010;213(4):252-258. doi:10.1016/j.ijheh.2010.03.005 2. Schulz C, Angerer J, Ewers U, Heudorf U, Wilhelm M, Human Biomonitoring Commission of the German Federal Environment Agency. Revised and new reference values for environmental pollutants in urine or blood of children in Germany derived from the German Environmental Survey on Children 2003-2006 (GerES IV). Int J Hyg Environ Health. 2009;212(6):637-647. doi:10.1016/j.ijheh.2009.05.003 3. US Department of Health and Human Services: Toxicological profile for nickel. Agency for Toxic Substances and Disease Registry. HHS; 2005. Accessed September 6, 2023. Available at www.atsdr.cdc.gov/ToxProfiles/tp15.pdf 4. Rifai N, Chiu RWK, Young I, Burnham CAD, Wittwer CT, eds: Tietz Textbook of Laboratory Medicine. 7th ed. Elsevier; 2023 5. Zambelli B, Ciurli S: Nickel and human health.In: Sigel A, Sigel H, Sigel R, eds.Interrelations between Essential Metal Ions and Human Diseases. Metal Ions in Life Sciences. Vol 13. Springer, Dordrecht; 2013:321-357 6. Begum W, Rai S, Banerjee S, et al. A comprehensive review on the sources, essentiality and toxicological profile of nickel. RSC Adv. 2022;12(15):9139-9153. doi:10.1039/d2ra00378c | The metal of interest is analyzed by inductively coupled plasma mass spectrometry.(Unpublished Mayo method) | 2 to 8 days | 14 days | This test was developed and its performance characteristics determined by Mayo Clinic in a manner consistent with CLIA requirements. It has not been cleared or approved by the US Food and Drug Administration. | 8388582570 | Nickel/Creat Ratio, Random, U | 13472-6 | 614553 | Nickel/Creat Ratio, U | 13472-6
NIUC | Nickel/Creatinine Ratio, Random, Urine | Measurement of nickel concentration for biomonitoring nickel exposure | Only orderable as part of a profile. For more information see NIUCR / Nickel/Creatinine Ratio, Random, Urine. Inductively Coupled Plasma-Mass Spectrometry (ICP-MS) | Yes | Nickel/Creat Ratio, U | Urine | Only orderable as part of a profile. For more information see NIUCR / Nickel/Creatinine Ratio, Random, Urine. Patient Preparation:High concentrations of gadolinium and iodine are known to interfere with most metal tests. If gadolinium- or iodine-containing contrast media has been administered, a specimen should not be collected for 96 hours. Supplies:Urine Tubes, 10 mL (T068) Container/Tube:Plastic, 10-mL urine tube or clean, plastic aliquot container with no metal cap or glued insert Specimen Volume:3 mL Collection Instructions: 1. Collect a random urine specimen 2. SeeMetals Analysis Specimen Collection and Transportfor complete instructions. | 1.2 mL | Nickel (Ni) is a highly abundant element with a silvery-white appearance. Nickel is frequently combined with other metals to form alloys and is essential for the catalytic activity of some plant and bacterial enzymes but has no known role in humans. Most nickel is used to make stainless steel. Nickel and its compounds have no characteristic odor or taste. Ni compounds are used for Ni plating, to color ceramics, to make some batteries, and as catalysts that increase the rate of chemical reactions.One of the most toxic Ni compounds is nickel carbonyl, Ni(CO)4, which is used as a catalyst in petroleum refining and in the plastics industry, is frequently employed in the production of metal alloys (which are popular for their anticorrosive and hardness properties), in nickel-cadmium rechargeable batteries, and is used as a catalyst in hydrogenation of oils. Ni(CO)4 is very toxic. Occupational exposure to Ni occurs primarily via inhalation of Ni compounds. Inhalation of dust high in Ni content has been associated with development of lung and nasal cancer. Food is the major source of exposure to Ni. Foods naturally high in Ni include chocolate, soybeans, nuts, and oatmeal. Individuals may also be exposed to Ni by breathing air, drinking water, or smoking tobacco containing nickel. Stainless steel and coins contain Ni. Some jewelry is plated with Ni or made from Ni alloys. Patients may be exposed to Ni in implanted devices includingjoint prostheses, sutures, clips, and screwsmade from Ni-containing alloys. The most common harmful health effect of Ni in humans is an allergic reaction. Approximately 10% to 20% of the population is sensitive to it. The most serious harmful health effects from exposure to Ni, such as chronic bronchitis, reduced lung function, and cancer of the lung and nasal sinus, have occurred in people who have breathed dust containing certain Ni compounds while working in Ni refineries or Ni-processing plants.Urine is the specimen of choice for the determination of Ni exposure, but serum concentrations can be used to verify an elevated urine concentration. Patients undergoing dialysis are exposed to Ni and accumulate Ni in blood and other organs; there appear to be no adverse health effects from this exposure. Hypernickelemia has been observed in patients undergoing renal dialysis. At the present time, this is considered to be an incidental finding as no correlation with toxic events has been identified. Routine monitoring of patients undergoing dialysis is currently not recommended. | Only orderable as part of a profile. For more information see NIUCR / Nickel/Creatinine Ratio, Random, Urine. 0-17 years: Not established Males > or =18 years: <3.8 mcg/g creatinine Females > or =18 years: <4.3 mcg/g creatinine | Values of 3.8 mcg/g creatinine and higher for male patients, or 4.3 mcg/g creatinine and higher for female patients, represent possible environmental or occupational exposure to nickel (Ni). Ni concentrations above 50 mcg/g creatinine are of concern, suggesting excessive exposure. Hypernickelemia, in the absence of exposure, may be an incidental finding or could be due to specimen contamination. | Specimen collection procedures for nickel (Ni) require special collection containers, rigorous attention to ultraclean specimen collection and handling procedures, and analysis in an ultraclean facility. Unless all of these procedures are followed, increased urinary Ni results may be an incidental and misleading finding. This test cannot determine the source compound (eg, Ni sulfate) responsible for the exposure. | 1. Moreno ME, Acosta-Saavedra LC, Mez-Figueroa D, et al. Biomonitoring of metal in children living in a mine tailings zone in Southern Mexico: A pilot study. Int J Hyg Environ Health. 2010;213(4):252-258. doi:10.1016/j.ijheh.2010.03.005 2. Schulz C, Angerer J, Ewers U, Heudorf U, Wilhelm M, Human Biomonitoring Commission of the German Federal Environment Agency. Revised and new reference values for environmental pollutants in urine or blood of children in Germany derived from the German Environmental Survey on Children 2003-2006 (GerES IV). Int J Hyg Environ Health. 2009;212(6):637-647. doi:10.1016/j.ijheh.2009.05.003 3. US Department of Health and Human Services: Toxicological profile for nickel. Agency for Toxic Substances and Disease Registry. HHS; 2005. Accessed September 6, 2023. Available at www.atsdr.cdc.gov/ToxProfiles/tp15.pdf 4. Rifai N, Chiu RWK, Young I, Burnham CAD, Wittwer CT, eds: Tietz Textbook of Laboratory Medicine. 7th ed. Elsevier; 2023 5. Zambelli B, Ciurli S: Nickel and human health.In: Sigel A, Sigel H, Sigel R, eds.Interrelations between Essential Metal Ions and Human Diseases. Metal Ions in Life Sciences. Vol 13. Springer, Dordrecht; 2013:321-357 6. Begum W, Rai S, Banerjee S, et al. A comprehensive review on the sources, essentiality and toxicological profile of nickel. RSC Adv. 2022;12(15):9139-9153. | The metal of interest is analyzed by inductively coupled plasma mass spectrometry.(Unpublished Mayo method) |  | 14 days | This test was developed and its performance characteristics determined by Mayo Clinic in a manner consistent with CLIA requirements. It has not been cleared or approved by the US Food and Drug Administration. |  | Nickel/Creat Ratio, U | 13472-6 | 614553 | Nickel/Creat Ratio, U | 13472-6
NICOU | Nicotine and Metabolites, Random, Urine | Monitoring tobacco use Monitoring patients on nicotine-replacement therapy for concurrent use of tobacco products | Liquid Chromatography Tandem Mass Spectrometry (LC-MS/MS) | Yes | Nicotine and Metabolites, U | Urine | Supplies:Sarstedt Aliquot Tube, 5 mL (T914) Container/Tube:Plastic, 5 mL, aliquot tube Specimen Volume:3 mL Collection Instructions: 1. Collect a random urine specimen. 2. No preservative. | 2 mL | Tabacco use remains the leading cause of preventable disease, disability, and death in the United States. Nicotine, coadministered in tobacco products such as cigarettes, pipes, cigars, or chew, is an addictive substance that causes individuals to continue use of tobacco despite concerted efforts to quit. Nicotine stimulates dopamine release and increases dopamine concentration in the nucleus accumbens, a mechanism that is thought to be the basis for addiction to drugs of abuse. Nicotine is rapidly metabolized inthe liver to cotinine, exhibiting an elimination half-life of 2hours. Cotinine exhibits an apparent elimination half-life of 15 hours.Patients using tobacco products excrete nicotine in urine in theconcentration range of 1000 to 5000 ng/mL. Cotinine accumulates in urine in proportion to doseand hepatic metabolism (whichis genetically determined); most tobaccousers excrete cotinine in therange of 1000 to 8000 ng/mL. Urine concentrations of nicotine and metabolites inthese ranges indicate the subject is using tobacco or is receivinghigh-dose nicotinepatch therapy. In addition to nicotine and metabolites, tobacco products contain other alkaloids that can serve as unique markers of tobacco use. Two such markers are anabasine and nornicotine. Anabasine is present in tobacco products but not in nicotine replacement therapies. Nornicotine is present as an alkaloid in tobacco products and as a metabolite of nicotine. The presence of anabasine (>10 ng/mL) or nornicotine (>30 ng/mL) in urine indicatescurrent tobacco use, irrespective of whether the subject is on nicotinereplacement therapy.The presence of nornicotine without anabasine is consistent with use of nicotine replacement products.Heavy tobacco users who abstain from tobacco for 2 weeks exhibit urinenicotine values below 30 ng/mL, cotinine values below 50 ng/mL, anabasine levels below 2 ng/mL,and nornicotine levels below 2 ng/mL. Passive exposure to tobacco smoke can cause accumulation of nicotine metabolites in nontobacco users. Urine cotinine has been observed to accumulate up to 20 ng/mL from passiveexposure. Neither anabasine nor nornicotine accumulates from passiveexposure. Tobacco users engaged in programs to abstain from tobacco require support in the form of counseling, pharmacotherapy, and continuous encouragement. Occasionally, counselors may elect to monitor abstinence by biochemical measurement of nicotine and metabolites in a random urine specimen to verify abstinence. If results of biologic testing indicate the patient is actively using a tobacco product during therapy, additional counseling or intervention may be appropriate. Quantification of urine nicotine and metabolites, while a patient is actively using a tobacco product, is useful to define the concentrations that a patient achieves through self-administration of tobacco. Nicotine replacement dose can then be tailored to achieve the same concentrations early in treatment to assure adequate nicotine replacement so the patient may avoid the strong craving they may experience early in the withdrawal phase. This can be confirmed by measurement of urine nicotine and metabolite concentrations at a steady state (2-3 days after replacement therapy is started). Once the patient is stabilized on the dose necessary to achieve complete replacement and responding well to therapy, the replacement dose can be slowly tapered to achieve complete withdrawal. | Non-tobacco user with no passive exposure: NICOTINE <5.0 ng/mL COTININE <5.0 ng/mL ANABASINE <2.0 ng/mL NORNICOTINE <2.0 ng/mL | Urine nicotine in the range of 1000 to 5000 ng/mL with cotinine in the range of 1000 to 8000 ng/mL indicates the subject is either actively using atobacco product or on high-dose nicotine patch therapy. Thepresenceof anabasine and nornicotine indicates a subject on patchtherapy who isactively using a tobacco product. Typical findingsare as follows: While using a tobacco product: -Peak nicotine concentration: 1000 to 5000 ng/mL -Peak cotinine concentration: 1000 to 8000 ng/mL -Anabasine concentration: 10 to 500 ng/mL -Nornicotine concentration: 30 to 900 ng/mL Tobacco user after 2 weeks complete abstinence: -Nicotine concentration: <30 ng/mL -Cotinine concentration: <50 ng/mL -Anabasine concentration: <2.0 ng/mL -Nornicotine concentration: <2.0 ng/mL Nontobacco user with passive exposure: -Nicotine concentration: <20 ng/mL -Cotinine concentration: <20 ng/mL -Anabasine concentration: <2.0 ng/mL -Nornicotine concentration: <2.0 ng/mL Nontobacco user with no passive exposure: -Nicotine concentration: <5.0 ng/mL -Cotinine concentration: <5.0 ng/mL -Anabasine concentration: <2.0 ng/mL -Nornicotine concentration: <2.0 ng/mL | Knowledge of time elapsed between last dose and specimen collectionis important for interpretation of test results. | 1. Dale LC, Hurt RD, Hays JT. Drug therapy to aid in smoking cessation. Tips on maximizing patients' chances for success. Postgrad Med. 1998;104(6):75-78, 83-84 2. Rudasingwa G, Kim Y, Lee C, Lee J, Kim S, Kim S. Comparison of nicotine dependence and biomarker levels among traditional cigarette, heat-not-burn cigarette, and liquid e-cigarette users: Results from the Think Study. Int J Environ Res Public Health. 2021;18(9):4777. doi:10.3390/ijerph18094777 3. Sharma P, Sane N, Anand SD, Marimutthu P, Benegal V. Assessment of cotinine in urine and saliva of smokers, passive smokers, and nonsmokers: Method validation using liquid chromatography and mass spectrometry. Indian J Psychiatry. 2019;61(3):270-276. doi:10.4103/psychiatry.IndianJPsychiatry_61_18 | Nicotine and metabolites are extracted from urine by solid-phase extraction techniques. The extract eluate is quantified by high-performance liquid chromatography tandem mass spectrometry.(Moyer TP, Charlson JR, Enger RJ, et al. Simultaneous analysis of nicotine, nicotine metabolites, and tobacco alkaloids in serum or urine by tandem mass spectrometry, with clinically relevant metabolic profiles. Clin Chem. 2002;48[9]:1460-1471; Oh J, Park MS, Chun MR, et al. A simple and high-throughput LC-MS/MS method for simultaneous measurement of nicotine, cotinine, 3-OH cotinine, nornicotine, and anabasine in urine and its application in the general Korean population. J Anal Toxicol. 2022:46[1]:25-36. doi:10.1093/jat/bkaa177) | 2 to 5 days | 2 weeks | This test was developed and its performance characteristics determined by Mayo Clinic in a manner consistent with CLIA requirements. It has not been cleared or approved by the US Food and Drug Administration. | 80323G0480 (if appropriate) | Nicotine and Metabolites, U | 43125-4 | 21323 | Anabasine | 33915-0
NICOS | Nicotine and Metabolites, Serum | Monitoring tobacco use in a clinical setting | Liquid Chromatography Tandem Mass Spectrometry (LC-MS/MS) | Yes | Nicotine and Metabolites, S | Serum Red | Supplies:Sarstedt Aliquot Tube, 5 mL (T914) Collection Container/Tube:Red top (serum gel/SST arenotacceptable) Submission Container/Tube:Plastic vial Specimen Volume:0.8 mL Collection Instructions:Within 2 hours of collection, centrifuge and aliquot serum into a plastic vial. | 0.5 mL | Tobacco use remains the leading cause of preventable disease, disability, and death in the United States.Nicotine, coadministered in tobacco products such as cigarettes, pipe tobacco, cigars, or chew, is an addicting substance that causes individuals to continue use of tobacco despite concerted efforts to quit. Nicotine stimulates dopamine release and increases dopamine concentration in the nucleus accumbens, a mechanism that is thought to be the basis for addiction for drugs of abuse. Nicotine-dependent patients use tobacco products to achieve a peak serum nicotine value of 30 to 50 ng/mL, the concentration at which the nicotine high is maximized. Nicotine is metabolized in the liver to cotinine. Cotinine accumulates in serum in proportion to dose and hepatic metabolism (which is genetically determined); most tobacco users accumulate cotinine in the range of 200 to 800 ng/mL. Serum concentrations of nicotine and metabolites in these ranges indicate the patient is using tobacco or is receiving high-dose nicotine patch therapy. Nicotine is rapidly metabolized, exhibiting an elimination half-life of approximately 2 hours. Cotinine exhibits an apparent elimination half-life of approximately 24 hours. Heavy tobacco users who abstain from tobacco for 2 weeks exhibit serum nicotine valuesless than 3.0 ng/mLand cotinineless than 3.0 ng/mL. Passive exposure to tobacco smoke can cause accumulation of nicotine metabolites in nontobacco users. Serum cotinine has been observed to accumulate up to 8 ng/mL from passive exposure. Tobacco users engaged in programs to abstain from tobacco require support in the form of counseling, pharmacotherapy, and continuous encouragement. Occasionally, counselors may elect to monitor abstinence by biochemical measurement of nicotine and metabolites in serum to verify abstinence. If results of biologic testing indicate the patient is actively using a tobacco product during therapy, additional counseling or intervention may be appropriate. | NICOTINE <3.0 ng/mL COTININE <3.0 ng/mL | Serum nicotine concentration in the range of 30 to 50 ng/mL with cotinine in the range of 200 to 800 ng/mL indicates the subject is either actively using a tobacco product or on nicotine replacement therapy. To discriminate if a patient on nicotine replacement therapy is also actively using a tobacco product, see NICOU / Nicotine and Metabolites, Random, Urine analysis; the presence of anabasine in urine, a tobacco alkaloid not present in nicotine replacement products, indicates recent tobacco use. Typical findings are as follows: While using a tobacco product: -Peak nicotine concentration: 30 to 50 ng/mL -Peak cotinine concentration: 200 to 800 ng/mL* *Higher values may be seen in subjects with high cytochrome P450 2D6 activity Tobacco user after 2 weeks complete abstinence: -Nicotine concentration:<3.0 ng/mL -Cotinine concentration:<3.0 ng/mL Nontobacco user with passive exposure: -Nicotine concentration:<3.0 ng/mL -Cotinine concentration: <8.0 ng/mL Nontobacco user with no passive exposure: -Nicotine concentration:<3.0 ng/mL -Cotinine concentration:<3.0 ng/mL | Knowledge of time elapsed between last dose and specimen collectionis important for interpretation of test results. | 1. Dale LC, Hurt RD, Hays JT. Drug therapy to aid in smoking cessation. Tips on maximizing patients' chances for success. Postgrad Med. 1998;104(6):75-78, 83-84 2. Moyer TP, Charlson JR, Enger RJ, et al. Simultaneous analysis of nicotine, nicotine metabolites, and tobacco alkaloids in serum or urine by tandem mass spectrometry, with clinically relevant metabolic profiles. Clin Chem. 2002;48(9):1460-1471 3.Nicotine and cotinine. Testing.com; Updated February 2, 2023. Accessed February 16, 2024. Available at www.testing.com/tests/nicotine-and-cotinine/ 4.McGrath-Morrow SA, Gorzkowski J, Groner JA, et al. The effects of nicotine on development. Pediatrics. 2020;145(3):e20191346. doi:10.1542/peds.2019-1346 | Nicotine and metabolites are extracted from serum. The extract is quantified by high-performance liquid chromatography-tandem mass spectrometry.(Unpublished Mayo method) | 2 to 4 days | 2 weeks | This test was developed and its performance characteristics determined by Mayo Clinic in a manner consistent with CLIA requirements. It has not been cleared or approved by the US Food and Drug Administration. | 80323G0480 (if appropriate) | Nicotine and Metabolites, S | 90226-2 | 21314 | Cotinine | 10365-5
NCSRY | Nicotine Survey, Serum | Monitoring tobacco use in a health fair setting | Liquid Chromatography Tandem Mass Spectrometry (LC-MS/MS) | Yes | Nicotine Survey, S | Serum Red | Supplies:Sarstedt Aliquot Tube, 5 mL (T914) Collection Container/Tube:Red top (serum gel/SST arenotacceptable) Submission Container/Tube:Plastic vial Specimen Volume:0.8 mL Collection Instructions:Within 2 hours of collection, centrifuge and aliquot serum into a plastic vial. | 0.5 mL | Tobacco use remains the leading cause of preventable disease, disability, and death in the United States. Nicotine, coadministered in tobacco products such as cigarettes, pipe tobacco, cigars, or chew, is an addicting substance that causes individuals to continue use of tobacco despite concerted efforts to quit. Nicotine stimulates dopamine release and increases dopamine concentration in the nucleus accumbens, a mechanism that is thought to be the basis for addiction for drugs of abuse. Nicotine-dependent patients use tobacco products to achieve a peak serum nicotine value of 30 to 50 ng/mL, the concentration at which the nicotine high is maximized. Nicotine is metabolized in the liver to cotinine. Cotinine accumulates in serum in proportion to dose and hepatic metabolism (which is genetically determined); most tobacco users accumulate cotinine in the range of 200 to 800 ng/mL. Serum concentrations of nicotine and metabolites in these ranges indicate the patient is using tobacco or is receiving high-dose nicotine patch therapy. Nicotine is rapidly metabolized, exhibiting an elimination half-life of approximately 2 hours. Cotinine exhibits an apparent elimination half-life of approximately 24 hours. Heavy tobacco users who abstain from tobacco for 2 weeks exhibit serum nicotine values less than 3.0 ng/mL and cotinine less than 3.0 ng/mL. Passive exposure to tobacco smoke can cause accumulation of nicotine metabolites in nontobacco users. Serum cotinine has been observed to accumulate up to 8 ng/mL from passive exposure. Tobacco users engaged in programs to abstain from tobacco require support in the form of counseling, pharmacotherapy, and continuous encouragement. Occasionally, counselors may elect to monitor abstinence by biochemical measurement of nicotine and metabolites in serum to verify abstinence. If results of biologic testing indicate the patient is actively using a tobacco product during therapy, additional counseling or intervention may be appropriate. | NICOTINE <3.0 ng/mL COTININE <3.0 ng/mL | Serum nicotine concentration in the range of 30 to 50 ng/mL with cotinine in the range of 200 to 800 ng/mL indicates the subject is either actively using a tobacco product or on nicotine replacement therapy. To discriminate if a patient on nicotine replacement therapy is also actively using tobacco products, see NICOU / Nicotine and Metabolites, Random, Urine analysis; the presence of anabasine in urine, a tobacco alkaloid not present in nicotine replacement products, indicates recent tobacco use. Typical findings are as follows: While using a tobacco product: -Peak nicotine concentration: 30 to 50 ng/mL -Peak cotinine concentration: 200 to 800 ng/mL* *Higher values may be seen in subjects with high cytochrome P450 2D6 activity Tobacco user after 2 weeks complete abstinence: -Nicotine concentration:<3.0 ng/mL -Cotinine concentration:<3.0 ng/mL Nontobacco user with passive exposure: -Nicotine concentration:<3.0 ng/mL -Cotinine concentration: <8.0 ng/mL Nontobacco user with no passive exposure: -Nicotine concentration:<3.0 ng/mL -Cotinine concentration:<3.0 ng/mL | No significant cautionary statements | 1. Dale LC, Hurt RD, Hays JT. Drug therapy to aid in smoking cessation. Tips on maximizing patients' chances for success. Postgrad Med 1998;104(6):75-78, 83-84 2. Moyer TP, Charlson JR, Enger RJ, et al. Simultaneous analysis of nicotine, nicotine metabolites, and tobacco alkaloids in serum or urine by tandem mass spectrometry, with clinically relevant metabolic profiles. Clin Chem 2002;48(9):1460-1471 3.Nicotine and cotinine. Testing.com; Updated February 2, 2023. Accessed February 16, 2024. Available at www.testing.com/tests/nicotine-and-cotinine/ 4.McGrath-Morrow SA, Gorzkowski J, Groner JA, et al. The effects of nicotine on development. Pediatrics. 2020;145(3):e20191346. doi:10.1542/peds.2019-1346 | Nicotine and cotinine are extracted from serum. The extract is quantified by high-performance liquid chromatography-tandem mass spectrometry.(Unpublished Mayo method) | 7 days | 2 weeks | This test was developed and its performance characteristics determined by Mayo Clinic in a manner consistent with CLIA requirements. It has not been cleared or approved by the US Food and Drug Administration. | 80323 | Nicotine Survey, S | 90226-2 | 21314 | Cotinine | 10365-5
NITU | Nitrogen, Total, 24 Hour, Urine | Assessing nutritional status (protein malnutrition) Assessment of protein nutrition and nitrogen balance in hospitalized patients Evaluating protein catabolism Determining nitrogen balance, when used in conjunction with 24-hour fecal nitrogen measurement | Dumas Combustion | Yes | Nitrogen, Total, U | Urine | Supplies:Urine Tubes, 10 mL (T068) Container/Tube:Plastic, 10-mL urine tube Specimen Volume:10 mL Collection Instructions: 1. Collect urine for 24 hours. 2. No preservative. Refrigerated is the preferred preservation method. Specimen Stability Information:Frozen 3 years Additional Information:SeeUrine Preservatives-Collection and Transportation for 24-Hour Urine Specimensfor multiple collections | 2 mL | Nitrogen is a key component of proteins. Nitrogen balance is the difference between the amount of nitrogen ingested and the amount excreted in the urine and feces. A majority of nitrogen is excreted as urea in the urine; however, fecal nitrogen can account for 30% to 50% of total nitrogen excretion. A patient who is in negative nitrogen balance is catabolizing muscle protein to meet the metabolic requirements of protein catabolism; therefore, urine and fecal nitrogen concentrations may be increased due to stress, physical trauma, surgery, infections, burns, and 11-oxysteroid or thyroxine use. Testosterone and growth hormone have anabolic effects on protein synthesis and may decrease urine and fecal nitrogen levels. In the course of chronic progressive pancreatitis, as the pancreas is destroyed, serum amylase and lipase may revert to normal. However, excessive fecal nitrogen levels persist and are used as an indicator of pancreatic atrophy. | <16 years: Not established > or =16 years: 4-20 g/24 hours | Urinary nitrogen excretion levels within the normal range are indicative of adequate nutrition. Slightly abnormal excretion rates may be a result of moderate stress or complications, such as infection or trauma. Significantly abnormal excretion rates may be associated with severe stress due to multiple traumas, head injury, sepsis, or extensive burns. The goal with therapy for a depleted person is a positive nitrogen balance of 4 to 6 g nitrogen/24 hours. | Measurement of both urine and fecal nitrogen is necessary for the accurate determination of nitrogen balance. During nitrogen balance studies, nitrogen lost from exuding wounds, such as burns, and from copious sputum must be included in the patient's evaluation. Urine samples with visible blood may exhibit a positive bias for nitrogen due to the contribution of nitrogens present within hemoglobin. | 1. Morse MH, Haub MD, Evans WJ, Campbell WW. Protein requirement of elderly women: nitrogen balance responses to three levels of protein intake. J Gerontol A Biol Sci Med Sci. 2001;56(11):M724-730 2. Phinney SD: The assessment of protein nutrition in the hospitalized patient. Clin Lab Med. 1981;1:767-774 3. Konstantinides FN, Kostantinides NN, Li JC, Myaya ME, Cerra FB. Urinary urea nitrogen: too insensitive for calculating nitrogen balance studies in surgical clinical nutrition. J Parenter Enteral Nutr. 1991;15(2):189-193 4. Borowitz D, Konstan MW, O'Rourke A, Cohen M, Hendeles L, Murray FT. Coefficients of fat and nitrogen absorption in healthy subjects and individuals with cystic fibrosis. J Pediatr Pharmacol Ther. 2007;12(1):47-52.doi:10.5863/1551-6776-12.1.47 5. Dickerson RN: Nitrogen balance and protein requirements for critically ill older patients. Nutrients. 2016;8(4):226. doi:10.3390/nu8040226 | The nitrogen analyzer utilizes the Dumas combustion method of determining total nitrogen in urine.(Unpublished Mayo method) | 1 to 8 days | 7 days | This test was developed and its performance characteristics determined by Mayo Clinic in a manner consistent with CLIA requirements. It has not been cleared or approved by the US Food and Drug Administration. | 84999 | Nitrogen, Total, U | 2660-9 | 17418 | Nitrogen, Total, U | 2660-9
NITF | Nitrogen, Total, Feces | Determining nitrogen balance, when used in conjunction with 24-hour urine nitrogen measurement Assessing nutritional status (protein malnutrition) Evaluating protein catabolism | Dumas Combustion | Yes | Nitrogen, Total, F | Fecal | Patient Preparation:Laxatives and enemas should not be used during collection as barium and boric acid interfere with test procedure. Supplies:Stool Containers - 24, 48, 72 Hour Kit (T291) Container/Tube:Stool container; complies with shipping requirements, do not use other containers. Specimen Volume:Entire collection (24, 48, 72, or 96 hours) Collection Instructions: 1.All containers must be sent together. 2. Entire collection must contain at least 5 g of feces. 3. The number of containers sent should be indicated on the labels (ie, 1 of 4) Specimen Stability Information:Frozen 3 years Additional Information:Patient can store sample at refrigerate temperature during collection period. | See Specimen Required | Nitrogen is a key component of proteins. Nitrogen balance is the difference between the amount of nitrogen ingested and the amount excreted in the urine and feces. A majority of nitrogen is excreted as urea in the urine; however, fecal nitrogen can account for 30% to 50% of total nitrogen excretion. A patient who is in negative nitrogen balance is catabolizing muscle protein to meet the metabolic requirements of protein catabolism; therefore, urine and fecal nitrogen concentrations may be increased due to stress, physical trauma, surgery, infections, burns, and 11-oxysteroid or thyroxine use. Testosterone and growth hormone have anabolic effects on protein synthesis and may decrease urine and fecal nitrogen levels. In the course of chronic progressive pancreatitis, as the pancreas is destroyed, serum amylase and lipase may revert to normal. However, excessive fecal nitrogen levels persist and are used as an indicator of pancreatic atrophy. | <16 years: Not established > or =16 years: 1-2 g/24 hours | Average fecal nitrogen (N) excretion is approximately 1 to 2 g N/24 hours. Significantly abnormal excretion rates, resulting in negative nitrogen balance, may be associated with severe stress due to multiple traumas, head injury, sepsis, or extensive burns. Elevated values above 2.5 g N/24 hours may be consistent with chronic progressive pancreatitis. The goal with therapy for a depleted person is a positive nitrogen balance of 4 to 6 g N/24 hours. | Measurement of both urine and fecal nitrogen is necessary for the accurate determination of nitrogen balance. During nitrogen balance studies, nitrogen lost from exuding wounds, such as burns, and from copious sputum must be included in the patient's evaluation. Fecal samples with visible blood may exhibit a positive bias for nitrogen due to the contribution of nitrogens present within hemoglobin. | 1. Morse MH, Haub MD, Evans WJ, Campbell WW. Protein requirement of elderly women: nitrogen balance responses to three levels of protein intake. J Gerontol A Biol Sci Med Sci. 2001;56(11):M724-730 2. Phinney SD. The assessment of protein nutrition in the hospitalized patient. Clin Lab Med. 1981;1:767-774 3. Konstantinides FN, Kostantinides NN, Li JC, Myaya ME, Cerra FB. Urinary urea nitrogen: too insensitive for calculating nitrogen balance studies in surgical clinical nutrition. J Parenter Enteral Nutr. 1991;15(2):189-193 4. Borowitz D, Konstan MW, O'Rourke A, Cohen M, Hendeles L, Murray FT. Coefficients of fat and nitrogen absorption in healthy subjects and individuals with cystic fibrosis. J Pediatr Pharmacol Ther. 2007;12(1):47-52.doi:10.5863/1551-6776-12.1.47 5. Dickerson RN. Nitrogen balance and protein requirements for critically ill older patients. Nutrients. 2016;8(4):226. doi:10.3390/nu8040226 | The nitrogen analyzer utilizes the Dumas combustion method of determining total nitrogen in feces.(Unpublished Mayo method) | 1 to 8 days | 7 days | This test was developed and its performance characteristics determined by Mayo Clinic in a manner consistent with CLIA requirements. It has not been cleared or approved by the US Food and Drug Administration. | 84999 | Nitrogen, Total, F | 16141-4 | 17417 | Nitrogen, Total, F | 16141-4
NKX3 | NKX3.1 Immunostain, Technical Component Only | Identifying tumors of prostatic origin | Immunohistochemistry (IHC) | Yes | NKX3.1 IHC, Tech Only | For the initial technical component only immunohistochemical (IHC) stain performed, the appropriate bill-only test ID will be reflexed and charged (IHTOI). For each additional technical component only IHC stain performed, an additional bill-only test ID will be reflexed and charged (IHTOA). | Supplies:Immunostain Technical Only Envelope (T693) Specimen Type:Tissue Container/Tube:Immunostain Technical Only Envelope Preferred:2 Unstained positively charged glass slide (25- x 75- x 1-mm) per test ordered; sections 4-microns thick. Acceptable:Formalin-fixed, paraffin-embedded tissue block |  | Homeobox NKX3.1 (NKX3.1) is a prostate-specific protein. Expression of NKX3.1 is used in the diagnosis of metastatic adenocarcinoma or ambiguous tumors that are from the prostatic origin. |  | This test does not include pathologist interpretation, only technical performance of the stain. If interpretation is required, order PATHC / Pathology Consultation for a full diagnostic evaluation or second opinion of the case. The positive and negative controls are verified as showing appropriate immunoreactivity. If a control tissue is not included on the slide, a scanned image of the relevant quality control tissue is available upon request; call 855-516-8404. Interpretation of this test should be performed in the context of the patient's clinical history and other diagnostic tests by a qualified pathologist. | Age of a cut paraffin section can affect immunoreactivity. Stability thresholds vary widely among published literature and are antigen dependent. Best practice is for paraffin sections to be cut within 6 weeks. | 1. Gurel B, Ali TZ, Montgomery EA, et al. NKX3.1 as a marker of prostatic origin in metastatic tumors.Am J Surg Pathol.2010;34(8):1097-1105 2. Huang H, Guma SR, Melamed J, Zhou M, Lee P, Deng FM. NKX3.1 and PSMA are sensitive diagnostic markers for prostatic carcinoma in bone metastasis after decalcification of specimens. Am J Clin Exp Urol. 2018;6(5):182-188 3. Gary B, Azuero R, Mohanty GS, Bell WC, Eltoum IE, Abdulkadir SA. Interaction of Nkx3.1 and p27kip1 in prostate tumor initiation. Am J Pathol. 2004;164(5):1607-1614 4. Mohanty SK, Smith SC, Chang E, et al. Evaluation of contemporary prostate and urothelial lineage biomarkers in a consecutive cohort of poorly differentiated bladder neck carcinomas. Am J Clin Pathol. 2014;142(2):173-183 5. Magaki S, Hojat SA, Wei B, So A, Yong WH. An introduction to the performance of immunohistochemistry. Methods Mol Biol. 2019;1897:289-298. doi:10.1007/978-1-4939-8935-5_25 | Immunohistochemistry on sections of paraffin-embedded tissue.(Unpublished Mayo method) | 1 to 3 days | Until staining is complete | This test has been cleared, approved, or is exempt by the US Food and Drug Administration and is used per manufacturer's instructions. Performance characteristics were verified by Mayo Clinic in a manner consistent with CLIA requirements. | 88342-TC, primary88341-TC, if additional IHC | NKX3.1 IHC, Tech Only | Order only;no result | 606693 | NKX3.1 IHC, Tech Only | Bill only; no result
SSF1 | Nocardia Stain, Varies | DetectingNocardiaspecies and other partially-acid fast aerobic actinomycetes in clinical specimens | Modified Acid-Fast Stain | Yes | Nocardia Stain | When this test is ordered, tissue processing may be performed at an additional charge. | Container/Tube:Sterile container Specimen Volume:0.2 mL Collection Instructions:Collect a raw specimen. | See Specimen Required | Nocardiaspeciesand other aerobic actinomycetes can cause significant disease in immunocompromised patients. Clinical presentations can include, but are not limited to, pneumonia, skin abscess, bacteremia, brain abscess, eye infection, and joint infection. The modified acid-fast stain can detectNocardiaspecies and other partially-acid fast aerobic actinomycetes directly from clinical specimens. | Reported as positive or negative | Patients whose specimens are reported as partially acid-fast positive should be considered potentially infected withNocardiaspecies or other aerobic actinomycetes, pending definitive diagnosis by molecular methods or culture. | Artifacts may exhibit nonspecific staining and be confused with organisms. Not all aerobic actinomycetes stain as partially acid-fast. A negative stain does not rule out the possibility of infection and culture should be performed.Nocardiaspecies and other aerobic actinomycetes grow well on mycobacterial culture medium so CTB / Mycobacteria andNocardiaCulture, Varies should be ordered. Sometimes,Nocardiaspecies can also be recovered in fungal cultures (FGEN / Fungal Culture, Routine). | Brown-Elliott BA, Brown JM, Conville PS, Wallace RJ. Clinical and laboratory features of the Nocardia spp. based on current molecular taxonomy. Clin Microbiol Rev. 2006;19(2):259-282 | Modified acid-fast stain. This method uses carbolfuchsin stain (Kinyoun method) with a milder decolorization step for detection ofNocardiaspecies.(Atlas R, Snyder J. Reagents, stains and media: Bacteriology. In: Carrol KC, Pfaller MA, Landry ML, et al, eds. Manual of Clinical Microbiology, 12th ed. ASM Press; 2019:331-361) | 1 to 2 days | Raw specimens: 2 to14 days | This test has been cleared, approved, or is exempt by the US Food and Drug Administration and is used per manufacturer's instructions. Performance characteristics were verified by Mayo Clinic in a manner consistent with CLIA requirements. | 8720687176-Tissue processing (if appropriate) | Nocardia Stain | 21003-9 | SSF1 | Nocardia Stain | In Process
0827T | Non-GYN Direct Smear Digitize (Bill Only) |  | This test is for tracking purposes only. This is not an orderable test. | Yes | Non-GYN Direct Smear Digitize | This test is for tracking purposes only. | This test is for tracking purposes only. This is not an orderable test. |  |  | This test is for tracking purposes only. This is not an orderable test. | [6 empty] | Not Applicable | 0827T
0830T | Non-GYN ThinPrep Digitize (Bill Only) |  | This test is for tracking purposes only. This is not an orderable test. | Yes | Non-GYN ThinPrep Digitize | This test is for tracking purposes only. | This test is for tracking purposes only. This is not an orderable test. |  |  | This test is for tracking purposes only. This is not an orderable test. | [6 empty] | Not Applicable | 0830T
NDSPC | Non-Gynecologic Direct Smear (Bill Only) |  | This test is for billing purposes only. This is not an orderable test. | Yes | Non-GYN Direct Smear | Varies | This test is for billing purposes only. This is not an orderable test. |  |  | This test is for billing purposes only. This is not an orderable test | [6 empty] | Not Applicable | 88104
NTPPC | Non-Gynecologic ThinPrep (Bill Only) |  | This test is for billing purposes only. This is not an orderable test. | Yes | Non-GYN ThinPrep | Varies | This test is for billing purposes only. This is not an orderable test. |  |  | This test is for billing purposes only. This is not an orderable test. | [6 empty] | Not Applicable | 88112
NSIP | Non-Seasonal Inhalant Allergen Profile, Serum | Establishing a diagnosis of an allergy to non-seasonal inhalant allergen profile Defining the allergen responsible for eliciting signs and symptoms Identifying allergens: -Responsible for allergic response and/or anaphylactic episode -To confirm sensitization prior to beginning immunotherapy -To investigate the specificity of allergic reactions to insect venom allergens, drugs, or chemical allergens | Fluorescence Enzyme Immunoassay (FEIA) | Yes | Non-Seasonal Inhalants Profile | Serum | Collection Container/Tube: Preferred:Serum gel Acceptable:Red top Submission Container/Tube:Plastic vial Specimen Volume:0.5 mL for every 5 allergens requested Collection Instructions:Centrifuge and aliquot serum into a plastic vial. | For 1 allergen: 0.3 mL For more than 1 allergen: (0.05 mL x number of allergens) + 0.25 mL deadspace | Clinical manifestations of immediate hypersensitivity (allergic) diseases are caused by the release of proinflammatory mediators (histamine, leukotrienes, and prostaglandins) from IgE-sensitized effector cells (mast cells and basophils) when cell-bound IgE antibodies interact with an allergen. In vitro serum testing for IgE antibodies provides an indication of the immune response to allergens that may be associated with allergic disease. The allergens chosen for testing often depend upon the age of the patient, history of allergen exposure, season of the year, and clinical manifestations. In individuals predisposed to develop allergic disease, the sequence of sensitization and clinical manifestations proceed as follows: eczema and respiratory disease (rhinitis and bronchospasm) in infants and children younger than 5 years of age due to food sensitivity (milk, egg, soy, and wheat proteins) followed by respiratory disease (rhinitis and asthma) in older children and adults due to sensitivity to inhalant allergens (dust mite, mold, and pollen inhalants). | Class,IgE kU/L,Interpretation, 0,<0.10,Negative, 0/1,0.10-0.34,Borderline/equivocal, 1,0.35-0.69,Equivocal, 2,0.70-3.49,Positive, 3,3.50-17.4,Positive, 4,17.5-49.9,Strongly positive, 5,50.0-99.9,Strongly positive, 6,> or =100,Strongly positive, | Detection of IgE antibodies in serum (class 1 or greater) indicates an increased likelihood of allergic disease as opposed to other etiologies and defines the allergens that may be responsible for eliciting signs and symptoms. The level of IgE antibodies in serum varies directly with the concentration of IgE antibodies expressed as a class score or kU/L. | Testing for IgE antibodies is not useful in patients previously treated with immunotherapy to determine if residual clinical sensitivity exists, or in patients in whom the medical management does not depend upon identification of allergen specificity. Some individuals with clinically insignificant sensitivity to allergens may have measurable levels of IgE antibodies in serum, and test results must be interpreted in the clinical context. False-positive results for IgE antibodies may occur in patients with markedly elevated serum IgE (>2500 kU/L) due to nonspecific binding to allergen solid phases. | Homburger HA, Hamilton RG: Allergic diseases. In: McPherson RA, Pincus MR, eds. Henry's Clinical Diagnosis and Management by Laboratory Methods. 23rd ed. Elsevier; 2017:1057-1070 | Specific IgE from the patient's serum reacts with the allergen of interest, which is covalently coupled to an ImmunoCAP. After washing away nonspecific IgE, enzyme-labeled anti-IgE antibody is added to form a complex. After incubation, unbound anti-IgE is washed away, and the bound complex incubated with a developing agent. After stopping the reaction, the fluorescence of the eluate is measured. Fluorescence is proportional to the amount of specific IgE present in the patient's sample (ie, the higher the fluorescence value, the more IgE antibody is present).(Package insert: ImmunoCAP System Specific IgE FEIA. Phadia; Rev 06/2020) | Same day/1 to 3 days | 14 days | This test has been cleared, approved, or is exempt by the US Food and Drug Administration and is used per manufacturer's instructions. Performance characteristics were verified by Mayo Clinic in a manner consistent with CLIA requirements. | 86003 x 10 | Non-Seasonal Inhalants Profile | 51662-5 | PENL | Penicillium, IgE | 6212-5
NSFIB | Nonalcoholic Steatohepatitis (NASH)-FibroTest, Serum and Plasma | Diagnosis and the follow-up of liver fibrosis, steatosis, and inflammation Estimating hepatic fibrosis Assessing inflammation for metabolic diseases Assessing severity of nonalcoholic steatohepatitis (NASH) in patients with nonalcoholic fatty liver disease with steatosis (NAFLD) Assessing steatosis or fatty liver Reassuring patients with steatosis only, without fibrosis Managing patients with severe injuries such as advanced fibrosis andNASH | INTNS: Algorithm and Interpretation Provided through BioPredictive APOAF: Automated Turbidimetric Immunoassay A2MF, HAPTF: Nephelometry ALTF: Photometric Rate, L-Alanine with Pyridoxal-5-Phosphate GGTF: Photometric Rate TBILF: Photometric, Diazonium Salt ASTF: Photometric Rate, L-Aspartate with Pyridoxyl-5-Phosphate CHOLF, TRIGF: Enzymatic Colorimetric GLURF: Photometric, Hexokinase | Yes | NASH-FibroTest | This test is a patented test algorithm developed by BioPredictive. It combines 10 standard biomarkers: gamma-glutamyltransferase, total bilirubin, alpha-2-macroglobulin, apolipoprotein A1, haptoglobin, alanine aminotransferase, aspartate aminotransferase, total cholesterol, triglycerides, and fasting glucose. These markers are weighted depending on the patient's age and sex. | Both serum and plasma are required for this test. Patient Preparation: Fasting for at a minimum of 12 hours is required Specimen Type:Serum Supplies:Amber Frosted Tube, 5 mL(T915) Collection Container/Tube: Preferred:Serum gel Acceptable:Red top Submission Container/Tube:Amber vial Specimen Volume:4 mL Collection Instructions: 1. Centrifuge and aliquot serum into an amber vial within 2 hours of collection. 2. Centrifuged serum must be light protected within 4 hours of collection. It is acceptable to draw the blood and then protect it from light after centrifugation as long as it's within 4 hours of collection. 3. Label specimen as serum. Specimen Type:Plasma Collection Container/Tube:Gray top (potassium oxalate/sodium fluoride) Submission Container/Tube:Plastic vial Specimen Volume:1 mL Collection Instructions: 1. Centrifuge and aliquot plasma into plastic vial. 2.Label specimen as plasma. | Serum:2 mL Plasma: 0.25 mL | This testestimates the 3 elementary features of metabolic liver disease: steatosis, activity, and fibrosis. The estimation is made by measuring 10 standard serum biomarkers (gamma-glutamyl transferase, total bilirubin, alpha-2-macroglobulin, apolipoprotein A1, haptoglobin, alanine aminotransferase, aspartate aminotransferase, cholesterol, triglycerides, and fasting plasma glucose). Results from these tests are combined with the patient's age and sex to estimate hepatic fibrosis (FibroTest), steatosis (SteatoTest 2), and activity (NashTest 2) scores. | NashTest 2 score,Grade,Interpretation, 0.00-0.25*,N0,No NASH, 0.25-0.50*,N1,Mild NASH, 0.50-0.75*,N2,Moderate NASH, 0.75-1.00*,N3,Severe NASH, SteatoTest 2 score,Grade,Interpretation, 0.00-0.40*,S0,No steatosis (<5%), 0.40-0.55*,S1,Mild steatosis (5-33%), 0.55-1.00*,S2,Moderate/severe steatosis (34-100%), FibroTest score,Stage,Interpretation, 0.00-0.21*,F0,No fibrosis, 0.21-0.27*,F0-F1,No fibrosis, 0.27-0.31*,F1,Minimal fibrosis, 0.31-0.48*,F1-F2,Minimal fibrosis, 0.48-0.58*,F2,Moderate fibrosis, 0.58-0.72*,F3,Advanced fibrosis, 0.72-0.74*,F3-F4,Advanced fibrosis, 0.74-1.00,F4,Severe fibrosis (Cirrhosis), | This test provides numeric scores that assess hepatic fibrosis (FibroTest), hepatic inflammation (NashTest 2), and steatosis (SteatoTest 2). Interpretation of the scores is provided in the report. Individual results from the 10 component tests are also provided with institution-specific reference intervals. FibroTest is reported relative to a scale ranging from F0-F4 (F0=no fibrosis, F1=minimal fibrosis, F2=moderate fibrosis, F3=advanced fibrosis, F4=severe fibrosis [cirrhosis]). Fibrosis scores may overlap (eg, F0/F1, F1/F2). NashTest 2 is reported relative to a scale ranging from N0-N3 (N0=no nonalcoholic steatohepatitis[NASH], N1=mild NASH, N2=moderate NASH, N3=severe NASH). Steatosis is reported relative to a scale ranging from S0-S2S3 (S0=no steatosis [<5%], S1=mild steatosis [5-33%], S2/S3=moderate/severe steatosis [34-100%]). A stage of S1 or S2S3 is considered clinically significant. | The tests will be deferred for patients with acute hemolysis, acute hepatitis, acute inflammation, and extra hepatic cholestasis. The advice of a specialist should be sought for interpretation in chronic hemolysis or Gilbert syndrome. The test interpretation has not been validated for liver transplant patients. Isolated extreme values of one of the components should lead to caution in interpreting the results. In case of discordance between a biopsy result and a test, it is recommended to seek the advice of a specialist. The causes of these discordances could be due to a flaw of the test or to a flaw in the biopsy: ie, a liver biopsy has a 33% variability rate for one fibrosis stage. NashTest 2 is set to N0 is the absence of steatosis based on the definition of nonalcoholic steatohepatitis (NASH). SteatoTest 2 scores of less than 0.40 (S0) will default NashTest 2 to N0. | 1. BioPredictive. Technical Recommendations for FibroTest, FibroMax, and NASH-FibroTest assays. Version 3.5.3. Bio Predictive;2022 2. Poynard T, Peta V, Munteanu M, et al. The diagnostic performance of a simplified blood test (SteatoTest-2) for the prediction of liver steatosis. Eur J Gastroenterol Hepatol. 2019;31(3)393-402.doi:10.1097/MEG.0000000000001304 3. Munteanu M, Pais R, Peta V, et al. Long-term prognostic value of the FibroTest in patients with non-alcoholic fatty liver disease, compared to chronic hepatitis C, B, and alcoholic liver disease. Aliment Pharmacol Ther. 2018:48(10):1117-1127.doi:10.1111/apt.14990 4. Poynard T, Munteanu M, Charlotte F, et al. Diagnostic performance of a new noninvasive test for nonalcoholic steatohepatitis using a simplified histological reference. Eur J Gastroenterol Hepatol. 2018;30(5):569-577.doi:10.1097/MEG.0000000000001064 5. Poynard T, Munteanu M, Charlotte F, et al. Impact of steatosis and inflammation definitions on the performance of NASH tests. Eur J Gastroenterol Hepatol. 2018;30(4):384-391.doi:10.1097/MEG.0000000000001033 6. Munteanu M, Tiniakos D, Anstee Q, et al. Diagnostic performance of FibroTest, SteatoTest and ActiTest in patients with NAFLD using the SAF score as histological reference. Aliment Pharmacol Ther. 2016;44(8):877-889.doi:10.1111/apt.13770 7. Vilar-Gomez E, Chalasani N. Non-invasive assessment of non-alcoholic fatty liver disease: Clinical prediction rules and blood-based biomarkers. J Hepatol. 2018;68(2):305-315.doi:10.1016/j.jhep.2017.11.013 8. Ratziu V, Charlotte F, Heurtier A, et al. Sampling variability of liver biopsy in nonalcoholic fatty liver disease. Gastroenterology. 2005;128(7):1898-1906. doi:10.1053/j.gastro.2005.03.084 | NASH-FibroTest Interpretation: Proprietary algorithm owned by BioPredictive Alpha-2-Macroglobulin and Haptoglobin: In this method, the light scattered onto the antigen-antibody complexes is measured. The intensity of the measured scattered light is proportional to the amount of antigen-antibody complexes in the sample under certain conditions. If the antibody volume is kept constant, the signal behaves proportionally to the antigen volume. A reference curve is generated by a standard with a known antigen content on which the scattered light signals of the samples can be evaluated and calculated as an antigen concentration. Antigen-antibody complexes are formed when a sample containing antigen and the corresponding antiserum are put into a cuvette. A light beam is generated with a light-emitting diode, which is transmitted through the cuvette. The light is scattered onto the immuno-complexes that are present. Antigen and antibody are mixed in the initial measurement, but no complex is formed yet. An antigen-antibody complex is formed in the final measurement. The result is calculated by subtracting value of the final measurement from the initial measurement. The distribution of intensity of the scattered light depends on the ratio of the particle size of the antigen-antibody complexes to the radiated wavelength.(Unpublished Mayo method; instruction manual: Siemens Nephelometer II, Siemens, Inc; Version 2.3. 2008; Addendum to the Instruction Manual 2.3, 08/2017) Alanine Aminotransferase: Alanine aminotransferase (ALT) activity is determined by a kinetic method using a coupled enzyme reaction where the rate of reduced nicotinamide adenine dinucleotide(NADH) consumption is measured at 340 nm. The NADH decrease is directly proportional to the ALT activity.(Package insert: ALT reagent. Roche Diagnostics; 2018) Apolipoprotein A1: Anti-apolipoprotein A-1 antibodies react with the antigen in the sample to form antigen/antibody complexes which, following agglutination, can be measured turbidimetrically.(Package insert: Tina-quant Apolipoprotein A-1. Roche Diagnostics; 2019) Gamma-Glutamyltransferase: This is an enzyme colorimetric method (rate method) where gamma-glutamyltransferase (GGT) transfers the gamma-glutamyl group of the substrate (L-gamma-glutamyl-3-carboxy-4-nitroanilide) to glycylglycine. The amount of 5-amino-2-nitrobenzoate liberated is proportional to the GGT activity and can be determined photometrically.(Package insert: GGT2 reagent. Roche Diagnostics; V10, 01/2017) Bilirubin, Total: Total bilirubin, in the presence of a suitable solubilizing agent, is coupled with 3,5-dichlorophenyl diazonium in a strongly acidic medium. The color intensity of the red azo dye formed is directly proportional to the total bilirubin and can be determined photometrically.(Package insert: Bilirubin Total Gen. 3. Roche Diagnostics; 2019) Aspartate Aminotransferase: Aspartate aminotransferase (AST) is measured by a coupled enzyme kinetic method where the rate of decrease of NADH, determined at 340 nm, is directly proportional to the AST activity.(Package insert: AST reagent. Roche Diagnostics; 2019) Cholesterol, Total: Cholesterol is measured by an automated enzymatic method. The reagents include cholesterol ester hydrolase, cholesterol oxidase, and a coupled colorimetric end-point chemistry system.(Package insert: Cholesterol Reagent. Roche Diagnostics; 2018) Triglycerides: This test uses a lipoprotein lipase from microorganisms for the rapid and complete hydrolysis of triglycerides to glycerol followed by oxidation to dihydroxyacetone phosphate and hydrogen peroxide. The hydrogen peroxide produced then reacts with 4-aminophenazone and 4-chlorophenol under the catalytic action of peroxidase to form a red dyestuff (Trinder endpoint reaction). The color intensity of the red dyestuff formed is directly proportional to the triglyceride concentration and can be measured photometrically.(Package insert: Triglyceride Reagent. Roche Diagnostics; 01/2020) Glucose: Glucose in the serum, in the presence of hexokinase, is converted to glucose-6-phosphate (G-6-P). Glucose-6-phosphate dehydrogenase (G-6-PDH) oxidizes G-6-P in the presence of nicotinamide adenine dinucleotide phosphate (NADP[+]) to gluconate-6-phosphate and NADPH. The rate of NADPH formation is directly proportional to glucose concentration in the serum and is measured photometrically.(Package insert: Glucose Reagent. Roche Diagnostics; 2019) | 2 to 4 days | 7 days | This test was developed and its performance characteristics determined by Mayo Clinic in a manner consistent with CLIA requirements. It has not been cleared or approved by the US Food and Drug Administration. | 0003M | NASH-FibroTest | 93691-4 | CMMS | NASH-FibroTest Comment | 48767-8
NSRGG | Noonan Syndrome and Related Conditions Gene Panel, Varies | Providing a genetic evaluation for patients with a personal or family history suggestive of Noonan syndrome, Noonan syndrome with multiple lentigines, Noonan syndrome with loose anagen hair, cardiofaciocutaneous syndrome, Costello syndrome, Baraitser-Winter syndrome, Legius syndrome, and related conditions Establishing a diagnosis of Noonan syndrome, Noonan syndrome with multiple lentigines, Noonan syndrome with loose anagen hair, cardiofaciocutaneous syndrome, Costello syndrome, Baraitser-Winter syndrome, Legius syndrome, and related conditions | Sequence Capture and Targeted Next-Generation Sequencing followed by Polymerase Chain Reaction (PCR) and Sanger Sequencing | Yes | Noonan Syndrome and Related Panel | For prenatal specimens only: | Patient Preparation:A previous bone marrow transplant from an allogenic donor will interfere with testing. For instructions for testing patients who have received a bone marrow transplant, call 800-533-1710. Submit only 1 of the following specimens: Specimen Type:Whole blood Container/Tube: Preferred:Lavender top (EDTA) or yellow top (ACD) Acceptable:Any anticoagulant Specimen Volume:3 mL Collection Instructions: 1. Invert several times to mix blood. 2. Send whole blood specimen in original tube.Do not aliquot. Specimen Stability Information:Ambient (preferred)/Refrigerated Prenatal Specimens Due to its complexity, consultation with the laboratory is required for all prenatal testing;call 800-533-1710 to speak to a genetic counselor. Specimen Type:Amniotic fluid Container/Tube:Amniotic fluid container Specimen Volume:20 mL Specimen Stability Information:Refrigerated (preferred)/Ambient Additional information: 1. A separate culture charge will be assessed under CULAF / Culture for Genetic Testing, Amniotic Fluid. 2. All prenatal specimens must be accompanied by a maternal blood specimen;order MATCC / Maternal Cell Contamination, Molecular Analysis, Varies on the maternal specimen. Specimen Type: Chorionic villi Container/Tube:15-mL tube containing 15 mL of transport media Specimen Volume:20 mg Specimen Stability Information:Refrigerated Additional Information: 1. A separate culture charge will be assessed under CULFB / Fibroblast Culture for Biochemical or Molecular Testing. An additional 3 to 4 weeks is required to culture fibroblasts before genetic testing can occur. 2. All prenatal specimens must be accompanied by a maternal blood specimen;order MATCC / Maternal Cell Contamination, Molecular Analysis, Varies on the maternal specimen. Acceptable: Specimen Type:Confluent cultured cells Container/Tube:T-25 flask Specimen Volume:2 Flasks Collection Instructions:Submit confluent cultured cells from another laboratory. Specimen Stability Information:Ambient (preferred)/Refrigerated Additional Information:All prenatal specimens must be accompanied by a maternal blood specimen;order MATCC / Maternal Cell Contamination, Molecular Analysis, Varies on the maternal specimen. | Blood: 1 mL; Other specimen type: See Specimen Required | Noonan syndrome (NS) is an autosomal dominant disorder of variable expressivity characterized by short stature, congenital heart defects, characteristic facial dysmorphology, unusual chest shape, developmental delay of varying degree, cryptorchidism, and coagulation defects, among other features. Heart defects observed in NS include pulmonary valve stenosis (20%-50%), hypertrophic cardiomyopathy (20%-30%), atrial septal defects (6%-10%), ventricular septal defects (approximately 5%), and patent ductus arteriosus (approximately 3%). Facial features, which tend to change with age, may include hypertelorism, downward-slanting eyes, epicanthal folds, and low-set and posteriorly rotated ears. The incidence of NS is estimated to be between 1 in 1000 and 1 in 2500, although subtle expression in adulthood may cause this number to be an underestimate. NS is genetically heterogeneous, with 4 genes currently associated with the majority of cases:PTPN11, RAF1, SOS1, andKRAS. Variants in other genes on this panel have been associated with a smaller percentage of NS and related phenotypes, including Noonan syndrome with multiple lentigines (formerly known as LEOPARD syndrome), Noonan syndrome with loose anagen hair, cardiofaciocutaneous syndrome, Costello syndrome, Baraitser-Winter syndrome, and Legius syndrome. | An interpretive report will be provided. | All detected variants are evaluated according to American College of Medical Genetics and Genomics recommendations.(1) Variants are classified based on known, predicted, or possible pathogenicity and reported with interpretive comments detailing their potential or known significance. | Clinical Correlations: Test results should be interpreted in the context of clinical findings, family history, and other laboratory data. Misinterpretation of results may occur if the information provided is inaccurate or incomplete. If testing was performed because of a clinically significant family history, it is often useful to first test an affected family member. Detection of a reportable variant in an affected family member would allow for more informative testing of at-risk individuals. To discuss the availability of additional testing options or for assistance in the interpretation of these results, contact the Mayo Clinic Laboratories genetic counselors at 800-533-1710. Technical Limitations: Next-generation sequencing may not detect all types of genomic variants. In rare cases, false-negative or false-positive results may occur. The depth of coverage may be variable for some target regions; assay performance below the minimum acceptable criteria or for failed regions will be noted. Given these limitations, negative results do not rule out the diagnosis of a genetic disorder. If a specific clinical disorder is suspected, evaluation by alternative methods can be considered. There may be regions of genes that cannot be effectively evaluated by sequencing or deletion and duplication analysis as a result of technical limitations of the assay, including regions of homology, high guanine-cytosine (GC) content, and repetitive sequences. Confirmation of select reportable variants will be performed by alternate methodologies based on internal laboratory criteria. This test is validated to detect 95% of deletions up to 75 base pairs (bp) and insertions up to 47 bp. Deletions-insertions (delins) of 40 or more bp, including mobile element insertions, may be less reliably detected than smaller delins. Deletion/Duplication Analysis: This analysis targets single and multi-exon deletions/duplications; however, in some instances single exon resolution cannot be achieved due to isolated reduction in sequence coverage or inherent genomic complexity. Balanced structural rearrangements (such as translocations and inversions) may not be detected. This test is not designed to detect low levels of mosaicism or to differentiate between somatic and germline variants. If there is a possibility that any detected variant is somatic, additional testing may be necessary to clarify the significance of results. Genes may be added or removed based on updated clinical relevance. For the most up to date list of genes included in this test and detailed information regarding gene specific performance and technical limitations, see Method Description or contact a laboratory genetic counselor. If the patient has had an allogeneic hematopoietic stem cell transplant or a recent blood transfusion, results may be inaccurate due to the presence of donor DNA. Call Mayo Clinic Laboratories for instructions for testing patients who have received a bone marrow transplant. Reclassification of Variants: At this time, it is not standard practice for the laboratory to systematically review previously classified variants on a regular basis. The laboratory encourages healthcare providers to contact the laboratory at any time to learn how the classification of a particular variant may have changed over time. Variant Evaluation: Evaluation and categorization of variants are performed using published American College of Medical Genetics and Genomics and the Association for Molecular Pathology recommendations as a guideline.(1) Other gene-specific guidelines may also be considered. Variants are classified based on known, predicted, or possible pathogenicity and reported with interpretive comments detailing their potential or known significance. Variants classified as benign or likely benign are not reported. Multiple in silico evaluation tools may be used to assist in the interpretation of these results. The accuracy of predictions made by in silico evaluation tools is highly dependent upon the data available for a given gene, and periodic updates to these tools may cause predictions to change over time. Results from in silico evaluation tools should be interpreted with caution and professional clinical judgment. Rarely, incidental or secondary findings may implicate another predisposition or presence of active disease. Incidental findings may include, but are not limited to, results related to the sex chromosomes. These findings will be carefully reviewed to determine whether they will be reported. | 1. Richards S, Aziz N, Bale S, et al. Standards and guidelines for the interpretation of sequence variants: a joint consensus recommendation of the American College of Medical Genetics and Genomics and the Association for Molecular Pathology. Genet Med. 2015;17(5):405-424. 2. Tartaglia M, Gelb BD, Zenker M, et al. Noonan syndrome and clinically related disorders. Best Pract Res Clin Endocrinol Metab. 2011;25(1):161-179 3. Romano AA, Allanson JE, Dahlgren J, et al. Noonan syndrome: clinical features, diagnosis, and management guidelines. Pediatrics. 2010;126(4):746–59 4. Roberts AE. Noonan syndrome. In: Adam MP, Ardinger HH, Pagon RA, et al, eds. GeneReviews [Internet]. University of Washington, 2007. Updated February 17, 2022. Accessed May 7, 2024. Available at www.ncbi.nlm.nih.gov/books/NBK1124/ | Next-generation sequencing (NGS) and/or Sanger sequencing are performed to test for the presence of variants in coding regions and intron/exon boundaries of the genes analyzed, as well as some other regions that have known disease-causing variants. The human genome reference GRCh37/hg19 build was used for sequence read alignment. At least 99% of the bases are covered at a read depth over 30X. Sensitivity is estimated at above 99% for single nucleotide variants, above 94% for deletion-insertions (delins) less than 40 base pairs (bp), above 95% for deletions up to 75 bp and insertions up to 47 bp. NGS and/or a polymerase chain reaction-based quantitative method is performed to test for the presence of deletions and duplications in the genes analyzed. There may be regions of genes that cannot be effectively evaluated by sequencing or deletion and duplication analysis as a result of technical limitations of the assay, including regions of homology, high guanine-cytosine (GC) content, and repetitive sequences. SeeTargeted Genes and Methodology Details for Noonan Syndrome and Related Conditions Gene Panelfor details regarding the targeted genes analyzed for each test and specific gene regions not routinely covered.(Unpublished Mayo method) Confirmation of select reportable variants may be performed by alternate methodologies based on internal laboratory criteria. Genes analyzed:ACTB, ACTG1, BRAF, CBL, HRAS, KRAS, LZTR1, MAP2K1, MAP2K2, MRAS, NRAS, PPP1CB, PTPN11, RAF1, RIT1, RRAS2, SHOC2, SOS1, SOS2, andSPRED1. | 28 to 42 days | Whole blood: 2 weeks (if available); Extracted DNA: 3 months; Blood spots, saliva, cultured fibroblasts, skin biopsy, cord blood, amniotic fluid, cultured amniocytes, chorionic villi, cultured chorionic villi: 1 month | This test was developed and its performance characteristics determined by Mayo Clinic in a manner consistent with CLIA requirements. It has not been cleared or approved by the US Food and Drug Administration. | 8144288233-Tissue culture, skin, solid tissue biopsy (if appropriate)88240-Cryopreservation (if appropriate)88235-Amniotic fluid culture (if appropriate)81265-Maternal cell contamination (if appropriate) | Noonan Syndrome and Related Panel | 105199-4 | 617406 | Released By | 18771-6
_G110 | Normal Transferrin CDG Panel (Bill Only) |  | This test is for billing purposes only. This is not an orderable test. | Yes | Normal Transferrin CDG Panel | This test is for billing purposes only. | This test is for billing purposes only. This is not an orderable test. |  |  | This test is for billing purposes only. This is not an orderable test. | [6 empty] | Not Applicable | 81443
LNORO | Norovirus PCR, Molecular Detection, Feces | Diagnosing gastrointestinal disease (diarrhea or vomiting) caused by norovirus genogroups 1 and 2 This testshouldnot be usedas a test-of-cure. | Real-Time Polymerase Chain Reaction (PCR)/RNA Probe Hybridization | Yes | Norovirus PCR, F | Fecal | Supplies:Culture and Sensitivity Stool Transport Vial (T058) Container/Tube:Commercially available transport system specific for recovery of enteric pathogens from fecal specimens (15 mL of non-nutritive transport medium - either Cary-Blair, Para-Pak Culture and Sensitivity Media) Specimen Volume:Representative portion of diarrheal fecal sample, 1 gram or 5 mL Collection Instructions: 1. Collect fresh feces and place in preservative within 1 hour of collection. 2. Visibly formed feces are not consistent with Norovirus gastrointestinal disease and should not be submitted for testing. |  | Noroviruses, previously known as Norwalk-like viruses, are highly contagious RNA viruses that cause acute gastroenteritis (diarrhea, vomiting). Although 6 genogroups of norovirus have been identified, only 3 genogroups (genogroup: G1, G2, and G4) cause disease in humans. Furthermore, the majority of outbreaks have been associated with G1 and G2, with G2 being most common.(1) Noroviruses are transmitted through close, personal contact with an infected individual or via the fecal-oral route in which the virus becomes ingested in contaminated food or water. These viruses are extremely contagious, with fewer than 20 virions being able to cause disease.(1) Once infected, the incubation period is typically short, between 24 and 72 hours. The onset of symptoms is abrupt, with vomiting and watery nonbloody diarrhea being common. Patients may also experience a low-grade fever, as well as headache and mild body aches.(1) The diagnosis of norovirus infection can often be made on clinical grounds, and symptoms generally resolve in 24 to 48 hours. However, in certain patients, especially those who are immunocompromised or hospitalized, laboratory testing may be indicated for infection control purposes and to limit the use of antibiotics. Testing of diarrheal feces by real-time polymerase chain reaction allows for a rapid and sensitive means of detecting and differentiating norovirus G1 and G2 in clinical stool samples. | Negative | A positive result indicates that RNA from norovirus genogroups 1 and/or 2 was present in the clinical specimen. A negative result suggests that RNA from norovirus genogroups 1 and 2 was absent in the clinical specimen. | A positive result suggests that norovirus is the cause of gastrointestinal disease (diarrhea or vomiting); however, in certain patients (eg, immunocompromised hosts), norovirus may be shed for weeks to months in the absence of symptoms.(2) This test should not be used as a test-of-cure, due to the fact that norovirus nucleic acid may be detected in patients for weeks to months following the resolution of symptoms.(2) A negative result suggests that norovirus is not the cause of gastrointestinal disease (diarrhea or vomiting); however, viral nucleic acid may be present at a level that is below the limit of detection for this test. The results should be interpreted in the context of the patient's clinical presentation and other laboratory findings. | 1. National Center for Immunization and Respiratory Diseases, Division of Viral Diseases: Norovirus. Center for Disease Control and Prevention; 2013. Updated February 23, 2023. Accessed March 28, 2023. Available at www.cdc.gov/norovirus/index.html 2. Echenique IA, Stosor V, Gallon L, Kaufman D, Qi C, Zembower TR: Prolonged norovirus infection after pancreas transplantation: a case report and review of chronic norovirus. Transpl Infect Dis. 2016 Feb;18(1):98-104 | This assay utilizes real-time, TaqMan-based polymerase chain reaction (PCR) technology to target the nonstructural polyprotein gene of norovirus G1 and G2. Nucleic acid is extracted from diarrheal stool samples in Cary-Blair media. Following extraction of viral RNA, reverse transcription is performed to convert norovirus genomic RNA to complementary DNA. Real-time amplification and detection are then performed. Two separate real-time PCR reactions are performed for each sample, one specific for norovirus G1 and the second targeting norovirus G2. The assay is able to accurately detect and differentiate these genogroups in clinical stool samples.(Unpublished Mayo method) | 2 to 5 days | 7 days | This test was developed and its performance characteristics determined by Mayo Clinic in a manner consistent with CLIA requirements. It has not been cleared or approved by the US Food and Drug Administration. | 87798 x 2 | Norovirus PCR, F | 88701-8 | 47553 | Norovirus G2 PCR | 54906-3
NEREG | Northeast Regional Allergen Profile, Serum | Establishing a diagnosis of an allergy to northeast regional allergen profile Defining the allergen responsible for eliciting signs and symptoms Identifying allergens: -Responsible for allergic response and/or anaphylactic episode -To confirm sensitization prior to beginning immunotherapy -To investigate the specificity of allergic reactions to insect venom allergens, drugs, or chemical allergens | Fluorescence Enzyme Immunoassay (FEIA) | Yes | Northeast Regional Allergen Profile | Serum | Collection Container/Tube: Preferred:Serum gel Acceptable:Red top Submission Container/Tube:Plastic vial Specimen Volume:0.5 mL for every 5 allergens requested Collection Instructions:Centrifuge and aliquot serum into a plastic vial. | For 1 allergen: 0.3 mL For more than 1 allergen: (0.05 mL x number of allergens) + 0.25 mL deadspace | Clinical manifestations of immediate hypersensitivity (allergic) diseases are caused by the release of proinflammatory mediators (histamine, leukotrienes, and prostaglandins) from IgE-sensitized effector cells (mast cells and basophils) when cell-bound IgE antibodies interact with an allergen. In vitro serum testing for IgE antibodies provides an indication of the immune response to allergens that may be associated with allergic disease. The allergens chosen for testing often depend upon the age of the patient, history of allergen exposure, season of the year, and clinical manifestations. In individuals predisposed to develop allergic disease, the sequence of sensitization and clinical manifestations proceed as follows: eczema and respiratory disease (rhinitis and bronchospasm) in infants and children younger than 5 years of age due to food sensitivity (milk, egg, soy, and wheat proteins) followed by respiratory disease (rhinitis and asthma) in older children and adults due to sensitivity to inhalant allergens (dust mite, mold, and pollen inhalants). | Class,IgE kU/L,Interpretation, 0,<0.10,Negative, 0/1,0.10-0.34,Borderline/equivocal, 1,0.35-0.69,Equivocal, 2,0.70-3.49,Positive, 3,3.50-17.4,Positive, 4,17.5-49.9,Strongly positive, 5,50.0-99.9,Strongly positive, 6,> or =100,Strongly positive, | Detection of IgE antibodies in serum (class 1 or greater) indicates an increased likelihood of allergic disease as opposed to other etiologies and defines the allergens that may be responsible for eliciting signs and symptoms. The level of IgE antibodies in serum varies directly with the concentration of IgE antibodies expressed as a class score or kU/L. | Testing for IgE antibodies is not useful in patients previously treated with immunotherapy to determine if residual clinical sensitivity exists, or in patients in whom the medical management does not depend upon identification of allergen specificity. Some individuals with clinically insignificant sensitivity to allergens may have measurable levels of IgE antibodies in serum, and test results must be interpreted in the clinical context. False-positive results for IgE antibodies may occur in patients with markedly elevated serum IgE (>2500 kU/L) due to nonspecific binding to allergen solid phases. | Homburger HA, Hamilton RG: Allergic diseases. In: McPherson RA, Pincus MR, eds. Henry's Clinical Diagnosis and Management by Laboratory Methods. 23rd ed. Elsevier; 2017:1057-1070 | Specific IgE from the patient's serum reacts with the allergen of interest, which is covalently coupled to an ImmunoCAP. After washing away nonspecific IgE, enzyme-labeled anti-IgE antibody is added to form a complex. After incubation, unbound anti-IgE is washed away, and the bound complex incubated with a developing agent. After stopping the reaction, the fluorescence of the eluate is measured. Fluorescence is proportional to the amount of specific IgE present in the patient's sample (ie, the higher the fluorescence value, the more IgE antibody is present).(Package insert: ImmunoCAP System Specific IgE FEIA. Phadia; Rev 06/2020) | 1 to 3 days | 14 days | This test has been cleared, approved, or is exempt by the US Food and Drug Administration and is used per manufacturer's instructions. Performance characteristics were verified by Mayo Clinic in a manner consistent with CLIA requirements. | 86003 x 10 | Northeast Regional Allergen Profile | 94593-1 | TIMG | Timothy Grass, IgE | 6265-3
NOTRP | Nortriptyline, Serum | Monitoring nortriptyline concentration during therapy Evaluating potential nortriptyline toxicity May aid in evaluating patient compliance | Liquid Chromatography Tandem Mass Spectrometry (LC-MS/MS) | Yes | Nortriptyline, S | Serum Red | Supplies:Sarstedt Aliquot Tube, 5 mL (T914) Collection Container/Tube:Red top (Serum gel/SST arenot acceptable) Submission Container/Tube:Plastic vial Specimen Volume:1 mL Collection Instructions: 1. Collect specimen immediately before next scheduled dose (minimum 12 hours after last dose). 2.Centrifuge and aliquot serum into a plastic vial.Serum must be separated from cells within 2 hours of collection. | 0.25 mL | Nortriptyline is a tricyclic antidepressant used for treatment of endogenous depression. It also is a metabolite of the antidepressant amitriptyline. Nortriptyline is used when its stimulatory side effect is considered to be of clinical advantage; amitriptyline is used when the side effect of mild sedation is desirable. Nortriptyline is unique among the antidepressants in that its blood level exhibits the classical therapeutic window effect, as blood concentrations above or below the therapeutic window correlate with poor clinical response. Thus, therapeutic monitoring to ensure that the blood level is within the therapeutic window is critical to accomplish successful treatment with this drug. Like amitriptyline, nortriptyline can cause major cardiac toxicity when the concentration is above 500 ng/mL, characterized by QRS widening (intraventricular conduction delay), which leads to ventricular tachycardia and asystole. In some patients, toxicity may manifest at lower concentrations. | Therapeutic concentration: 70-170 ng/mL Note:Therapeuticranges are for specimens collected at trough (ie, immediately before next scheduled dose). Levels may be elevated in non-trough specimens. | Most individuals display optimal response to nortriptyline with serum levels of 70 to 170 ng/mL. Risk of toxicity is increased with nortriptyline levels above 500 ng/mL. Some individuals may respond well outside of this range or may display toxicity within the therapeutic range; thus, interpretation should include clinical evaluation. Therapeutic ranges are based on specimens collected at trough (ie, immediately before the next dose). | This test cannot be performed on whole blood. Serum must be separated from cells within 2 hours of collection; if serum is not removed within this time, tricyclic antidepressant levels may be falsely elevated due to drug release from red blood cells. Specimens that are obtained from gel tubes are not acceptable because the drug can absorb on the gel and lead to falsely decreased concentrations. | 1. Wille SM, Cooreman SG, Neels HM, Lambert WE. Relevant issues in the monitoring and the toxicology of antidepressants. Crit Rev Clin Lab Sci. 2008;45(1):25-89 2. Thanacoody HK, Thomas SHL. Antidepressant poisoning. Clin Med (Lond). 2003;3(2):114-118 3.Hiemke C, Bergemann N, Clement HW, et al. Consensus guidelines for therapeutic drug monitoring in neuropsychopharmacology: Update 2017. Pharmacopsychiatry. 2018;51(1-01):9-62 4. Milone MC, Shaw LM. Therapeutic drugs and their management. In: Rifai N, Chiu RWK, Young I, Burnham CAD, Wittwer CT, eds. Tietz Textbook of Laboratory Medicine. 7th ed. Elsevier; 2023:420-453 |  | 3 to 5 days | 14 days | This test was developed and its performance characteristics determined by Mayo Clinic in a manner consistent with CLIA requirements. It has not been cleared or approved by the US Food and Drug Administration. | 80299 | Nortriptyline, S | 3872-9 | 37119 | Nortriptyline, S | 3872-9
NTC3Z | NOTCH3 Gene, Full Gene Analysis, Varies | Establishing a molecular diagnosis in individuals with features of cerebral autosomal dominant arteriopathy with subcortical infarcts and leukoencephalopathy (CADASIL) andNOTCH3-related disorders Identifying disease-causing variants within theNOTCH3gene known to be associated with CADASIL andNOTCH3-related disorders, allowing for predictive testing of at-risk family members | Sequence Capture and Targeted Next-Generation Sequencing followed by Polymerase Chain Reaction (PCR) and Sanger Sequencing | Yes | NOTCH3 Gene, Full Gene Analysis | For skin biopsy or cultured fibroblast specimens, fibroblast culture testing will be performed at an additional charge. If viable cells are not obtained, the client will be notified. | Patient Preparation: A previous bone marrow transplant from an allogenic donor will interfere with testing. Call 800-533-1710 for instructions for testing patients who have received a bone marrow transplant. Submit only1 of the following specimens: Specimen Type:Whole blood Container/Tube: Preferred:Lavender top (EDTA) or yellow top (ACD) Acceptable:Any anticoagulant Specimen Volume:3 mL Collection Instructions: 1. Invert several times to mix blood. 2. Send whole blood specimen in original tube.Do notaliquot. Specimen Stability Information:Ambient (preferred)/Refrigerated Specimen Type: Skin biopsy Supplies: Fibroblast Biopsy Transport Media (T115) Container/Tube: Sterile container with any standard cell culture media (eg, minimal essential media, RPMI 1640). The solution should be supplemented with 1% penicillin and streptomycin. Specimen Volume: 4-mm punch Specimen Stability Information: Refrigerated (preferred)/Ambient Additional Information:A separate culture charge will be assessed under CULFB / Fibroblast Culture for Biochemical or Molecular Testing. An additional 3 to 4 weeks is required to culture fibroblasts before genetic testing can occur. SpecimenType: Cultured fibroblast Container/Tube: T-25 flask SpecimenVolume: 2 Flasks CollectionInstructions: Submit confluent cultured fibroblast cells from a skin biopsy from another laboratory. Cultured cells from a prenatal specimen will not be accepted. Specimen Stability Information: Ambient (preferred)/Refrigerated (<24 hours) Additional Information:A separate culture charge will be assessed under CULFB / Fibroblast Culture for Biochemical or Molecular Testing. An additional 3 to -4 weeks is required to culture fibroblasts before genetic testing can occur. Specimen Type: Blood spot Container/Tube: Preferred: Collection card (Whatman Protein Saver 903 Paper) Acceptable: PerkinElmer 226 (formerly Ahlstrom 226) filter paper or blood spot collection card Specimen Volume: 5 Blood spots Collection Instructions: 1. An alternative blood collection option for a patient older than 1 year is a fingerstick. For detailed instructions, seeHow to Collect Dried Blood Spot Samples. 2. Let blood dry on the filter paper at ambient temperature in a horizontal position for a minimum of 3 hours. 3. Do not expose specimen to heat or direct sunlight. 4. Do not stack wet specimens. 5. Keep specimen dry Specimen Stability Information: Ambient (preferred)/Refrigerated Additional Information: 1. Due to lower concentration of DNA yielded from blood spot, it is possible that additional specimen may be required to complete testing. 2. For collection instructions, seeBlood Spot Collection Instructions 3. For collection instructions in Spanish, seeBlood Spot Collection Card-Spanish Instructions(T777) 4. For collection instructions in Chinese, seeBlood Spot Collection Card-Chinese Instructions(T800) Specimen Type:Saliva Patient Preparation:Patient should not eat, drink, smoke, or chew gum 30 minutes prior to collection. Supplies:Saliva Swab Collection Kit (T786) Specimen Volume:1 Swab Collection Instructions:Collect and send specimen per kit instructions. Additional Information:Due to lower concentration of DNA yielded from saliva, it is possible that additional specimen may be required to complete testing. Specimen Stability Information:Ambient 30 days | See Specimen Required | Cerebral autosomal dominant arteriopathy with subcortical infarcts and leukoencephalopathy (CADASIL) is a hereditary small vessel disorder and common genetic cause of stroke and dementia in adults. Onset of clinical symptoms typically occurs in mid-adulthood and may include recurrent ischemic stroke and transient ischemic attacks, cognitive decline that progresses to dementia, migraine with aura, and psychiatric disturbances. Symmetric and progressive white matter hyperintensities, lacunes of presumed vascular origin, and subcortical infarcts are characteristic neuroimaging findings. Granular osmophilic material (GOM) detected by electron microscopy on skin fibroblasts is considered a pathognomonic finding for CADASIL. Disease-causing variants in theNOTCH3gene cause CADASIL. Most individuals with CADASIL inherit the condition from a parent, but rarede novovariants have been reported. The family history may appear negative due to variable expressivity of the condition and failure to recognize symptoms in other affected family members. Further,NOTCH3is comprised of repetitive epidermal growth-factor like repeat (EGFr) domains. Reported pathogenic variants typically result in either loss of or gain of cysteine residues within EGFr domains; those impacting EGFr domains 1-6 are fully penetrant, while those impacting EGRr domains 7-34 may be associated with mild disease or incomplete penetrance. Heterozygous pathogenic variants inNOTCH3also cause autosomal dominant lateral meningocele syndrome (LMS). LMS is a rare condition associated with multiple lateral meningoceles, hearing loss, developmental delay, hypotonia, joint hyperlaxity, and variable additional congenital malformations. LMS typically occurs due to ade novodisease-causing variant, but rare instances of inheritance from an affected parent have been reported. | An interpretive report will be provided. | All detected variants are evaluated according to American College of Medical Genetics and Genomics (ACMG) recommendations.(1) Variants are classified based on known, predicted, or possible pathogenicity and reported with interpretive comments detailing their potential or known significance. | Clinical Correlations: Test results should be interpreted in the context of clinical findings, family history, and other laboratory data. Misinterpretation of results may occur if the information provided is inaccurate or incomplete. If testing was performed because of a clinically significant family history, it is often useful to first test an affected family member. Detection of a reportable variant in an affected family member would allow for more informative testing of at-risk individuals. To discuss the availability of additional testing options or for assistance in the interpretation of these results, contact the Mayo Clinic Laboratories genetic counselors at 800-533-1710. Technical Limitations: Next-generation sequencing may not detect all types of genomic variants. In rare cases, false-negative or false-positive results may occur. The depth of coverage may be variable for some target regions; assay performance below the minimum acceptable criteria or for failed regions will be noted. Given these limitations, negative results do not rule out the diagnosis of a genetic disorder. If a specific clinical disorder is suspected, evaluation by alternative methods can be considered. There may be regions of genes that cannot be effectively evaluated by sequencing or deletion and duplication analysis as a result of technical limitations of the assay, including regions of homology, high guanine-cytosine (GC) content, and repetitive sequences. Confirmation of select reportable variants will be performed by alternate methodologies based on internal laboratory criteria. This test is validated to detect 95% of deletions up to 75 base pairs (bp) and insertions up to 47 bp. Deletions-insertions (delins) of 40 or more bp, including mobile element insertions, may be less reliably detected than smaller delins. Deletion/Duplication Analysis: This analysis targets single and multi-exon deletions/duplications; however, in some instances single exon resolution cannot be achieved due to isolated reduction in sequence coverage or inherent genomic complexity. Balanced structural rearrangements (such as translocations and inversions) may not be detected. This test is not designed to detect low levels of mosaicism or to differentiate between somatic and germline variants. If there is a possibility that any detected variant is somatic, additional testing may be necessary to clarify the significance of results. For detailed information regarding gene specific performance and technical limitations, see Method Description or contact a laboratory Genetic Counselor. If the patient has had an allogeneic hematopoietic stem cell transplant or a recent heterologous blood transfusion, results may be inaccurate due to the presence of donor DNA. Call Mayo Clinic Laboratories for instructions for testing patients who have received a bone marrow transplant. Reclassification of Variants: At this time, it is not standard practice for the laboratory to systematically review previously classified variants on a regular basis. The laboratory encourages health care providers to contact the laboratory at any time to learn how the classification of a particular variant may have changed over time.Due to broadening genetic knowledge, it is possible that the laboratory may discover new information of relevance to the patient. Should that occur the laboratory may issue an amended report. Variant Evaluation: Evaluation and categorization of variants is performed using published American College of Medical Genetics and Genomics and the Association for Molecular Pathology recommendations as a guideline.(1) Other gene-specific guidelines may also be considered. Variants are classified based on known, predicted, or possible pathogenicity and reported with interpretive comments detailing their potential or known significance. Variants classified as benign or likely benign are not reported. Multiple in silico evaluation tools may be used to assist in the interpretation of these results. The accuracy of predictions made by in silico evaluation tools is highly dependent upon the data available for a given gene, and periodic updates to these tools may cause predictions to change over time. Results from in silico evaluation tools should be interpreted with caution and professional clinical judgement. | 1. Richards S, Aziz N, Bale S, et al: Standards and guidelines for the interpretation of sequence variants: a joint consensus recommendation of the American College of Medical Genetics and Genomics and the Association for Molecular Pathology. Genet Med 2015 May;17(5):405-424 2. Ferrante E, Cudrici C, Boehm M: CADASIL: new advances in basic science and clinical perspectives. Curr Opin Hematol. 2019 May; 26(3):193-198 3. Rutten J, Van Eijsden B, Duering M et al: The effect of NOTCH3 pathogenic variant position on CADASIL disease severity: NOTCH3 EGFr 1-6 pathogenic variant are associated with a more severe phenotype and lower survival compared with EGFr 7-34 pathogenic variant. Genet Med. 2019 Mar; 21(3):676-682 4. Canalis E: The skeleton of lateral meningocele syndrome. Front Genet. 2021 Jan 14;11620334 | Next-generation sequencing (NGS) and/or Sanger sequencing is performed to test for the presence of variants in coding regions and intron/exon boundaries of the gene analyzed, as well as some other regions that have known disease-causing variants. The human genome reference GRCh37/hg19 build was used for sequence read alignment. At least 99% of the bases are covered at a read depth over 30X. Sensitivity is estimated at above 99% for single nucleotide variants, above 94% for deletion/insertions (delins) less than 40 base pairs (bp), above 95% for deletions up to 75 bp and insertions up to 47 bp. NGS and/or a polymerase chain reaction -based quantitative method is performed to test for the presence of deletions and duplications in the gene analyzed. There may be regions of genes that cannot be effectively evaluated by sequencing or deletion and duplication analysis as a result of technical limitations of the assay, including regions of homology, high guanine-cytosine (GC) content, and repetitive sequences. The reference transcript for theNOTCH3gene is NM_000435.3. Reference transcript numbers may be updated due to transcript re-versioning. Always refer to the final patient report for gene transcript information referenced at the time of testing. Confirmation of select reportable variants may be performed by alternate methodologies based on internal laboratory criteria. Gene analyzed:NOTCH3 | 28 to 42 days | Whole blood: 2 weeks (if available); Extracted DNA: 3 months; Blood spots, saliva, cultured fibroblasts, skin biopsy, cord blood: 1 month | This test was developed and its performance characteristics determined by Mayo Clinic in a manner consistent with CLIA requirements. It has not been cleared or approved by the US Food and Drug Administration. | 8147988233-Tissue culture, skin, solid tissue biopsy (if appropriate)88240-Cryopreservation (if appropriate) | NOTCH3 Gene, Full Gene Analysis | 103950-2 | 616575 | Released By | 18771-6
FCDU4 | Novel Psychoactives, Umbilical Cord Tissue |  | Only orderable as part of a profile-see FCDSU. | Yes | Novel Psychoactives, UC | If appropriate, confirmation testing will be performed at no additional charge. | Only orderable as part of a profile-see FCDSU. |  |  | Reporting limit determined each analysis. Units: ng/g Only orderable as part of a profile-see FCDSU. | [8 empty] | Novel Psychoactives, UC | Not Provided | Z6298 | Mitragynine | Not Provided
NR4A3 | NR4A3 (9q22.33) Rearrangement, FISH, Tissue | IdentifyingNR4A3gene rearrangements Supporting the diagnosis of extraskeletal myxoid chondrosarcoma or acinic cell carcinoma when used in conjunction with an anatomic pathology consultation | Fluorescence In Situ Hybridization (FISH) | Yes | NR4A3, Rearrangement, FISH, Ts | This test does not include a pathology consult. If a pathology consultation is requested, PATHC / Pathology Consultation should be ordered, and the appropriate fluorescence in situ hybridization (FISH) test will be ordered and performed at an additional charge. | Submit only 1 of the following specimens: Preferred: Specimen Type:Tissue block Collection Instructions:Submit a formalin-fixed, paraffin-embedded (FFPE) tumor tissue block. Blocks prepared with alternative fixation methods will be attempted but are less favorable for successful results by FISH testing; provide fixation method used. Additional Information: 1. Paraffin-embedded specimens can be from any anatomic location (skin, soft tissue, lymph node, etc). 2. Bone specimens that have been decalcified will be attempted for testing, but the success rate is approximately 50%. Acceptable: Specimen Type:Tissue slides Slides: 1 Hematoxylin and eosin stained and 4 unstained Collection Instructions: Submit 4 consecutive unstained, positively charged, unbaked slides with 5 micron-thick sections of the tumor tissue and 1 slide stained with hematoxylin and eosin. | Slides: 1 Hematoxylin and eosin stained and 2 unstained | The geneNR4A3is often altered in extraskeletal myxoid chondrosarcomas (EMC) and acinic cell carcinoma of the salivary gland.(1,2) Rearrangement of theNR4A3gene region may be involved with up to 4 partner genes as a pathway to EMC. Fluorescence in situ hybridization analysis allows for the detection of rearrangement of theNR4A3gene region. | An interpretive report will be provided. | A positive result with theNR4A3probe is detected when the percent of cells with an abnormality exceeds the normal cutoff for the probe set. A positive result of NR4A3 suggests inactivating structural alterations of theNR4A3gene region at 9q22.33. A negative result suggests no structural alterations of the locus. NR4A3will be clinically interpreted as positive or negative. A neoplastic clone is detected when the percent of cells with an abnormality exceeds the normal cutoff for theNR4A3probe set. A positive result is consistent with rearrangement of theNR4A3gene and likely reflectsNR4A3fusion with a partner gene. A positive result may support a diagnosis of extraskeletal myxoid chondrosarcoma or acinic cell carcinoma of salivary gland. The significance of this finding is dependent on the clinical and pathologic features. A negative result suggests aNR4A3gene rearrangement is not present. A negative result does not exclude the diagnosis of extraskeletal myxoid chondrosarcoma or acinic cell carcinoma of salivary gland. | This test is not approved by the US Food and Drug Administration and should be used as an adjunct to existing clinical and pathologic information. Thisfluorescence in situ hybridization (FISH)assay does not rule out other chromosome abnormalities. Fixatives other than formalin (eg, Prefer, Bouin's) may not be successful for FISH assays. Non-formalin fixed specimens will not be rejected. Paraffin-embedded tissues that have been decalcified may not be successful for FISH analysis. The success rate of FISH studies on decalcified tissue is approximately 50%, but FISH will be attempted if sufficient tumor is present for analysis. Fluorescence in situ hybridization studies will be attempted if sufficient tumor is present for analysis. The pathologist reviewing the hematoxylin and eosin-stained slide may find it necessary to cancel testing if insufficient tissue/tumor is available for testing. If no FISH signals are observed post-hybridization, the case will be released indicating a lack of FISH results. | 1. Benini S, Cocchi S, Gamberi G, Magagnoli G, et al. Diagnostic utility of molecular investigation in extraskeletal myxoid chondrosarcoma. J Mol Diagn. 2014;16(3):314-323 2. Haller F, Bieg M, Will R, et al. Enhancer hijacking activates oncogenic transcription factor NR4A3 in acinic cell carcinomas of the salivary glands. Nat Commun. 2019;10(1):368 | This test is performed using a laboratory-developedNR4A3(9q22.33) dual-color break-apart probe (BAP) strategy. Formalin-fixed paraffin-embedded tissues are cut at 5 microns and mounted on positively charged glass slides. The selection of tissue and the identification of target areas on the hematoxylin and eosin (H and E)-stained slide are performed by a pathologist. Using the H and E-stained slide as a reference, target areas are etched with a diamond-tipped engraving tool on the back of the unstained slide to be assayed. The probe set is hybridized to the appropriate target areas, and 2 technologists independently analyze 50 interphase nuclei (100 total) with the results expressed as the percent of abnormal nuclei.(Unpublished Mayo method) | 7 to 10 days | Slides used for analysis are retained by the laboratory in accordance with regulatory requirements. Client provided paraffin blocks and extra unstained slides (if provided) will be returned after testing is complete. | This test was developed and its performance characteristics determined by Mayo Clinic in a manner consistent with CLIA requirements. It has not been cleared or approved by the US Food and Drug Administration. | 88271 x 2, 88291-DNA probe, each (first probe set), Interpretation and report88271 x 2-NA probe, each; each additional probe set (if appropriate)88271 x 1-DNA probe, each; coverage for sets containing 3 probes (if appropriate)88271 x 2-DNA probe, each; coverage for sets containing 4 probes (if appropriate)88271 x 3-DNA probe, each; coverage for sets containing 5 probes (if appropriate)88274 w/modifier 52-Interphase in situ hybridization, <25 cells, each probe set (if appropriate)88274-Interphase in situ hybridization, 25 to 99 cells, each probe set (if appropriate)88275-Interphase in situ hybridization, 100 to 300 cells, each probe set (if appropriate) | NR4A3, Rearrangement, FISH, Ts | 21796-8 | CG999 | Reason For Referral | 42349-1
PBNP1 | NT-Pro B-Type Natriuretic Peptide, Serum | Aiding in the diagnosis of congestive heart failure using serum specimens | Electrochemiluminescence Immunoassay | Yes | NT-Pro BNP, S | For more information seeAmyloidosis: Laboratory Approach to Diagnosis | Collection Container/Tube: Preferred:Serum gel Acceptable:Red top Submission Container/Tube:Plastic vial Specimen Volume:0.5 mL Collection Instructions: 1. Serum gel tubes should be centrifuged within 2 hours of collection. 2. Red-top tubes should be centrifuged, and the serum aliquoted into a plastic vial within 2 hours of collection. | 0.5 mL | B-type natriuretic peptide (formerly brain natriuretic peptide: BNP) is a small, ringed peptide secreted by the heart to regulate blood pressure and fluid balance.(1) This peptide is stored in, and secreted predominantly from, membrane granules in the heart ventricles in a pro form (proBNP). Once released from the heart in response to ventricle volume expansion or pressure overload, the N-terminal (NT) piece of 76 amino acids (NT-proBNP) is rapidly cleaved by the enzymes corin and furin to release the active 32-amino acid peptide (BNP).(2) Both BNP and NT-proBNP are markers of atrial and ventricular distension due to increased intracardiac pressure. The New York Heart Association (NYHA) developed a 4-stage functional classification system for congestive heart failure (CHF) based on the severity of the symptoms. Studies have demonstrated that the measured concentrations of circulating BNP and NT-proBNP increase with the severity of CHF based on the NYHA classification. | Males 0-2 day: 321-11,987 pg/mL 3-11 day: 263-5918pg/mL 12 day-1 month: Not applicable 2 month-1 year: 37-646 pg/mL 2 years: 39-413 pg/mL 3 years-6 years: 23-289 pg/mL 7 years-14 years: < or =157pg/mL 15 years-18 years: < or =158 pg/mL 19-39 years: <79 pg/mL 40-44 years: < or =72 pg/mL 45-54 years: < or =87 pg/mL 55-64 years: < or =88 pg/mL > or =65 years: < or =540 pg/mL Females 0-2 day: 321-11,987 pg/mL 3-11 day: 263-5918pg/mL 12 day-1 month: Not applicable 2 month-1 year: 37-646 pg/mL 2 years: 39-413 pg/mL 3 years-6 years: 23-289 pg/mL 7 years-14 years: < or=157pg/mL 15 years-18 years: < or =158 pg/mL 19-39 years: <160 pg/mL 40-44 years: < or =162 pg/mL 45-54 years: < or =141 pg/mL 55-64 years: < or =226 pg/mL > or =65 years: < or =540 pg/mL | Under 50 years of age: N-terminal pro B-type natriuretic peptide (NT-proBNP) values below 300 pg/mL have a 99% negative predictive value for excluding acute congestive heart failure (CHF). A cutoff of 1200 pg/mL for patients with an estimated glomerular filtration rate (eGFR) below 60 yields a diagnostic sensitivity and specificity of 89% and 72% for acute CHF. NT-proBNP values greater than 450 pg/mL are consistent with CHF in adults under 50 years of age. 50-75 years of age: NT-proBNP values below 300 pg/mL have a 99% negative predictive value for excluding acute CHF. A cutoff of 1200 pg/mL for patients with an eGFR below 60 yields a diagnostic sensitivity and specificity of 89% and 72% for acute CHF. A diagnostic NT-proBNP cutoff of 900 pg/mL has been suggested for adults 50 to 75 years of age in the absence of kidney failure. Over 75 years of age: NT-proBNP values below 300 pg/mL have a 99% negative predictive value for excluding acute CHF. A cutoff of 1200 pg/mL for patients with an eGFR below 60 yields a diagnostic sensitivity and specificity of 89% and 72% for acute CHF. A diagnostic NT-proBNP cutoff of 1800 pg/mL has been suggested for adults over 75 years of age in the absence of kidney failure. NT-Pro BNP levels are loosely correlated with New York Heart Association (NYHA) functional class (see Table). Table. Interpretive Levels for CHF Functional class 5th to 95th percentile Median I 31-1110 pg/mL 377 pg/mL II 55-4975 pg/mL 1223 pg/mL III 77-26,916 pg/mL 3130 pg/mL IV * * *In a Mayo Clinic study of 75 patients with CHF, only 4 were characterized as class IV. Accordingly, range and median are not provided. | Lack of N-terminal-pro B-type natruretic peptide (NT-proBNP) elevations have been reported if congestive heart failure is very acute (first hour) or occurs with ventricular inflow obstruction (eg, hypertrophic obstructive cardiomyopathy, mitral stenosis, atrial myxoma). | 1. Januzzi JL, van Kimmenade RR, Lainchbury J, et al. NT-proBNP testing for diagnosis and short-term prognosis in acute destabilized heart failure: an international pooled analysis of 1256 patients: the international collaborative of NT-proBNP study. Eur Heart J. 2006;27(3):330-337. doi:10.1093/eurheartj/ehi631 2. van Kimmenade RR, Pinto YM, Bayes-Genis A, et al. Usefulness of intermediate amino-terminal pro-brain natriuretic peptide concentrations for diagnosis and prognosis of acute heart failure. Am J Cardiol. 2006;98(3):386-390. doi:10.1016/j.amjcard.2006.02.043 3. DeFilippi C, van Kimmenade R, Pinto YM. Amino-terminal pro-B-type natriuretic peptide testing in renal disease. Am J Cardiol. 2008;101(3A):82- 88. doi:10.1016/j.amjcard.2007.11.029 4.Rifai N, Horwath AR, Wittwer CT, eds. Tietz Textbook of Clinical Chemistry and Molecular Diagnostics. 6th ed. Elsevier; 2018 | This is an automated, double-incubation sandwich assay. In the first incubation, antigen from the patient specimen reacts with biotinylated monoclonal sheep N-terminal pro brain natriuretic peptide (NT-proBNP) antibody and monoclonal NT-proBNP antibody labeled with ruthenium complex. During the second incubation, streptavidin-labeled microparticles are added, and the resulting complex is bound to the solid-phase via biotin-streptavidin interaction. The resulting reaction mixture is aspirated into the measuring cell where the microparticles are magnetically captured onto the surface of an electrode. Unbound substances are washed away. Voltage is then applied to the electrode, which induces chemiluminescent emission that is measured by a photomultiplier. Results are obtained by comparing this measurement against the calibration curve. The Roche E Modular NT-proBNP assay standardization is traceable to an internal Roche standard. Assigned values for calibrators are traceable to this standardization. The Roche NT-proBNP assay is automated and more precise than the Biosite BNP assay used previously. In addition, in vitro NT-proBNP is more stable than BNP.(Package insert: ProBNP II, Roche Diagnostics;V 12.0. 07/2021) | Same day/1 to 2 days | 7 days | This test has been cleared, approved, or is exempt by the US Food and Drug Administration and is used per manufacturer's instructions. Performance characteristics were verified by Mayo Clinic in a manner consistent with CLIA requirements. | 83880 | NT-Pro BNP, S | 83107-3 | PBNP1 | NT-Pro BNP, S | 83107-3
NTRK | NTRK Gene Fusion Panel, Tumor | Identifying solid tumors that may respond to targeted therapies by simultaneously assessing for fusions involving targeted regions of theNTRK1,NTRK2,andNTRK3genes resulting in fusion transcripts. This test isnot useful forhematologic malignancies. | Polymerase Chain Reaction (PCR)-based Next-Generation Sequencing (NGS) | Yes | NTRK Gene Fusion Panel | When this test is ordered, slide review will always be performed at an additional charge. | This assay requires at least 10% tumor nuclei. -Preferred amount of tumor area with sufficient percent tumor nuclei: tissue 144 mm(2) -Minimum amount of tumor area: tissue 36 mm(2). -These amounts are cumulative over up to 10 unstained slides and must have adequate percent tumor nuclei. -Tissue fixation: 10% neutral buffered formalin, not decalcified -For specimen preparation guidance, seeTissue Requirement for Solid Tumor Next-Generation Sequencing. In this document, the sizes are given as 4 mm x 4 mm x 10 slides as preferred: approximate/equivalent to 144 mm(2) and the minimum as 3 mm x 1 mm x 10 slides: approximate/equivalent to 36 mm(2). Preferred: Specimen Type:Tissue block Collection Instructions:Submit a formalin-fixed, paraffin-embedded tissue block with acceptable amount of tumor tissue. Acceptable: Specimen Type:Tissue slide Slides:1 stained and 10 unstained Collection Instructions:Submit 1 slide stained with hematoxylin and eosin and 10 unstained, nonbaked slides with 5-micron thick sections of the tumor tissue. Note:The total amount of required tumor nuclei can be obtained by scraping up to 10 slides from the same block. | See Specimen Required | Targeted cancer therapies are defined as antibody or small molecule drugs that block the growth and spread of cancer by interfering with specific cell molecules involved in tumor growth and progression. Multiple targeted therapies have been approved by the US Food and Drug Administration for treatment of specific cancers. Molecular genetic profiling is often needed to identify targets amenable to targeted therapies and to minimize treatment costs and therapy-associated risks. Fusions involving theNTRK1,NTRK2,andNTRK3genes (ie, NTRK gene fusions) are oncogenic drivers of multiple types of pediatric and adult solid tumors. In solid tumors, the presence of anNTRKgene fusion is a biomarker for response to tropomyosin receptor kinase (TRK) inhibitor therapies. This test assesses for fusions involving targeted regions ofNTRK1,NTRK2,andNTRK3genes. The results of this test can be useful in guiding treatment of individuals with advanced solid tumors. See Method Description for details regarding the targeted gene regions evaluated by this test. | An interpretive report will be provided. | The interpretation of molecular biomarker analysis includes an overview of the results and the associated diagnostic, prognostic, and therapeutic implications. | This test is not designed to differentiate between somatic and germline alterations. Additional testing may be necessary to clarify the significance of results if there is a potential hereditary risk. A negative (wildtype) result does not rule out the presence of a rearrangement (fusion) that may be present but below the limits of detection of this assay. The analytical sensitivity of this assay is a minimum coverage of 10 targeted fusion reads with 5 unique fusion molecules in a sample with 10% or greater tumor content. Only gene rearrangements (fusions) involving targeted regions inNTRK1, NTRK2,andNTRK3geneswill be detected. This test does not detect point mutations, insertion/deletion mutations, large single or multiexon deletions or duplications, or genomic copy number variants in any of the genes tested. Rare alterations (ie, polymorphisms) may be present that could lead to false-negative or false-positive results. Test results should be interpreted in the context of clinical findings, tumor sampling, and other laboratory data. If results obtained do not match other clinical or laboratory findings, contact the laboratory for an updated interpretation. Misinterpretation of results may occur if the information provided is inaccurate or incomplete. Reliable results are dependent on adequate specimen collection and processing. This test has been validated on formalin-fixed, paraffin-embedded tissues; other types of fixatives are discouraged. Improper treatment of tissues, such as decalcification, may cause polymerase chain reaction failure. | 1. Drilon A, Laetsch TW, Kummar S. Efficacy of Larotrectinib in TRK fusion-positive cancers in adults and children. N Engl J Med. 2018;378(8):731-739.doi:10.1056/NEJMoa1714448 2. Cocco E, Scaltriti M, Drilon A. NTRK fusion-positive cancers and TRK inhibitor therapy. Nat Rev Clin Oncol. 2018;15(12):731-747.doi:10.1038/s41571-018-0113-0 | Next-generation sequencing (NGS) is performed to testfor the presence of fusions involving targeted regions inNTRK1, NTRK2,andNTRK3genes. Fusion gene nomenclature is based on a custom reference sequence using genome build GRCh37 (hg19). SeeNTRKRNA Targeted Gene Fusionsfor details regarding the targeted gene regions identified by this test.(Unpublished Mayo method) | 14 to 21 days | FFPE tissue block: Unused portions of FPPE blocks will be returned; Unused, unstained slides: 5 years; Stained slides: Indefinitely | This test was developed and its performance characteristics determined by Mayo Clinic in a manner consistent with CLIA requirements. It has not been cleared or approved by the US Food and Drug Administration. | 8119488381 | NTRK Gene Fusion Panel | 93813-4 | 606768 | Released By | 18771-6
NTRKM | NTRK Genes Mutation Analysis, Next-Generation Sequencing, Tumor | IdentifyingNTRKmutations that may predict resistance to Trk inhibitors | Sequence Capture Next-Generation Sequencing (NGS) | Yes | NTRK Genes Mutation Analysis, Tumor | When this test is ordered, slide review will always be performed at an additional charge. | This assay requires at least 20% tumor nuclei. -Preferred amount of tumor area with sufficient percent tumor nuclei: tissue 216 mm(2) -Minimum amount of tumor area: tissue 36 mm(2) -These amounts are cumulative over up to 10 unstained slides and must have adequate percent tumor nuclei. -Tissue fixation: 10% neutral buffered formalin, not decalcified -For specimen preparation guidance, seeTissue Requirement for Solid Tumor Next-Generation Sequencing. In this document, the sizes are given as 4 mm x 4 mm x 10 slides as preferred: approximate/equivalent to 144 mm(2) and the minimum as 3 mm x 1 mm x 10 slides: approximate/equivalent to 36 mm(2). Preferred: Specimen Type:Tissue block Collection Instructions: Submit a formalin-fixed, paraffin-embedded tissue block with acceptable amount of tumor tissue. Acceptable: Specimen Type:Tissue slide Slides: 1 Stained and 10 unstained Collection Instructions: Submit 1 slide stained with hematoxylin and eosin and 10 unstained, nonbaked slides with 5-micron thick sections of the tumor tissue. Note:The total amount of required tumor nuclei can be obtained by scraping up to 10 slides from the same block. Additional Information: Unused unstained slides will not be returned. Specimen Type:Cytology slide (direct smears or ThinPrep) Slides:1 to 3 Slides Collection Instructions:Submit 1 to 3 slides stained and coverslipped with a preferred total of 5000 nucleated cells or a minimum of at least 3000 nucleated cells. Note:Glass coverslips are preferred; plastic coverslips are acceptable but will result in longer turnaround times. Additional Information: Cytology slides will not be returned. | See Specimen Required | TheNTRK1,NTRK2, andNTRK3genes encode the tropomyosin receptor kinases TrkA, TrkB, and TrkC, respectively. Fusions of theNTRKgenes with a variety of 5' (upstream) partner genes upregulate Trk kinase activity and contribute to tumorigenesis.NTRKgene fusions have been reported in diverse tumor types.Numerous US Food and Drug Administration approved pan-Trk inhibitors have been developed for the treatment of tumors withNTRKgene fusions.However, resistance to Trk inhibition can occur through the development ofNTRKgene mutations. This test can be used to identifyNTRKresistance mutations to aid in the management of these patients. Second generation Trk inhibitors have been developed to overcome resistance to the first-generation inhibitors. | An interpretive report will be provided. | The interpretation of molecular biomarker analysis includes an overview of the results and the associated diagnostic, prognostic, and therapeutic implications. | This test cannot differentiate between somatic and germline alterations. Additional testing may be necessary to clarify the significance of results if there is a potential hereditary risk. DNA variants of uncertain significance may be identified. A negative result does not rule out the presence of a variant that may be present but below the limits of detection of this assay. The analytical sensitivity of this assay for sequence reportable alterations is 5% mutant allele frequency with a minimum coverage of 500X in a sample with 20% or more tumor content. Point mutations and small insertion/deletion mutations will be detected in theTERTpromoter region only. This test does not detect large single or multi-exon deletions or duplications or genomic copy number variants inTERTpromoter region. Variant allele frequency (VAF) is the percentage of sequencing reads supporting a specific variant divided by the total sequencing reads at that position. In somatic testing, VAF should be interpreted in the context of several factors including, but not limited to, tumor purity/heterogeneity/copy number status (ploidy, gains/losses, loss of heterozygosity) and sequencing artifact/misalignment.(1,2) Rare polymorphisms may be present that could lead to false-negative or false-positive results. The presence or absence of a variant may not be predictive of response to therapy in all patients. Test results should be interpreted in the context of clinical, tumor sampling, histopathological, and other laboratory data. If results obtained do not match other clinical or laboratory findings, contact the laboratory for discussion. Misinterpretation of results may occur if the information provided is inaccurate and/or incomplete. Reliable results are dependent on adequate specimen collection and processing. This test has been validated on cytology slides and formalin-fixed, paraffin-embedded tissues; other types of fixatives are discouraged. Improper treatment of tissues, such as decalcification, may causepolymerase chain reactionfailure. | 1. Strom SP. Current practices and guidelines for clinical next-generation sequencing oncology testing. Cancer Biol Med. 2016;13(1):3-11. doi:10.28092/j.issn.2095-3941.2016.0004 2. Spurr L, Li M, Alomran N, et al. Systematic pan-cancer analysis of somatic allele frequency. Sci Rep. 2018;8(1):7735. Published 2018 May 16. doi:10.1038/s41598-018-25462-0 3. WHO Classification of Tumours Editorial Board: Central nervous system tumours. 5th ed. World Health Organization; 2021. WHO Classification of Tumours. Vol 6. 4. Killela PJ, Reitman ZJ, Jiao Y, et al. TERT promoter mutations occur frequently in gliomas and a subset of tumors derived from cells with low rates of self-renewal. Proc Natl Acad Sci USA. 2013;110(15):6021-6026 5. Koelsche C, Sahm F, Capper D, et al. Distribution of TERT promoter mutations in pediatric and adult tumors of the nervous system. Acta Neuropathol. 2013;126(6):907-915 6. Eckel-Passow JE, Lachance DH, Molinaro AM, et al. Glioma groups based on 1p/19q, IDH, and TERT promoter mutations in tumors. N Engl J Med. 2015;372(26):2499-2508 7. Cancer Genome Atlas Research Network, Brat DJ, et al. Comprehensive, integrative genomic analysis of diffuse lower-grade gliomas. N Engl J Med. 2015;372(26):2481-2498 8. Huang FW, Hodis E, Xu MJ, Kryukov GV, Chin L, Garraway LAl. Highly recurrent TERT promoter mutations in human melanoma. Science. 2013;339(6122):957-959 9. Schulze K, Imbeaud S,Letouze E, et al. Exome sequencing of hepatocellular carcinomas identifies new mutational signatures and potential therapeutic targets. Nat Genet. 2015;47(5):505-511 | Next-generation sequencing is performed to evaluate the presence of a mutation in all coding regions of theNTRK1, NTRK2,andNTRK3genes.(Unpublished Mayo method) A pathology review and macro dissection to enrich for tumor cells is performed prior to slide scraping. | 12 to 20 days | FFPE tissue block: Unused portions of blocks will be returned 10 to 14 days after testing is complete; FFPE tissue/cytology slides: Unused slides are stored indefinitely; Digital images are obtained and stored for all slides used in testing. | This test was developed and its performance characteristics determined by Mayo Clinic in a manner consistent with CLIA requirements. It has not been cleared or approved by the US Food and Drug Administration. | 88381-Microdissection, manual81479 | NTRK Genes Mutation Analysis, Tumor | 105596-1 | 619711 | Released By | 18771-6
NMRLP | Nuclear Magnetic Resonance Lipoprotein Profile, Serum | Assessment and management of a patient's risk for atherosclerotic cardiovascular disease Identifying residual risk that may be present in some patients on cholesterol targeting treatment | Nuclear Magnetic Resonance (NMR) | Yes | NMR Lipoprotein Profile, S | Serum Red | Patient Preparation: 1.Fasting overnight(12-14 hours)isrequired. On night before examination, evening meal should be eaten before 6 p.m. and should contain no fatty foods. 2. Patient must not consume any alcohol for 24 hours before the specimen is collected. Collection Container/Tube:Red top (serum gel/SST arenot acceptable) Submission Container/Tube:Plastic vial Specimen Volume:1.5 mL Collection Instructions: 1. Allow isopropyl alcohol (from phlebotomy site prep) to dry thoroughly before venipuncture. 2. Centrifuge and aliquot serum into a plastic vial. | 1 mL | Low-density lipoprotein particle (LDL-P) concentration is positively associated with increased risk of atherosclerotic cardiovascular disease (ASCVD). LDL-P is heterogeneous and contains many lipids and proteins, including phospholipids, triglycerides, and cholesterol. LDL cholesterol is a surrogate biomarker of LDL-P. LDL cholesterol is the historical measure of atherogenic lipid burden. There is a large variance in the relative amount of cholesterol carried by each LDL-P. Consequently, subjects with similar LDL cholesterol values can have markedly different serum concentrations of LDL-P. Multiple studies have shown that serum concentrations of LDL-P more accurately reflect actual risk of ASCVD when LDL cholesterol values are discrepant. High-density lipoprotein particle (HDL-P) concentration is inversely associated with risk of ASCVD. HDL cholesterol is also inversely associated with ASCVD, since it is a surrogate marker for HDL-P. Like other lipoproteins, HDL-P is heterogeneous, and particles contain highly variable proportions of proteins and lipids, including phospholipids, sphingolipids, and cholesterol. Several large clinical studies have shown that HDL-P is more significantly associated with ASCVD risk than HDL cholesterol. Furthermore, HDL-P remains significantly associated with ASCVD even among subjects taking cholesterol-lowering medications. HDL-P more accurately reflects actual risk of ASCVD when HDL cholesterol values are discrepant. | > or =18 years: LDL Particles: Desirable: <1,000 nmol/L Above Desirable: 1,000-1,299 nmol/L Borderline high: 1,300-1,599 nmol/L High: 1,600-2,000 nmol/L Very high: > or =2,000 nmol/L HDL Particles: Male: >30 mcmol/L Female: >35 mcmol/L LDL Cholesterol (NMR): Desirable: <100 mg/dL Above Desirable: 100-129 mg/dL Borderline high: 130-159 mg/dL High: 160-189 mg/dL Very high: > or =190 mg/dL Reference values have not been established for patients younger than 18 years of age. | Elevated concentrations of low-density lipoprotein particle (LDL-P) are associated with increased risk of atherosclerotic cardiovascular disease. LDL-P is a more accurate indicator of risk when LDL cholesterol is discordantly low. Lower concentrations of high-density lipoprotein particle are associated with increased risk of atherosclerotic cardiovascular disease. | Failure to follow specimen collection requirements may prevent measurable results. | 1. Mora S, Glynn RJ, Ridker PM. High-density lipoprotein cholesterol, size, particle number, and residual vascular risk after potent statin therapy. Circulation. 2013;128(11):1189-1197. doi:10.1161/CIRCULATIONAHA.113.002671 2. Lawler PR, Akinkuolie AO, Ridker PM, et al. Discordance between circulating atherogenic cholesterol mass and lipoprotein particle concentration in relation to future coronary events in women. Clin Chem. 2017;63(4):870-879. doi:10.1373/clinchem.2016.264515 3. Akinkuolie AO, Paynter NP, Padmanabhan L, Mora S: High-density lipoprotein particle subclass heterogeneity and incident coronary heart disease. Circ Cardiovasc Qual Outcomes. 2014;Jan;7(1):55-63. doi:10.1161/CIRCOUTCOMES.113.000675 4. Tehrani DM, Zhao Y, Blaha MJ, et al. Discordance of ow-density lipoprotein and high-density lipoprotein cholesterol particle versus cholesterol concentration for the prediction of cardiovascular disease in patients with metabolic syndrome and diabetes mellitus. Am J Cardiol. 2016;117(12):1921-1927. doi:10.1016/j.amjcard.2016.03.040 5. Mackey RH, Greenland P, Goff DC, Lloyd-Jones D, Sibley CT, Mora S. High-density lipoprotein cholesterol and particle concentrations, carotid atherosclerosis, and coronary events. J Am Coll Cardiol. 2012;60(6):508-516. doi:10.1016/j.jacc.2012.03.060 6. Otvos JD, Shalaurova I, Freedman DS, Rosenson RS. Effects of pravastatin treatment on lipoprotein subclass profiles and particle size in the PLAC-I trial. Atherosclerosis. 2002;160:41-48 7. Khera AV, Demler OV, Adelman SJ, et al. Cholesterol efflux capacity, high-density lipoprotein particle number, and incident cardiovascular events: an analysis from the JUPITER trial (Justification for the use of statins in prevention: An intervention trial evaluating rosuvastatin). Circulation. 2017;135(25):2494-2504. doi:10.1161/CIRCULATIONAHA.116.025678 | Lipoprotein particles are quantified in serum by nuclear magnetic resonance (NMR). The deconvoluting algorithm used is the AXINON Mayo LP Profiler software.(Instruction manual: AXINON System User Manual Version 1.3.2, 03/2018) | 2 to 7 days | 7 days | This test was developed and its performance characteristics determined by Mayo Clinic in a manner consistent with CLIA requirements. It has not been cleared or approved by the US Food and Drug Administration. | 83704 | NMR Lipoprotein Profile, S | In Process | 606169 | LDL Cholesterol (NMR), S | 2089-1
NMITO | Nuclear Mitochondrial Gene Panel, Next-Generation Sequencing, Varies | Diagnosing the subset of mitochondrial disease that results from variants in the nuclear-encoded genes A second-tier test for patients in whom previous targeted gene variant analyses for specific mitochondrial disease-related genes were negative Identifying variants within genes of the nuclear genome that are known to be associated with mitochondrial disease, allowing for predictive testing of at-risk family members | Sequence Capture and Targeted Next-Generation Sequencing (NGS) followed by Polymerase Chain Reaction (PCR) and Sanger Sequencing | Yes | Nuclear Mitochondrial Gene Panel | If skin biopsy is received, fibroblast culture will be added at an additional charge.If viable cells are not obtained, the client will be notified. | Patient Preparation:A previous bone marrow transplant from an allogenic donor will interfere with whole blood or dried blood spot testing. For instructions for testing patients who have received a bone marrow transplant, call 800-533-1710. Submit only 1 of the following specimens: Specimen Type:Whole blood Container/Tube:Lavender top (EDTA) or yellow top (ACD) Specimen Volume:3 mL Collection Instructions: 1. Invert several times to mix blood. 2. Send whole specimen in original tube.Do not aliquot. Specimen Stability Information:Ambient (preferred) 4 days/Refrigerated 4 days Specimen Type: Skin biopsy Supplies: Fibroblast Biopsy Transport Media (T115) Container/Tube: Sterile container with any standard cell culture media (eg, minimal essential media, RPMI 1640). The solution should be supplemented with 1% penicillin and streptomycin. Specimen Volume: 4-mm punch Specimen Stability Information: Refrigerated (preferred)/Ambient Additional Information:A separate culture charge will be assessed under CULFB / Fibroblast Culture for Biochemical or Molecular Testing, Chorionic Villi/Products of Conception/Tissue. An additional 3 to 4 weeks is required to culture fibroblasts before genetic testing can occur. SpecimenType: Cultured fibroblast Container/Tube: T-25 flask SpecimenVolume: 2 Flasks CollectionInstructions: Submit confluent cultured fibroblast cells from a skin biopsy from another laboratory. Cultured cells from a prenatal specimen will not be accepted. Specimen Stability Information: Ambient (preferred)/Refrigerated (<24 hours) Additional Information:A separate culture charge will be assessed under CULFB / Fibroblast Culture for Biochemical or Molecular Testing, Chorionic Villi/Products of Conception/Tissue. An additional 3 to 4 weeks is required to culture fibroblasts before genetic testing can occur. | Blood: 1 mL; Skin biopsy or cultured fibroblasts: See Specimen Required | The mitochondrion occupies a unique position in eukaryotic biology. It is the site of energy metabolism, and it is the sole subcellular organelle that is composed of proteins derived from 2 genomes, mitochondrial and nuclear. A group of hereditary disorders due to variants in either the mitochondrial genome or nuclear mitochondrial genes has been well characterized. The diagnosis of mitochondrial disease can be particularly challenging as the presentation can occur at any age, involve virtually any organ system, and be associated with widely varying severities. Due to the considerable overlap in the clinical phenotypes of various mitochondrial disorders, it is often difficult to distinguish these specific inherited disorders without genetic testing. This test utilizes massively parallel sequencing, also termed next-generation sequencing, to analyze 221 nuclear-encoded genes implicated in mitochondrial disease. The utility of this test is to assist in the diagnosis of the subset of mitochondrial diseases that result from variants in the nuclear genes encoding mitochondrial proteins. This includes disorders of mitochondrial protein synthesis, disorders of coenzyme Q10 biosynthesis, disorders of the respiratory chain complexes and disorders of mitochondrial DNA (mtDNA) maintenance (ie, mtDNA depletion disorders). | An interpretive report will be provided | All detected variants are evaluated according to American College of Medical Genetics and Genomics recommendations.(1) Variants are classified based on known, predicted, or possible pathogenicity and reported with interpretive comments detailing their potential or known significance. | Clinical Correlations: Test results should be interpreted in the context of clinical findings, family history, and other laboratory data. Misinterpretation of results may occur if the information provided is inaccurate or incomplete. If testing was performed because of a clinically significant family history, it is often useful to first test an affected family member. Detection of a reportable variant in an affected family member would allow for more informative testing of at-risk individuals. To discuss the availability of additional testing options or for assistance in the interpretation of these results, contact the Mayo Clinic Laboratories genetic counselors at 800-533-1710. Technical Limitations: Next-generation sequencing may not detect all types of genomic variants. In rare cases, false-negative or false-positive results may occur. The depth of coverage may be variable for some target regions; assay performance below the minimum acceptable criteria or for failed regions will be noted. Given these limitations, negative results do not rule out the diagnosis of a genetic disorder. If a specific clinical disorder is suspected, evaluation by alternative methods can be considered. There may be regions of genes that cannot be effectively evaluated by sequencing or deletion and duplication analysis as a result of technical limitations of the assay, including regions of homology, high guanine-cytosine (GC) content, and repetitive sequences. Confirmation of select reportable variants will be performed by alternate methodologies based on internal laboratory criteria. This test is validated to detect 95% of deletions up to 75 base pairs (bp) and insertions up to 47 bp. Deletions-insertions (delins) of 40 or more bp, including mobile element insertions, may be less reliably detected than smaller delins. Deletion/Duplication Analysis: This analysis targets single and multi-exon deletions/duplications; however, in some instances single exon resolution cannot be achieved due to isolated reduction in sequence coverage or inherent genomic complexity. Balanced structural rearrangements (such as translocations and inversions) may not be detected. This test is not designed to detect low levels of mosaicism or to differentiate between somatic and germline variants. If there is a possibility that any detected variant is somatic, additional testing may be necessary to clarify the significance of results. Genes may be added or removed based on updated clinical relevance. For detailed information regarding gene-specific performance and technical limitations, see Method Description or contact a laboratory genetic counselor. If the patient has had an allogeneic hematopoietic stem cell transplant or a recent heterologous blood transfusion, results may be inaccurate due to the presence of donor DNA. Call Mayo Clinic Laboratories for instructions for testing patients who have received a bone marrow transplant. Reclassification of Variants: Currently, it is not standard practice for the laboratory to systematically review previously classified variants on a regular basis. The laboratory encourages healthcare providers to contact the laboratory at any time to learn how the classification of a particular variant may have changed over time. Due to broadening genetic knowledge, it is possible that the laboratory may discover new information of relevance to the patient. Should that occur, the laboratory may issue an amended report. Variant Evaluation: Evaluation and categorization of variants are performed using published American College of Medical Genetics and Genomics and the Association for Molecular Pathology recommendations as a guideline.(1) Other gene-specific guidelines may also be considered. Variants are classified based on known, predicted, or possible pathogenicity and reported with interpretive comments detailing their potential or known significance. Variants classified as benign or likely benign are not reported. Multiple in silico evaluation tools may be used to assist in the interpretation of these results. The accuracy of predictions made by in silico evaluation tools is highly dependent upon the data available for a given gene, and periodic updates to these tools may cause predictions to change over time. Results from in silico evaluation tools should be interpreted with caution and professional clinical judgment. Rarely, incidental or secondary findings may implicate another predisposition or presence of active disease. These findings will be carefully reviewed to determine whether they will be reported. | 1. Richards S, Aziz N, Bale S, et al. Standards and guidelines for the interpretation of sequence variants: a joint consensus recommendation of the American College of Medical Genetics and Genomics and the Association for Molecular Pathology. Genet Med. 2015;17(5):405-424 2. Munnich A, Rotig A, Cormier-Daire V, Rustin P. Clinical presentation of respiratory chain deficiency. In: Valle D, Antonarakis S, Ballabio A, Beaudet AL, Mitchell GA, eds. The Online Metabolic and Molecular Basis of Inherited Disease. McGraw-Hill; 2019. Accessed March 8, 2024. https://ommbid.mhmedical.com/content.aspx?bookid=2709&sectionid=225086827 3. Wong LJ. Molecular genetics of mitochondrial disorders. Dev Disabil Res Rev. 2010;16(2):154-162 4. Barca E, Long Y, Cooley V, et al. Mitochondrial disease in North America: An analysis of the NAMDC Registry. Neurol Genet. 2020;6(2):e402 | Next-generation sequencing (NGS) and/or Sanger sequencing are performed to test for the presence of variants in coding regions and intron/exon boundaries of the genes analyzed, as well as some other regions that have known disease-causing variants. The human genome reference GRCh37/hg19 build was used for sequence read alignment. At least 99% of the bases are covered at a read depth over 30X. Sensitivity is estimated to be over 99% for single nucleotide variants, over 94% for deletions-insertions (delins) less than 40 base pairs (bp), and over 95% for deletions up to 75 bp and insertions up to 47 bp. NGS and/or a polymerase chain reaction-based quantitative method is performed to test for the presence of deletions and duplications in the genes analyzed. There may be regions of genes that cannot be effectively evaluated by sequencing or deletion and duplication analysis as a result of technical limitations of the assay, including regions of homology, high guanine-cytosine (GC) content, and repetitive sequences. SeeTargeted Genes and Methodology Details for Nuclear Mitochondrial Gene Panel, Next-Generation Sequencing, Variesfor details regarding the targeted genes analyzed for each test and specific gene regions not routinely covered.(Unpublished Mayo method) Confirmation of select reportable variants may be performed by alternate methodologies based on internal laboratory criteria. Genes analyzed:AARS2, ABAT, ABCB7, ACACA, ACAD9, ACO2, AFG3L2, AGK, AIFM1, ALDH3A2, APOPT1(COA8), APTX, ATP5F1A, ATP5F1E, ATPAF2, AUH, BCS1L, BOLA3, C12orf65(MTRFR), CA5A, CARS2, CHAT, CHCHD10, CLPP, COA5, COA6, COA8(APOPT1), COASY, COQ2, COQ4, COQ6, COQ7, COQ8A, COQ8B, COQ9, COX10, COX14, COX15, COX20, COX4I1, COX4I2, COX6A1, COX6A2, COX6B1, COX7B, COX8A, CPT1C, CYC1, D2HGDH, DARS2, DGUOK, DLAT, DLD, DNA2, DNAJC19, DNM1L, EARS2, ELAC2, ETFA, ETFB, ETFDH, ETHE1, FARS2, FASTKD2, FBXL4, FDX2, FDXR, FH, FOXRED1, FXN, GAMT, GARS1, GCDH, GDAP1, GFER, GFM1, GFM2, GLYCTK, GPT2, GTPBP3, HARS2, HIBCH, HK1, HSPD1, IARS2, IBA57, IDH2, INF2, ISCU, L2HGDH, LARS2, LIAS, LRPPRC, LYRM4, LYRM7, MARS2, MFF, MGME1, MICU1, MPC1, MPV17, MRPL3, MRPL44, MRPS16, MRPS2, MRPS22, MRPS7, MSTO1, MTFMT, MTO1, MTPAP, MTRFR(C12orf65), NARS2, NBAS, NDUFA1, NDUFA10, NDUFA11, NDUFA12, NDUFA13, NDUFA2, NDUFA4, NDUFA9, NDUFAF1, NDUFAF2, NDUFAF3, NDUFAF4, NDUFAF5, NDUFAF6, NDUFB3, NDUFB9, NDUFS1, NDUFS2, NDUFS3, NDUFS4, NDUFS6, NDUFS7, NDUFS8, NDUFV1, NDUFV2, NFU1, NR2F1, NUBPL, OGDH, OPA1, OPA3, OXCT1, PANK2, PARS2, PC, PCK2, PDHA1, PDHB, PDHX, PDP1, PDSS1, PDSS2, PET100, PNKD, PNPT1, POLG, POLG2, PTRH2, PUS1, QARS1, RARS1, RARS2, RMND1, RNASEH1, RRM2B, RTN4IP1, SACS, SARS2, SCO1, SCO2, SDHAF1, SERAC1, SFXN4, SLC19A3, SLC25A1, SLC25A12, SLC25A19, SLC25A22, SLC25A26, SLC25A3, SLC25A4, SLC25A42, SLC25A46, SLC52A2, SLC9A6, SOD1, SPG7, SUCLA2, SUCLG1, SUGCT, SURF1, TACO1, TAFAZZIN(TAZ), TARS2, TAZ(TAFAZZIN), TFAM, TIMM8A, TK2, TMEM126A, TMEM126B, TMEM70, TOP3A, TPK1, TRIT1, TRMT10C, TRMU, TRNT1, TSFM, TTC19, TUFM, TWNK, TYMP, UQCC2, UQCRB, UQCRC2, UQCRQ, VARS2, WDR45, XPNPEP3,andYARS2 | 21 to 35 days | Whole blood: 2 weeks (if available); Extracted DNA: 3 months; Cultured fibroblasts: 1 month | This test was developed and its performance characteristics determined by Mayo Clinic in a manner consistent with CLIA requirements. It has not been cleared or approved by the US Food and Drug Administration. | 81440 | Nuclear Mitochondrial Gene Panel | 101152-7 | 617102 | Released By | 18771-6
NPM1Q | Nucleophosmin (NPM1) Mutation Analysis, Varies | As a prognostic indicator in patients with newly diagnosed acute myelogenous leukemia with normal karyotype and noFLT3variant and as a leukemia-specific marker of minimal residual disease | RNA: Reverse-Transcription Quantitative PCR (RT-qPCR) DNA: Polymerase Chain Reaction (PCR) with Fragment Analysis by Capillary Gel Electrophoresis | Yes | NPM1 Mutation Analysis, V | The assay is composed of 2 parts: | Submit only 1 of the following specimens: Specimen Type:Blood Container/Tube:Lavender top (EDTA) or yellow top (ACD-B) Specimen Volume:10 mL Collection Instructions: 1. Invert several times to mix blood. 2. Send whole blood specimen in original tube.Do not aliquot. 3. Label specimen as blood. Specimen Type:Bone marrow Container/Tube:Lavender top (EDTA) or yellow top (ACD-B) Specimen Volume:4 mL Collection Instructions: 1. Invert several times to mix bone marrow. 2. Send bone marrow specimen in original tube.Do not aliquot. 3. Label specimen as bone marrow. | Blood: 8 mL; Bone marrow: 2 mL | Acute myeloid leukemia (AML) is a genetically heterogeneous group of neoplasms. While cytogenetic aberrations detected at the time of diagnosis are the most used prognostic feature, approximately 50% of AML cases show a normal karyotype, which is considered an intermediate-risk feature. Within this group,FLT3variants are considered indicators of poor prognosis. However, in the absence of aFLT3variant, the presence of aNPM1variant is associated with a more favorable prognosis. ANPM1alteration is a common finding inde novoAML (25%-30% of cases) and consists of small insertion (typically 4 base pairs) or deletion/insertion events involving exon 12. Three variants are highly recurrent, termed types A, B, and D, and together account for approximately 90% ofNPM1alterations inde novoAML. Thus, in patients with newly diagnosed AML, those with normal karyotype, noFLT3variant, and aNPM1alteration are considered to have a better prognosis than patients in the same group with neoplasms lacking aNPM1alteration. Furthermore, the presence of aNPM1alteration serves as a sensitive marker for evaluating minimal disease and therapeutic response following treatment. | An interpretive report will be provided. | The assay incorporates 2 parts: a qualitative screen for exon 12NPM1alterations and a quantitative reverse transcription polymerase chain reaction (RT-PCR) assay to determine the copy number ofNPM1transcripts (relative toABL1reference messenger RNA [mRNA]). This strategy will allow for identification of theNPM1alteration at diagnosis, as well as a high sensitivity method to monitor patients who are post-therapy for minimal residual disease. Results will therefore be interpreted with integration of the quantitative and qualitative test results in the context ofNPM1alteration type identified at the time of AML diagnosis if available. Because the quantitative RT-PCR component only reliably detects and quantifies the 3 most common variant types (A, B, D), there is a very small possibility that the qualitative assay may indicate the presence of anNPM1alteration, but the quantitative assay will be (falsely) negative. In patients with newly diagnosed acute myeloid leukemia, a normal karyotype, and noFLT3variant, the presence of anNPM1alteration is an indicator of a more favorable prognosis. Similarly, following chemotherapy, the presence, relative quantity, and trend of change ofNPM1mRNA transcript is associated with risk of disease relapse. | Because of the design of this assay, a very small number ofNPM1alterations at diagnosis may not be detected by the more targeted quantitative polymerase chain reaction component. In that setting, the qualitative part of the test can be used for limited minimal residual disease assessment, although the sensitivity is much lower (approximately 5% at the DNA level). | 1. Heath EM, Chan SM, Minden MD, Murphy T, Shlush LI, Schimmer AD. Biological and clinical consequences of NPM1 mutations in AML. Leukemia. 2017;31(4):798-807. doi:10.1038/leu.2017.30 2. Kronke J, Schlenck RF, Jensen KO, et al. Monitoring of minimal residual disease in NPM1-mutated acute myeloid leukemia: a study from the German-Austrian acute myeloid leukemia study group. J Clin Oncol. 2011;29(19):2709-2716. doi:10.1200/JCO.2011.35.0371 3. Ivey A, Hills RK, Simpson MA, et al. Assessment of minimal residual disease in standard-risk AML. N Engl J Med. 2016;374(5):422-433. doi:10.1056/NEJMoa1507471 4. Shayegi N, Kramer M, Bornhauser M, et al. The level of residual disease based on mutant NPM1 is an independent prognostic factor for relapse and survival in AML. Blood. 2013;122(1):83-92. doi:10.1182/blood-2012-10-461749 | RNA is extracted from blood or bone marrow and reverse transcription is performed. Real time quantitative polymerase chain reaction (PCR) is performed from complementary DNA template using the LC480 instrument platform (Roche). This assay targets the most common recurrentNPM1alterations in acute myeloid leukemia (A, B, and D insertion variants). The quantitative value ofNPM1messenger RNA copy number is determined relative toABL1as the reference transcript using the delta-delta CT method. The reproducible analytical sensitivity (limit of detection) of this part of the assay is approximately 0.01%. DNA is extracted from blood or bone marrow, and a PCR assay is performed using primers that amplify a fragment ofNPM1DNA containing the region susceptible to insertion variant. One of the PCR primers contains a fluorescent label. The amplified fragments are size separated by capillary electrophoresis. Wild typeNPM1produces a fragment length of 187 base pairs (bp). PCR fragments containing an insertional variant are observed as larger fragments, most typically 191 bp, as the majority of alterations are 4 bp insertions. The analytical sensitivity (limit of detection) of this part of the assay is approximately 5%.(Unpublished Mayo method) | 10 to 14 days | Blood/bone marrow: 2 weeks; Extracted DNA and RNA: 3 months | This test was developed and its performance characteristics determined by Mayo Clinic in a manner consistent with CLIA requirements. It has not been cleared or approved by the US Food and Drug Administration. | 81310-NPM1(nucleophosmin) (eg, acute myeloid leukemia) gene analysis; exon 12 variants | NPM1 Mutation Analysis, V | 54448-6 | 605262 | Signing Pathologist | 19139-5
NUT | NUT Immunostain, Technical Component Only | Aiding in the diagnosis of nuclear protein in testis midline carcinoma | Immunohistochemistry (IHC) | Yes | NUT IHC, Tech Only | For the initial technical component only immunohistochemical (IHC) stain performed, the appropriate bill-only test ID will be reflexed and charged (IHTOI). For each additional technical component only IHC stain performed, an additional bill-only test ID will be reflexed and charged (IHTOA). | Supplies:Immunostain Technical Only Envelope (T693) Specimen Type:Tissue Container/Tube:Immunostains Technical Only Envelope Preferred:2 Unstained positively charged glass slide (25- x 75- x 1-mm) per test ordered; sections 4-microns thick. Acceptable:Formalin-fixed, paraffin-embedded tissue block |  | Nuclear protein in testis (NUT) is normally confined to the germ cells of the testis and ovary. A recently recognized cancer is NUT midline carcinoma (NMC), defined by the presence of chromosomal rearrangements involving theNUTgene on chromosome 15q14. NMCs are aggressive and highly lethal carcinomas that are very difficult to discern from other poorly differentiated carcinomas by morphology alone. |  | This test does not include pathologist interpretation, only technical performance of the stain. If interpretation is required, order PATHC / Pathology Consultation for a full diagnostic evaluation or second opinion of the case. The positive and negative controls are verified as showing appropriate immunoreactivity. If a control tissue is not included on the slide, a scanned image of the relevant quality control tissue is available upon request; call 855-516-8404. Interpretation of this test should be performed in the context of the patient's clinical history and other diagnostic tests by a qualified pathologist. | Age of a cut paraffin section can affect immunoreactivity. Stability thresholds vary widely among published literature and are antigen dependent. Best practice is for paraffin sections to be cut within 6 weeks. | 1. Davis BN, Karabakhtsian RG, Pettigrew AL, Arnold SM, French CA, Brill YM. Nuclear protein in testis midline carcinomas: a lethal and underrecognized entity. Arch Pathol Lab Med. 2011;135(11):1494-1498 2. Evans AG, French CA, Cameron MJ, et al. Pathologic characteristics of NUT midline carcinoma arising in the mediastinum. Am J Surg Pathol. 2012;36(8):1222-1227 3. French CA. NUT midline carcinoma. Cancer Genet Cytogenet. 2010;203(1):16-20 4. Haack H, Johnson LA, Fry CJ, et al. Diagnosis of NUT midline carcinoma using a NUT-specific monoclonal antibody. Am J Surg Pathol. 2009;33(7):984-991 5. Stelow EB. A review of NUT midline carcinoma. Head Neck Pathol. 2011;5:31-35 6. Magaki S, Hojat SA, Wei B, So A, Yong WH. An introduction to the performance of immunohistochemistry. Methods Mol Biol. 2019;1897:289-298. doi:10.1007/978-1-4939-8935-5_25 | Immunohistochemistry on sections of paraffin-embedded tissue.(Unpublished Mayo method) | 1 to 3 days |  | This test has been cleared, approved, or is exempt by the US Food and Drug Administration and is used per manufacturer's instructions. Performance characteristics were verified by Mayo Clinic in a manner consistent with CLIA requirements. | 88342-TC, primary88341-TC, if additional IHC | NUT IHC, Tech Only | Order only;no result | 70833 | NUT IHC, Tech Only | Bill only; no result
NUT1F | NUTM1 (15q14) Rearrangement, FISH, Tissue | IdentifyingNUTM1gene rearrangements in patients with nuclear protein in testis midline carcinoma to aid in confirming or excluding the diagnosis | Fluorescence In Situ Hybridization (FISH) | Yes | NUTM1 (15q14), FISH, Ts | This test does not include a pathology consult. If a pathology consultation is requested, PATHC / Pathology Consultation should be ordered and the appropriate fluorescence in situ hybridization (FISH) test will be ordered and performed at an additional charge. | Submit only 1 of the following specimens: Specimen Type:Tissue Container/Tube:Formalin-fixed, paraffin-embedded tumor tissue block Specimen Type:Slides Specimen Volume:4 Consecutive, unstained, 5 micron-thick sections placed on positively charged slides and 1 hematoxylin and eosin-stained slide | 2 consecutive, unstained, 5 micron- thick sections placed on positively charged slides, and 1 hematoxylin and eosin-stained slide. | Nuclear protein in testis (NUT) midline carcinomas (NMC) are rare aggressive tumors with rapid onset. Although NMC has been described in several anatomic sites, it is commonly observed in the head, neck, or thorax. These tumors are poorly differentiated and defined by rearrangement of theNUTM1gene on chromosome 15q14. In the majority of cases,NUTM1is rearranged in an apparently balanced translocation with theBRD4gene on chromosome 19p13.1; however, other partners forNUTM1rearrangement have been reported.NUTM1rearrangement has not been identified in other midline malignancies. Therefore, a separation ofNUTM1, in the proper clinical and histologic context, is diagnostic for NMC and can be confirmed by fluorescence in situ hybridization with NUT break-apart probes. | An interpretive report will be provided. | The presence ofNUTM1rearrangement confirms the diagnosis of nuclear protein in testis midline carcinomas (NMC) in the proper clinical and histologic context. The absence ofNUTM1rearrangement rules out the diagnosis of NMC in the proper clinical and histologic context. A positive result is detected when the percent of cells with an abnormality exceeds the normal cutoff for the probe set. A positive result suggests rearrangement of theNUTM1locus which, in conjunction with the proper clinical and histologic features, is diagnostic of NMC. A negative result suggests no rearrangement of theNUTM1gene region at 15q14. A confirmed diagnosis of NMC results in specific clinical management that may be distinct from the management of other carcinomas. | This test is not approved by the US Food and Drug Administration, and it is best used as an adjunct to existing clinical and pathologic information. This test is only intended to be used in the diagnosis of nuclear protein in testis midline carcinomas (NMC). The results of this test are intended to be interpreted in association with the pathologic and clinical findings. Fixatives other than formalin (eg, Prefer, Bouin) may not be successful for fluorescence in situ hybridization (FISH) assays, however non-formalin fixed samples will not be rejected. Paraffin-embedded tissues that have been decalcified are generally unsuccessful for FISH analysis. The pathologist reviewing the hematoxylin and eosin-stained slide may find it necessary to cancel testing. | 11. Bauer DE, Mitchell CM, Strait KM, et al: Clinicopathologic features and long-term outcomes of NUT midline carcinoma. Clin Cancer Res. 2012 Oct;18(20):5773-5779 2. Ziai J, French CA, Zambrano E: NUT gene rearrangement in a poorly-differentiated carcinoma of the submandibular gland. Head Neck Pathol. 2010 June;4(2):163-168 3. Herbert H, Johnson LA, Fry CJ, et al: Diagnosis of NUT midline carcinoma using a NUT-specific monoclonal antibody. Am J Surg Pathol. 2009 July;33(7):984-991 4. Stelow EB, Bellizzi AM, Taneja K, et al: NUT rearrangement in undifferentiated carcinomas of the upper aerodigestive tract. Am J Surg Pathol. 2008 Jun;32(6):828-834 5. French CA: NUT midline carcinoma. NatRev Cancer. 2014 Jan;14:149-150 | The test is performed using a laboratory-developedNUTM1(15q14) dual-color break-apart strategy probe (BAP). Formalin-fixed, paraffin-embedded tissues are cut at 5 microns and mounted on positively charged glass slides. The selection of tissue and the identification of target areas on the hematoxylin and eosin (H and E)-stained slide is performed by a pathologist. Using the H and E-stained slide as a reference, target areas are etched with a diamond-tipped etcher on the back of the unstained slide to be assayed. The probe set is hybridized to the appropriate target areas and 2 technologists each analyze 50 interphase nuclei (100 total) with the results expressed as the percent of abnormal nuclei.(Unpublished Mayo method) | 7 to 10 days | Slides and H and E used for analysis are retained by the laboratory in accordance to CAP and NYS requirements. Client provided paraffin blocks and extra unstained slides (if provided) will be returned after testing is complete. | This test was developed and its performance characteristics determined by Mayo Clinic in a manner consistent with CLIA requirements. It has not been cleared or approved by the US Food and Drug Administration. | 88271 x 2, 88291-DNA probe, each (first probe set), Interpretation and report88271 x 2-DNA probe, each; each additional probe set (if appropriate)88271 x 1-DNA probe, each; coverage for sets containing 3 probes (if appropriate)88271 x 2-DNA probe, each; coverage for sets containing 4 probes (if appropriate)88271 x 3-DNA probe, each; coverage for sets containing 5 probes (if appropriate)88274-w/modifier 52-Interphase in situ hybridization, <25 cells, each probe set (if appropriate)88274-Interphase in situ hybridization, 25 to 99 cells, each probe set (if appropriate)88275-Interphase in situ hybridization, 100 to 300 cells, each probe set (if appropriate) | NUTM1 (15q14), FISH, Ts | In Process | 92339 | Released By | 18771-6
NMEG | Nutmeg, IgE, Serum | Establishing the diagnosis of an allergy to nutmeg Defining the allergen responsible for eliciting signs and symptoms Identifying allergens: -Responsible for allergic response and/or anaphylactic episode -To confirm sensitization prior to beginning immunotherapy -To investigate the specificity of allergic reactions to insect venom allergens, drugs, or chemical allergens Testing for IgE antibodies isnot usefulin patients previously treated with immunotherapy to determine if residual clinical sensitivity exists, or in patients in whom the medical management does not depend upon identification of allergen specificity. | Fluorescence Enzyme Immunoassay (FEIA) | Yes | Nutmeg, IgE | Serum | Collection Container/Tube: Preferred:Serum gel Acceptable:Red top Submission Container/Tube:Plastic vial Specimen Volume:0.5 mL for every 5 allergens requested Collection Instructions:Centrifuge and aliquot serum into a plastic vial. | For 1 allergen: 0.3 mL More than 1 allergen: (0.05 mL x number of allergens) + 0.25 mL dead space | Clinical manifestations of immediate hypersensitivity (allergic) diseases are caused by the release of proinflammatory mediators (histamine, leukotrienes, and prostaglandins) from IgE-sensitized effector cells (mast cells and basophils) when cell-bound IgE antibodies interact with an allergen. In vitro serum testing for IgE antibodies provides an indication of the immune response to allergens that may be associated with allergic disease. The allergens chosen for testing often depend upon the age of the patient, history of allergen exposure, season of the year, and clinical manifestations. In individuals predisposed to develop allergic disease, the sequence of sensitization and clinical manifestations proceed as follows: eczema and respiratory disease (rhinitis and bronchospasm) in infants and children less than 5 years due to food sensitivity (milk, egg, soy, and wheat proteins) followed by respiratory disease (rhinitis and asthma) in older children and adults due to sensitivity to inhalant allergens (dust mite, mold, and pollen inhalants). | Class,IgE kU/L,Interpretation, 0,<0.10,Negative, 0/1,0.10-0.34,Borderline/equivocal, 1,0.35-0.69,Equivocal, 2,0.70-3.49,Positive, 3,3.50-17.4,Positive, 4,17.5-49.9,Strongly positive, 5,50.0-99.9,Strongly positive, 6,> or =100,Strongly positive, | Detection of IgE antibodies in serum (class 1 or greater) indicates an increased likelihood of allergic disease as opposed to other etiologies and defines the allergens that may be responsible for eliciting signs and symptoms. The level of IgE antibodies in serum varies directly with the concentration of IgE antibodies expressed as a class score or kU/L. | Testing for IgE antibodies is not useful in patients previously treated with immunotherapy to determine if residual clinical sensitivity exists or in patients in whom the medical management does not depend upon identification of allergen specificity. Some individuals with clinically insignificant sensitivity to allergens may have measurable levels of IgE antibodies in serum, and test results must be interpreted in the clinical context. False-positive results for IgE antibodies may occur in patients with markedly elevated serum IgE (>2500 kU/L) due to nonspecific binding to allergen solid phases. | Homburger HA, Hamilton RG: Allergic diseases. In: McPherson RA, Pincus MR, eds. Henry's Clinical Diagnosis and Management by Laboratory Methods. 23rd ed. Elsevier; 2017:1057-1070 | Specific IgE from the patient's serum reacts with the allergen of interest, which is covalently coupled to an ImmunoCAP. After washing away nonspecific IgE, enzyme-labeled anti-IgE antibody is added to form a complex. After incubation, unbound anti-IgE is washed away, and the bound complex incubated with a developing agent. After stopping the reaction, the fluorescence of the eluate is measured. Fluorescence is proportional to the amount of specific IgE present in the patient's sample (ie, the higher the fluorescence value, the more IgE antibody is present).(Package insert: ImmunoCAP System Specific IgE FEIA. Phadia; Rev 06/2020) | Same day/1 to 3 days | 14 days | This test was developed and its performance characteristics determined by Mayo Clinic in a manner consistent with CLIA requirements. It has not been cleared or approved by the US Food and Drug Administration. | 86003 | Nutmeg, IgE | 6188-7 | NMEG | Nutmeg, IgE | 6188-7
NUTSP | Nuts Allergen Profile, Serum | Establishing a diagnosis of an allergy to nuts Defining the allergen responsible for eliciting signs and symptoms Identifying allergens: -Responsible for allergic response and/or anaphylactic episode -To confirm sensitization prior to beginning immunotherapy -To investigate the specificity of allergic reactions to insect venom allergens, drugs, or chemical allergens | Fluorescence Enzyme Immunoassay (FEIA) | Yes | Nuts Allergen Profile | Serum | Collection Container/Tube: Preferred:Serum gel Acceptable:Red top Submission Container/Tube:Plastic vial Specimen Volume:0.5 mL for every 5 allergens requested Collection Instructions:Centrifuge and aliquot serum into a plastic vial. | For 1 allergen: 0.3 mL For more than 1 allergen: (0.05 mL x number of allergens) + 0.25 mL deadspace | Clinical manifestations of immediate hypersensitivity (allergic) diseases are caused by the release of proinflammatory mediators (histamine, leukotrienes, and prostaglandins) from IgE-sensitized effector cells (mast cells and basophils) when cell-bound IgE antibodies interact with an allergen. In vitro serum testing for IgE antibodies provides an indication of the immune response to allergens that may be associated with allergic disease. The allergens chosen for testing often depend upon the age of the patient, history of allergen exposure, season of the year, and clinical manifestations. In individuals predisposed to develop allergic disease, the sequence of sensitization and clinical manifestations proceed as follows: eczema and respiratory disease (rhinitis and bronchospasm) in infants and children younger than 5 years due to food sensitivity (milk, egg, soy, and wheat proteins) followed by respiratory disease (rhinitis and asthma) in older children and adults due to sensitivity to inhalant allergens (dust mite, mold, and pollen inhalants). | Class,IgE kU/L,Interpretation, 0,<0.10,Negative, 0/1,0.10-0.34,Borderline/Equivocal, 1,0.35-0.69,Equivocal, 2,0.70-3.49,Positive, 3,3.50-17.4,Positive, 4,17.5-49.9,Strongly positive, 5,50.0-99.9,Strongly positive, 6,> or =100,Strongly positive, | Detection of IgE antibodies in serum (class 1 or greater) indicates an increased likelihood of allergic disease as opposed to other etiologies and defines the allergens responsible for eliciting signs and symptoms. The level of IgE antibodies in serum varies directly with the concentration of IgE antibodies expressed as a class score or kU/L. | Testing for IgE antibodies is not useful in patients previously treated with immunotherapy to determine if residual clinical sensitivity exists or in patients in whom the medical management does not depend upon identification of allergen specificity. Some individuals with clinically insignificant sensitivity to allergens may have measurable levels of IgE antibodies in serum, and test results must be interpreted in the clinical context. False-positive results for IgE antibodies may occur in patients with markedly elevated serum IgE (>2500 kU/L) due to nonspecific binding to allergen solid phases. | Homburger HA, Hamilton RG: Chapter 55: Allergic diseases. In: McPherson RA, Pincus MR, eds. Henry's Clinical Diagnosis and Management by Laboratory Methods. 23rd ed. Elsevier; 2017:1057-1070 | Specific IgE from the patient's serum reacts with the allergen of interest, which is covalently coupled to an ImmunoCAP. After washing away nonspecific IgE, enzyme-labeled anti-IgE antibody is added to form a complex. After incubation, unbound anti-IgE is washed away, and the bound complex incubated with a developing agent. After stopping the reaction, the fluorescence of the eluate is measured. Fluorescence is proportional to the amount of specific IgE present in the patient's sample (ie, the higher the fluorescence value, the more IgE antibody is present).(Package insert: ImmunoCAP System Specific IgE FEIA. Phadia; Rev 06/2020) | Same day/1 to 3 days | 14 days | This test has been cleared, approved, or is exempt by the US Food and Drug Administration and is used per manufacturer's instructions. Performance characteristics were verified by Mayo Clinic in a manner consistent with CLIA requirements. | 86003 x 5 | Nuts Allergen Profile | 63486-5 | SESA | Sesame Seed, IgE | 6242-2
FNGPG | Nuts and Grains Panel IgG |  | Enzyme Immunoassay (FEIA) | No | Nuts and Grains Panel IgG | Serum | Draw blood in a plain red-top tube(s), serum gel tube(s) is acceptable. Spin down and send 2 mL of serum refrigerated in a plastic vial. | 1.5 mL |  | Reference ranges have not been established for food-specific IgG tests. The clinical utility of food-specific IgG tests has not been established. These tests can be used in special clinical situations to select foods for evaluation by diet elimination and challenge in patients who have food-related complaints. It should be recognized that the presence of food-specific IgG alone cannot be taken as evidence of food allergy and only indicates immunologic sensitization by the food allergen in question. This test should only be ordered by physicians who recognize the limitations of the test. |  |  |  |  | 3 to 7 days |  | This test was developed and its performance characteristics determined by Viracor Eurofins. It has not been cleared or approved by the U.S. Food and Drug Administration. | 86001 x 17 | Nuts and Grains Panel IgG | Not Provided | Z3960 | Wheat IgG | 35537-0
FOAKE | Oak Live (Quercus virginiana) IgE |  | ImmunoCAP FEIA | Yes | Oak Live (Quercus virginiana) IgE | Serum | Specimen Type:Serum Container/Tube:Red Top Specimen Volume:0.5 mL Collection Instructions:Draw blood in a plain red-top tube(s), serum gel tube(s) is acceptable. Spin down and send 0.5 mL of serum refrigerated in a plastic vial. | 0.5 mL |  | <0.35 kU/L | ClassIgE (kU/L)Comment 0<0.10Negative 0/10.10 â€“ 0.34Equivocal/Borderline 10.35 â€“ 0.69Low Positive 20.70 â€“ 3.49Moderate Positive 33.50 â€“ 17.49High Positive 417.50 â€“ 49.99Very High Positive 550.00 â€“ 99.99Very High Positive 6>99.99Very High Positive |  |  |  | 3 to 6 days |  | This test was developed and its performance characteristics determined by Eurofins Viracor. It has not been cleared or approved by the U.S. Food and Drug Administration. | 86003 | Oak Live (Quercus virginiana) IgE | 6164-8 | Z4119 | CLASS | 102469-4
FROE | Oak Red (Quercus rubra) IgE |  | Enzyme Immunoassay (EIA) | Yes | Oak Red (Quercus rubra) IgE | Serum | Draw blood in a plain red-top tube(s), serum gel tube(s) is acceptable. Spin down and send 0.5 mL of serum refrigerated in a plastic vial. | 0.5 mL |  | <0.35 kU/L | Class IgE (kU/L) Comment 0 <0.35 Below Detection 1 0.35-0.69 Low Positive 2 0.70-3.49 Moderate Positive 3 3.50-17.49 Positive 4 17.50-49.99 Strong Positive 5 >=50 Very Strong Positive |  |  | The conventional EIA uses allergen-coated discs from several suppliers and an enzyme-labeled anti-IgE. | 2 to 7 days |  | This test was developed and its performance characteristics determined by Viracor Eurofins. It has not been cleared or approved by the U.S. Food and Drug Administration. | 86003 | Oak Red (Quercus rubra) IgE | 7534-1 | Z3853 | CLASS | 102470-2
OAK | Oak, IgE, Serum | Establishing a diagnosis of an allergy to oak Defining the allergen responsible for eliciting signs and symptoms Identifying allergens: -Responsible for allergic response and/or anaphylactic episode -To confirm sensitization prior to beginning immunotherapy -To investigate the specificity of allergic reactions to insect venom allergens, drugs, or chemical allergens | Fluorescence Enzyme Immunoassay (FEIA) | Yes | Oak, IgE | Serum | Collection Container/Tube: Preferred:Serum gel Acceptable:Red top Submission Container/Tube:Plastic vial Specimen Volume:0.5 mL for every 5 allergens requested Collection Instructions:Centrifuge and aliquot serum into a plastic vial. | For 1 allergen: 0.3 mL For more than 1 allergen: (0.05 mL x number of allergens) + 0.25 mL deadspace | Clinical manifestations of immediate hypersensitivity (allergic) diseases are caused by the release of proinflammatory mediators (histamine, leukotrienes, and prostaglandins) from IgE-sensitized effector cells (mast cells and basophils) when cell-bound IgE antibodies interact with an allergen. In vitro serum testing for IgE antibodies provides an indication of the immune response to allergens that may be associated with allergic disease. The allergens chosen for testing often depend upon the age of the patient, history of allergen exposure, season of the year, and clinical manifestations. In individuals predisposed to develop allergic disease, the sequence of sensitization and clinical manifestations proceed as follows: eczema and respiratory disease (rhinitis and bronchospasm) in infants and children less than 5 years due to food sensitivity (milk, egg, soy, and wheat proteins) followed by respiratory disease (rhinitis and asthma) in older children and adults due to sensitivity to inhalant allergens (dust mite, mold, and pollen inhalants). | Class,IgE kU/L,Interpretation, 0,<0.10,Negative, 0/1,0.10-0.34,Borderline/equivocal, 1,0.35-0.69,Equivocal, 2,0.70-3.49,Positive, 3,3.50-17.4,Positive, 4,17.5-49.9,Strongly positive, 5,50.0-99.9,Strongly positive, 6,> or =100,Strongly positive, | Detection of IgE antibodies in serum (class 1 or greater) indicates an increased likelihood of allergic disease as opposed to other etiologies and defines the allergens that may be responsible for eliciting signs and symptoms. The level of IgE antibodies in serum varies directly with the concentration of IgE antibodies expressed as a class score or kU/L. | Testing for IgE antibodies is not useful in patients previously treated with immunotherapy to determine if residual clinical sensitivity exists or in patients in whom the medical management does not depend upon identification of allergen specificity. Some individuals with clinically insignificant sensitivity to allergens may have measurable levels of IgE antibodies in serum, and test results must be interpreted in the clinical context. False-positive results for IgE antibodies may occur in patients with markedly elevated serum IgE (>2500 kU/L) due to nonspecific binding to allergen solid phases. | Homburger HA, Hamilton RG: Allergic diseases. In: McPherson RA, Pincus MR, eds. Henry's Clinical Diagnosis and Management by Laboratory Methods. 23rd ed.Elsevier; 2017:1057-1070 | Specific IgE from the patient's serum reacts with the allergen of interest, which is covalently coupled to an ImmunoCAP. After washing away nonspecific IgE, enzyme-labeled anti-IgE antibody is added to form a complex. After incubation, unbound anti-IgE is washed away, and the bound complex incubated with a developing agent. After stopping the reaction, the fluorescence of the eluate is measured. Fluorescence is proportional to the amount of specific IgE present in the patient's sample (ie, the higher the fluorescence value, the more IgE antibody is present).(Package insert: ImmunoCAP System Specific IgE FEIA. Phadia; Rev 06/2020) | Same day/1 to 3 days | 14 days | This test has been cleared, approved, or is exempt by the US Food and Drug Administration and is used per manufacturer's instructions. Performance characteristics were verified by Mayo Clinic in a manner consistent with CLIA requirements. | 86003 | Oak, IgE | 6189-5 | OAK | Oak, IgE | 6189-5
FOATG | Oat IgG |  | Enzyme immunoassay (FEIA) | No | Oat IgG | Serum | Draw blood in a plain red-top tube(s), serum gel tube(s) is acceptable. Spin down and send 0.5 mL of serum refrigerated in a plastic vial. | 0.5 mL |  | Reference ranges have not been established for food-specific IgG tests. The clinical utility of food-specific IgG tests has not been established. These tests can be used in special clinical situations to select foods for evaluation by diet elimination and challenge in patients who have food-related complaints. It should be recognized that the presence of food-specific IgG alone cannot be taken as evidence of food allergy and only indicates immunologic sensitization by the food allergen in question. This test should only be ordered by physicians who recognize the limitations of the test. |  |  |  |  | 3 to 7 days |  | This test was developed and its performance characteristics determined by Viracor Eurofins. It has not been cleared or approved by the U.S. Food and Drug Administration. | 86001 | Oat IgG | 51901-7 | FOATG | Oat IgG | 51901-7
OATS | Oat, IgE, Serum | Establishing a diagnosis of an allergy to oat Defining the allergen responsible for eliciting signs and symptoms Identifying allergens: -Responsible for allergic response and/or anaphylactic episode -To confirm sensitization prior to beginning immunotherapy -To investigate the specificity of allergic reactions to insect venom allergens, drugs, or chemical allergens | Fluorescence Enzyme Immunoassay (FEIA) | Yes | Oat, IgE | Serum | Collection Container/Tube: Preferred:Serum gel Acceptable:Red top Submission Container/Tube:Plastic vial Specimen Volume:0.5 mL for every 5 allergens requested Collection Instructions:Centrifuge and aliquot serum into a plastic vial. | For 1 allergen: 0.3 mL For more than 1 allergen: (0.05 mL x number of allergens) + 0.25 mL deadspace | Clinical manifestations of immediate hypersensitivity (allergic) diseases are caused by the release of proinflammatory mediators (histamine, leukotrienes, and prostaglandins) from IgE-sensitized effector cells (mast cells and basophils) when cell-bound IgE antibodies interact with an allergen. In vitro serum testing for IgE antibodies provides an indication of the immune response to allergens that may be associated with allergic disease. The allergens chosen for testing often depend upon the age of the patient, history of allergen exposure, season of the year, and clinical manifestations. In individuals predisposed to develop allergic disease, the sequence of sensitization and clinical manifestations proceed as follows: eczema and respiratory disease (rhinitis and bronchospasm) in infants and children less than 5 years due to food sensitivity (milk, egg, soy, and wheat proteins) followed by respiratory disease (rhinitis and asthma) in older children and adults due to sensitivity to inhalant allergens (dust mite, mold, and pollen inhalants). | Class,IgE kU/L,Interpretation, 0,<0.10,Negative, 0/1,0.10-0.34,Borderline/equivocal, 1,0.35-0.69,Equivocal, 2,0.70-3.49,Positive, 3,3.50-17.4,Positive, 4,17.5-49.9,Strongly positive, 5,50.0-99.9,Strongly positive, 6,> or =100,Strongly positive, | Detection of IgE antibodies in serum (class 1 or greater) indicates an increased likelihood of allergic disease as opposed to other etiologies and defines the allergens that may be responsible for eliciting signs and symptoms. The level of IgE antibodies in serum varies directly with the concentration of IgE antibodies expressed as a class score or kU/L. | Testing for IgE antibodies is not useful in patients previously treated with immunotherapy to determine if residual clinical sensitivity exists or in patients in whom the medical management does not depend upon identification of allergen specificity. Some individuals with clinically insignificant sensitivity to allergens may have measurable levels of IgE antibodies in serum, and test results must be interpreted in the clinical context. False-positive results for IgE antibodies may occur in patients with markedly elevated serum IgE (>2500 kU/L) due to nonspecific binding to allergen solid phases. | Homburger HA, Hamilton RG: Allergic diseases. In: McPherson RA, Pincus MR, eds. Henry's Clinical Diagnosis and Management by Laboratory Methods. 23rd ed.Elsevier; 2017:1057-1070 | Specific IgE from the patient's serum reacts with the allergen of interest, which is covalently coupled to an ImmunoCAP. After washing away nonspecific IgE, enzyme-labeled anti-IgE antibody is added to form a complex. After incubation, unbound anti-IgE is washed away, and the bound complex incubated with a developing agent. After stopping the reaction, the fluorescence of the eluate is measured. Fluorescence is proportional to the amount of specific IgE present in the patient's sample (ie, the higher the fluorescence value, the more IgE antibody is present).(Package insert: ImmunoCAP System Specific IgE FEIA. Phadia; Rev 06/2020) | Same day/1 to 3 days | 14 days | This test has been cleared, approved, or is exempt by the US Food and Drug Administration and is used per manufacturer's instructions. Performance characteristics were verified by Mayo Clinic in a manner consistent with CLIA requirements. | 86003 | Oat, IgE | 6190-3 | OATS | Oat, IgE | 6190-3
OCT2 | OCT-2 Immunostain, Technical Component Only | Classification of lymphomas | Immunohistochemistry (IHC) | Yes | OCT-2 IHC, Tech Only | For the initial technical component only immunohistochemical (IHC) stain performed, the appropriate bill-only test ID will be reflexed and charged (IHTOI). For each additional technical component only IHC stain performed, an additional bill-only test ID will be reflexed and charged (IHTOA). | Supplies:Immunostain Technical Only Envelope (T693) Specimen Type:Tissue Container/Tube:Immunostain Technical Only Envelope Preferred:2 Unstained positively charged glass slide (25- x 75- x 1-mm) per test ordered; sections 4-microns thick. Acceptable:Formalin-fixed, paraffin-embedded tissue block |  | OCT-2 is a transcription factor that binds to the octamer motif of the immunoglobulin gene promoter, recruits the coactivator BOB.1, and activates immunoglobulin gene transcription. OCT-2 is variably expressed in germinal center B cells, weakly expressed in mantle zone B cells, and weakly to moderately expressed in plasma cells. The protein is localized to the nuclear compartment. Expression of BOB.1, OCT-2, and PU.1 transcription factors are often downregulated in classical Hodgkin lymphoma. OCT-2 is overexpressed in lymphocyte-predominant (LP) cells of nodular LP Hodgkin lymphoma. These properties can be useful in the diagnosis of lymphoma. |  | This test does not include pathologist interpretation, only technical performance of the stain. If interpretation is required, order PATHC / Pathology Consultation for a full diagnostic evaluation or second opinion of the case. The positive and negative controls are verified as showing appropriate immunoreactivity and documentation is retained at Mayo Clinic Rochester. If a control tissue is not included on the slide, a scanned image of the relevant quality control tissue is available upon request; call 855-516-8404. Interpretation of this test should be performed in the context of the patient's clinical history and other diagnostic tests by a qualified pathologist. | Age of a cut paraffin section can affect immunoreactivity. Stability thresholds vary widely among published literature and are antigen dependent. Best practice is for paraffin sections to be cut within 6 weeks. | 1. McCune RC, Syrbu SE, Vasef MA. Expression profiling of transcription factors Pax-5, Oct-1, Oct-2, BOB.1, and PU.1 in Hodgkin's and non-Hodgkin's lymphomas: a comparative study using high throughput tissue microarrays. Mod Pathol. 2006;19(7):1010-1018 2. Loddenkemper C, Anagnostopoulos I, Hummell M, et al. Differential Emu enhancer activity and expression of BOB.1/OBF.1, Oct2, PU.1, and immunoglobulin in reactive B-cell populations, B-cell non Hodgkin lymphomas and Hodgkin lymphomas. J Pathol. 2004;202(1):60-69 3. Marafioti T, Ascani S, PulfordK, et al. Expression of B-lymphocyte-associated transcription factors in human T-cell neoplasm. Am J Pathol. 2003;162(3):861-871 4. O'Malley DP, Fedoriw Y, Weiss LM. Distinguishing classical Hodgkin lymphoma, gray zone lymphoma, and large B-cell lymphoma: A proposed scoring system. Appl Immunohistochem Mol Morphol. 2016;24(8):535-540. doi: 10.1097/PAI.0000000000000236 5. Magaki S, Hojat SA, Wei B, So A, Yong WH. An introduction to the performance of immunohistochemistry. Methods Mol Biol. 2019;1897:289-298. doi:10.1007/978-1-4939-8935-5_25 | Immunohistochemistry on sections of paraffin-embedded tissue.(Unpublished Mayo method) | 1 to 3 days | Until staining is complete. | This test has been cleared, approved, or is exempt by the US Food and Drug Administration and is used per manufacturer's instructions. Performance characteristics were verified by Mayo Clinic in a manner consistent with CLIA requirements. | 88342-TC, primary88341-TC, if additional IHC | OCT-2 IHC, Tech Only | Order only;no result | 70834 | OCT-2 IHC, Tech Only | Bill only; no result
OCT4 | OCT3/4 Immunostain, Technical Component Only | Identification of germ cell tumors | Immunohistochemistry (IHC) | Yes | OCT3/4 IHC, Tech Only | For the initial technical component only immunohistochemical (IHC) stain performed, the appropriate bill-only test ID will be reflexed and charged (IHTOI). For each additional technical component only IHC stain performed, an additional bill-only test ID will be reflexed and charged (IHTOA). | Supplies:Immunostain Technical Only Envelope (T693) Specimen Type:Tissue Container/Tube:Immunostains Technical Only Envelope Preferred:2 Unstained positively charged glass slide (25- x 75- x 1-mm) per test ordered; sections 4-microns thick. Acceptable:Formalin-fixed, paraffin-embedded (FFPE) tissue block |  | Octamer-binding transcription factor 3/4 (OCT4), also known as POU5F1, is a transcription factor expressed by embryonal stem cells and germ cells. Staining for OCT4 can aid in the diagnosis of testicular or ovarian germ cell tumors; it is highly specific for germ cell neoplasia, especially seminomas. |  | This test does not include pathologist interpretation, only technical performance of the stain. If interpretation is required, order PATHC / Pathology Consultation for a full diagnostic evaluation or second opinion of the case. The positive and negative controls are verified as showing appropriate immunoreactivity. If a control tissue is not included on the slide, a scanned image of the relevant quality control tissue is available upon request; call 855-516-8404. Interpretation of this test should be performed in the context of the patient's clinical history and other diagnostic tests by a qualified pathologist. | Age of a cut paraffin section can affect immunoreactivity. Stability thresholds vary widely among published literature and are antigen dependent. Best practice is for paraffin sections to be cut within 6 weeks. | 1. Zhao FQ. Octamer-binding transcription factors: genomics and functions. Front Biosci. 2013;18:1051-1071 2. Cheng L, Sung MT, Cossu-rocca P, et al. OCT4: biological functions and clinical applications as a marker of germ cell neoplasia. J Pathol. 2007;211(1):1-9 3. Jung SM, Chu PH, Shiu TF, et al. Expression of OCT4 in the primary germ cell tumors and thymoma in the mediastinum. Appl Immunohistochem Mol Morphol. 2006;14(3):273-275 4. Lau SK, Chang KL. OCT4: a sensitive and specific immunohistochemical marker for metastatic germ cell tumors. Adv Anat Pathol. 2006;13(2):76-79 5. Magaki S, Hojat SA, Wei B, So A, Yong WH. An introduction to the performance of immunohistochemistry. Methods Mol Biol. 2019;1897:289-298. doi:10.1007/978-1-4939-8935-5_25 | Immunohistochemistry on sections of paraffin-embedded tissue.(Unpublished Mayo method) | 1 to 3 days | Until staining is complete. | This test has been cleared, approved, or is exempt by the US Food and Drug Administration and is used per manufacturer's instructions. Performance characteristics were verified by Mayo Clinic in a manner consistent with CLIA requirements. | 88342-TC, primary88341-TC, if additional IHC | OCT3/4 IHC, Tech Only | Order only;no result | 70835 | OCT3/4 IHC, Tech Only | Bill only; no result
OCTO | Octopus, IgE, Serum | Establishing a diagnosis of an allergy to octopus Defining the allergen responsible for eliciting signs and symptoms Identifying allergens: -Responsible for allergic response and/or anaphylactic episode -To confirm sensitization prior to beginning immunotherapy -To investigate the specificity of allergic reactions to insect venom allergens, drugs, or chemical allergens | Fluorescence Enzyme Immunoassay (FEIA) | Yes | Octopus, IgE | Serum | Collection Container/Tube: Preferred:Serum gel Acceptable:Red top Submission Container/Tube:Plastic vial Specimen Volume:0.5 mL for every 5 allergens requested Collection Instructions:Centrifuge and aliquot serum into a plastic vial. | For 1 allergen: 0.3 mL For more than 1 allergen: (0.05 mL x number of allergens) + 0.25 mL deadspace | Clinical manifestations of immediate hypersensitivity (allergic) diseases are caused by the release of proinflammatory mediators (histamine, leukotrienes, and prostaglandins) from IgE-sensitized effector cells (mast cells and basophils) when cell-bound IgE antibodies interact with an allergen. In vitro serum testing for IgE antibodies provides an indication of the immune response to allergens that may be associated with allergic disease. The allergens chosen for testing often depend upon the age of the patient, history of allergen exposure, season of the year, and clinical manifestations. In individuals predisposed to develop allergic disease, the sequence of sensitization and clinical manifestations proceed as follows: eczema and respiratory disease (rhinitis and bronchospasm) in infants and children less than 5 years due to food sensitivity (milk, egg, soy, and wheat proteins) followed by respiratory disease (rhinitis and asthma) in older children and adults due to sensitivity to inhalant allergens (dust mite, mold, and pollen inhalants). | Class,IgE kU/L,Interpretation, 0,<0.10,Negative, 0/1,0.10-0.34,Borderline/equivocal, 1,0.35-0.69,Equivocal, 2,0.70-3.49,Positive, 3,3.50-17.4,Positive, 4,17.5-49.9,Strongly positive, 5,50.0-99.9,Strongly positive, 6,> or =100,Strongly positive, | Detection of IgE antibodies in serum (class 1 or greater) indicates an increased likelihood of allergic disease as opposed to other etiologies and defines the allergens that may be responsible for eliciting signs and symptoms. The level of IgE antibodies in serum varies directly with the concentration of IgE antibodies expressed as a class score or kU/L. | Testing for IgE antibodies is not useful in patients previously treated with immunotherapy to determine if residual clinical sensitivity exists or in patients in whom the medical management does not depend upon identification of allergen specificity. Some individuals with clinically insignificant sensitivity to allergens may have measurable levels of IgE antibodies in serum, and test results must be interpreted in the clinical context. False-positive results for IgE antibodies may occur in patients with markedly elevated serum IgE (>2500 kU/L) due to nonspecific binding to allergen solid phases. | Homburger HA, Hamilton RG: Allergic diseases. In: McPherson RA, Pincus MR, eds. Henry's Clinical Diagnosis and Management by Laboratory Methods. 23rd ed.Elsevier; 2017:1057-1070 | Specific IgE from the patient's serum reacts with the allergen of interest, which is covalently coupled to an ImmunoCAP. After washing away nonspecific IgE, enzyme-labeled anti-IgE antibody is added to form a complex. After incubation, unbound anti-IgE is washed away, and the bound complex incubated with a developing agent. After stopping the reaction, the fluorescence of the eluate is measured. Fluorescence is proportional to the amount of specific IgE present in the patient's sample (ie, the higher the fluorescence value, the more IgE antibody is present).(Package insert: ImmunoCAP System Specific IgE FEIA. Phadia; Rev 06/2020) | Same day/1 to 3 days | 14 days | This test has been cleared, approved, or is exempt by the US Food and Drug Administration and is used per manufacturer's instructions. Performance characteristics were verified by Mayo Clinic in a manner consistent with CLIA requirements. | 86003 | Octopus, IgE | 10944-7 | OCTO | Octopus, IgE | 10944-7
FLNZ | Olanzapine (Zyprexa) |  | Liquid Chromatography/Tandem Mass Spectrometry (LC/MS/MS) | Yes | Olanzapine (Zyprexa) | Varies | Submit only 1 of the following specimens: Plasma Draw blood in a green-top (sodium heparin) tube(s), plasma gel tube is not acceptable. Spin down and send 2 mL sodium heparin plasma refrigerated in a plastic vial. Serum Draw blood in a plain red-top tube(s), serum gel tube is not acceptable. Spin down and send 2 mL of serum refrigerated in a plastic vial. | 0.50 mL |  | Reference Range:10.0 – 80.0 ng/mL Expected steady state concentrations in patients on recommended daily dosages: 10 – 80.0 ng/mL Plasma concentrations of olanzapine greater than 9.0 ng/mL have been associated with therapeutic effect. Toxic range has not been established. |  |  |  |  | 7 to 11 days |  | This test was developed and its performance characteristics determined by LabCorp. It has not been cleared or approved by the Food and Drug Administration. | 80299 | Olanzapine (Zyprexa) | 12389-3 | Z1196 | Olanzapine | 12389-3
OLIG2 | OLIG2 Immunostain, Technical Component Only | Distinguishing gliomas from neurocytomas and ependymomas | Immunohistochemistry (IHC) | Yes | OLIG2 IHC, Tech Only | For the initial technical component only immunohistochemical (IHC) stain performed, the appropriate bill-only test ID will be reflexed and charged (IHTOI). For each additional technical component only IHC stain performed, an additional bill-only test ID will be reflexed and charged (IHTOA). | Supplies:Immunostain Technical Only Envelope (T693) Specimen Type:Tissue Container/Tube:Immunostains Technical Only Envelope Preferred:2 Unstained positively charged glass slide (25- x 75- x 1-mm) per test ordered; sections 4-microns thick. Acceptable:Formalin-fixed, paraffin-embedded tissue block |  | Oligodendrocyte transcription factor 2 (OLIG2) is a transcription factor that participates in oligodendrocyte and motor neuron differentiation. During embryogenesis OLIG2 promotes the growth of motor neuron progenitor cells. OLIG2 expression decreases upon further neuronal differentiation. OLIG2 is also involved in oligodendrocyte differentiation where expression remains present in mature glial cells. In gliomas, OLIG2 represses the p53 tumor suppressor pathway, thereby contributing to glioma progression. |  | This test does not include pathologist interpretation, only technical performance of the stain. If interpretation is required, order PATHC / Pathology Consultation for a full diagnostic evaluation or second opinion of the case. The positive and negative controls are verified as showing appropriate immunoreactivity. If a control tissue is not included on the slide, a scanned image of the relevant quality control tissue is available upon request; call 855-516-8404. Interpretation of this test should be performed in the context of the patient's clinical history and other diagnostic tests by a qualified pathologist. | Age of a cut paraffin section can affect immunoreactivity. Stability thresholds vary widely among published literature and are antigen dependent. Best practice is for paraffin sections to be cut within 6 weeks. | 1. Suzuki A, Nobusawa S, Natsume A, et al. Olig2 labeling index is correlated with histological and molecular classifications in low-grade diffuse gliomas. J Neurooncol. 2014;120(2):283-291 2. Popova SN, Bergqvist M, Dimberg A, et al. Subtyping of gliomas of various WHO grades by the application of immunohistochemistry. Histopathology. 2014;64(3):365-379 3. Ballester LY, Wang Z, Shandilya S, et al. Morphologic characteristics and immunohistochemical profile of diffuse intrinsic pontine gliomas. Am J Surg Pathol. 2013;37(9):1357-1364 4. Magaki S, Hojat SA, Wei B, So A, Yong WH. An introduction to the performance of immunohistochemistry. Methods Mol Biol. 2019;1897:289-298. doi:10.1007/978-1-4939-8935-5_25 | Immunohistochemistry on sections of paraffin-embedded tissue.(Unpublished Mayo method) | 1 to 3 days | Until staining is complete. | This test has been cleared, approved, or is exempt by the US Food and Drug Administration and is used per manufacturer's instructions. Performance characteristics were verified by Mayo Clinic in a manner consistent with CLIA requirements. | 88342-TC, primary88341-TC, if additional IHC | OLIG2 IHC, Tech Only | Order only;no result | 71361 | OLIG2 IHC, Tech Only | Bill only; no result
OLIGS | Oligoclonal Banding, Serum | Diagnosis of multiple sclerosis; especially useful in patients with equivocal clinical presentation and radiological findings Determining number of serum oligoclonal bands in order to calculate the number of cerebrospinal fluid-specific bands present | Only orderable as part of a profile. For more information see: -OLIG / Oligoclonal Banding, Serum and Spinal Fluid -MSP3 / Multiple Sclerosis (MS) Profile, Serum and Spinal Fluid Isoelectric Focusing (IEF) with IgG Immunoblot Detection | Yes | Serum Bands | Serum | Only orderable as part of a profile. For more information see: -OLIG / Oligoclonal Banding, Serum and Spinal Fluid -MSP3 / Multiple Sclerosis (MS) Profile, Serum and Spinal Fluid Collection Container/Tube: Preferred:Serum gel Acceptable:Red top Submission Container/Tube:Plastic vial Specimen Volume:0.5 mL Collection Instructions:Centrifuge and aliquot serum into a plastic vial. | 0.4 mL | The diagnosis of multiple sclerosis (MS) is dependent on clinical, radiological, and laboratory findings. The detection of increased intrathecal immunoglobulin (Ig) synthesis is the basis for current diagnostic laboratory tests for MS. These tests include kappa free light chains in the cerebrospinal fluid (CSF) and CSF oligoclonal band (OCB) detection. Abnormal CSF OCB patterns have been reported in 70% to 80% of MS patients. Increased intrathecal Ig synthesis may occur in other inflammatory CSF diseases, and therefore, this assay is not specific for MS | Only orderable as part of a profile. For more information see: -OLIG / Oligoclonal Banding, Serum and Spinal Fluid -MSP3 / Multiple Sclerosis (MS) Profile, Serum and Spinal Fluid | When the oligoclonal band assay detects 2 or more unique IgG bands in the cerebrospinal fluid (CSF), the result is positive. CSF is used in the diagnosis of multiple sclerosis (MS) by identifying increased intrathecal IgG synthesis qualitatively (oligoclonal bands). The presence of 2 or more unique CSF oligoclonal bands was reintroduced as one of the diagnostic criteria for MS in the 2017 revised McDonald criteria. These findings, however, are not specific for MS as CSF-specific IgG synthesis may also be found in patients with other neurologic diseases including infectious, inflammatory, cerebrovascular, and paraneoplastic disorders. Clinical correlation recommended. | These tests are not specific for multiple sclerosis. | 1. Andersson M, Alvarez-Cermeno J, Bernardi G, et al: Cerebrospinal fluid in the diagnosis of multiple sclerosis: a consensus report. J Neurol Neurosurg Psychiatry. 1994;57:897-902 2. Fortini AS, Sanders EL, Weinshenker BG, Katzmann JA: Cerebrospinal fluid oligoclonal bands in the diagnosis of multiple sclerosis, isoelectric focusing with the IgG immunoblotting compared with high resolution agarose gel electrophoresis and cerebrospinal fluid IgG index. Am J Clin Pathol. 2003:120:672-675 3. Thompson AJ, Banwell BL, Barkhof F, et al: Diagnosis of multiple sclerosis: 2017 revisions of the McDonald criteria. Lancet Neurol. 2018 Feb;17(2):162-173 4. Gurtner KM, Shosha E, Bryant SC, et al: CSF free light chain identification of demyelinating disease: comparison with oligoclonal banding and other CSF indexes.Clin Chem Lab Med. 2018;56:1071-1080 5. Saadeh R, Pittock S, Bryant S, et al: CSF kappa free light chains as a potential quantitative alternative to oligoclonal bands in multiple sclerosis. Neurology. 2019 April 09:2019: 92 | The oligoclonal band (OCB) assay requires paired cerebrospinal fluid (CSF) and serum samples. Unconcentrated CSF and diluted serum are electrophoresed by isoelectric focusing. The separated immunoglobulins (Ig) are visualized by an IgG immunoblot, and OCBs that are present in the CSF and not in the serum are reported. The assay uses reagents from Helena Laboratories.(Keir G, Luxton RW, Thompson EJ: Isoelectric focusing of cerebrospinal fluid immunoglobulins G: an annotated update. Ann Clin Biochem. 1990;27:436-443; Hortin GL: Amino Acids, Peptides, and Proteins. In: Burtis CA, Bruns DE, eds. Tietz Fundamentals of Clinical Chemistry and Molecular Diagnostics. 7th ed. Elsevier; 2015:chap 18) | 4 to 7 days | 14 days | This test has been cleared, approved, or is exempt by the US Food and Drug Administration and is used per manufacturer's instructions. Performance characteristics were verified by Mayo Clinic in a manner consistent with CLIA requirements. | 83916 | Serum Bands | In Process | 2783 | Serum Bands | 100755-8
OLIG | Oligoclonal Banding, Serum and Spinal Fluid | Diagnosis of multiple sclerosis; especially useful in patients withequivocal clinicalpresentation and radiological findings | Isoelectric Focusing (IEF) with IgG Immunoblot Detection | Yes | Oligoclonal Banding | CSF | Both serum and spinal fluid are required. Spinal fluid must be obtained within 7 days of serum collection. Specimen Type:Serum Collection Container/Tube: Preferred:Serum gel Acceptable:Red top Submission Container/Tube:Plastic vial Specimen Volume:0.5 mL Collection Instructions: 1. Centrifuge and aliquot serum into a plastic vial within 2 hours of collection. 2. Label specimen as serum. Specimen Type:Spinal fluid Container/Tube:Sterile vial Specimen Volume:0.5 mL Collection Instructions:Label specimen as spinal fluid. | Serum, Spinal Fluid: 0.4 mL | The diagnosis of multiple sclerosis (MS) is dependent on clinical, radiological, and laboratory findings. The detection of increased intrathecal immunoglobulin synthesis is the basis for current diagnostic laboratory tests for MS. These tests include the measurement of kappa free light chains in cerebrospinal fluid (CSF) and CSF oligoclonal band (OCB) detection. Abnormal CSF OCB patterns have been reported in 70% to 80% of MS patients. Increased intrathecal Ig synthesis may occur in other inflammatory CSF diseases and, therefore this assay is not specific for MS. | CSFOligoclonalBands Interpretation: <2 bands | When the oligoclonal band assay detects 2 or more unique IgG bands in thecerebrospinal fluid (CSF), the result is positive. CSF is used in the diagnosis of multiple sclerosis (MS) by identifying increased intrathecal IgG synthesis qualitatively (oligoclonal bands). The presence of 2 or more unique CSF oligoclonal bands was reintroduced as one of the diagnostic criteria for MS in the 2017 revised McDonald criteria. These findings, however, are not specific for MS as CSF-specific IgG synthesis may also be found in patients with other neurologic diseases including infectious, inflammatory, cerebrovascular, and paraneoplastic disorders. Clinical correlation recommended. | This test is not specific for multiple sclerosis. | 1. Andersson M, Alvarez-Cermeno J, Bernardi G, et al: Cerebrospinal fluid in the diagnosis of multiple sclerosis: a consensus report. J Neurol Neurosurg Psychiatry. 1994 Aug;57(8):897-902 2. Fortini AS, Sanders EL, Weinshenker BG, Katzmann JA: Cerebrospinal fluid oligoclonal bands in the diagnosis of multiple sclerosis. Isoelectric focusing with the IgG immunoblotting compared with high resolution agarose gel electrophoresis and cerebrospinal fluid IgG index. Am J Clin Pathol. 2003 Nov:120(5):672-675 3. Thompson AJ, Banwell BL, Barkhof F, et al: Diagnosis of multiple sclerosis: 2017 revisions of the McDonald criteria. Lancet Neurol. 2018 Feb;17(2):162-173 4. Gurtner KM, Shosha E, Bryant SC, et al: CSF free light chain identification of demyelinating disease: comparison with oligoclonal banding and other CSF indexes.Clin Chem Lab Med. 2018 Jun 27;56(7):1071-1080 5. Saadeh R, Pittock S, Bryant S, et al: CSF kappa free light chains as a potential quantitative alternative to oligoclonal bands in multiple sclerosis. Neurology. 2019 April 09; 2019:92 | The oligoclonal band (OCB) assay requires paired cerebrospinal fluid (CSF) and serum samples. Unconcentrated CSF and diluted serum are electrophoresed by isoelectric focusing. The separated immunoglobulins (Ig) are visualized by an IgG immunoblot, and OCBs that are present in the CSF and not in the serum are reported. The assay uses reagents from Helena Laboratories.(Keir G, Luxton RW, Thompson EJ: Isoelectric focusing of cerebrospinal fluid immunoglobulins G: an annotated update. Ann Clin Biochem 1990;27:436-443; Hortin GL: Amino Acids, Peptides, and Proteins. In: Burtis CA, Bruns DE, eds. Tietz Fundamentals of Clinical Chemistry and Molecular Diagnostics. 7th ed. Elsevier; 2015:chap 18) | 2 to 4 days | 14 days | This test has been cleared, approved, or is exempt by the US Food and Drug Administration and is used per manufacturer's instructions. Performance characteristics were verified by Mayo Clinic in a manner consistent with CLIA requirements. | 83916 x 2 | Oligoclonal Banding | 100757-4 | 2783 | Serum Bands | 100755-8
OLIGC | Oligoclonal Banding, Spinal Fluid | Diagnosis of multiple sclerosis; especially useful in patients with equivocal clinical presentation and radiological findings | Only orderable as part of a profile. For more information, see: -OLIG / Oligoclonal Banding, Serum and Spinal Fluid -MSP3 / Multiple Sclerosis (MS) Profile, Serum and Spinal Fluid Isoelectric Focusing (IEF) with IgG Immunoblot Detection | Yes | CSF Bands | CSF | Only orderable as part of a profile. For more information, see: -OLIG / Oligoclonal Banding, Serum and Spinal Fluid -MSP3 / Multiple Sclerosis (MS) Profile, Serum and Spinal Fluid Specimen Type:Spinal fluid Container/Tube:Sterile vial Specimen Volume:0.5 mL Collection Instructions:Label specimen as spinal fluid. | See Specimen Required | The diagnosis of multiple sclerosis (MS) is dependent on clinical, radiological, and laboratory findings. The detection of increased intrathecal immunoglobulin (Ig) synthesis is the basis for current diagnostic laboratory tests for MS. These tests include the cerebrospinal fluid (CSF) IgG index and CSF oligoclonal band (OCB) detection. Abnormal CSF IgG indexes and OCB patterns have been reported in 70% to 80% of MS patients. Increased intrathecal Ig synthesis may occur in other inflammatory CSF diseases and, therefore, this assay is not specific for MS. | Only orderable as part of a profile. For more information, see: -OLIG / Oligoclonal Banding, Serum and Spinal Fluid -MSP3 / Multiple Sclerosis (MS) Profile, Serum and Spinal Fluid Cerebrospinal fluid Oligoclonal Bands Interpretation: <2 bands | When the oligoclonal band assay detects 2 or more unique IgG bands in thecerebrospinal fluid (CSF), the result is positive. CSF is used in the diagnosis of multiple sclerosis (MS) by identifying increased intrathecal IgG synthesis qualitatively (oligoclonal bands). The presence of 2 or more unique CSF oligoclonal bands was reintroduced as one of the diagnostic criteria for MS in the 2017 revised McDonald criteria. These findings however, are not specific for MS as CSF-specific IgG synthesis may also be found in patients with other neurologic diseases including infectious, inflammatory, cerebrovascular, and paraneoplastic disorders. Clinical correlation recommended. | These tests are not specific for multiple sclerosis. | 1. Andersson M, Alvarez-Cermeno J, Bernardi G, et al: Cerebrospinal fluid in the diagnosis of multiple sclerosis: a consensus report. J Neurol Neurosurg Psychiatry. 1994 Aug;57(8):897-902 2. Fortini AS, Sanders EL, Weinshenker BG, Katzmann JA: Cerebrospinal fluid oligoclonal bands in the diagnosis of multiple sclerosis, isoelectric focusing with the IgG immunoblotting compared with high resolution agarose gel electrophoresis and cerebrospinal fluid IgG index. Am J Clin Pathol. 2003 Nov:120(5):672-675 3. Thompson AJ, Banwell BL, Barkhof F, et al: Diagnosis of multiple sclerosis: 2017 revisions of the McDonald criteria. Lancet Neurol. 2018 Feb;17(2):162-173 4. Gurtner KM, Shosha E, Bryant SC, et al: CSF free light chain identification of demyelinating disease: comparison with oligoclonal banding and other CSF indexes.Clin Chem Lab Med. 2018 Jun 27;56(7):1071-1080 5. Saadeh R, Pittock S, Bryant S, et al: CSF kappa free light chains as a potential quantitative alternative to oligoclonal bands in multiple sclerosis. Neurology. 2019 April 09;2019:92 | The oligoclonal band (OCB) assay requires paired cerebrospinal fluid (CSF) and serum samples. Unconcentrated CSF and diluted serum are electrophoresed by isoelectric focusing. The separated immunoglobulins (Ig) are visualized by an IgG immunoblot, and OCBs that are present in the CSF and not in the serum are reported. The assay uses reagents from Helena Laboratories.(Keir G, Luxton RW, Thompson EJ: Isoelectric focusing of cerebrospinal fluid immunoglobulins G: an annotated update. Ann Clin Biochem. 1990;27:436-443; Hortin GL: Amino Acids, Peptides, and Proteins. In: Burtis CA, Burns DE, Sawyer BG, eds.Tietz Fundamentals of Clinical Chemistry and Molecular Diagnostics. 7th ed. Elsevier; 2015:chap 18) | 4 to 7 days | 14 days | This test has been cleared, approved, or is exempt by the US Food and Drug Administration and is used per manufacturer's instructions. Performance characteristics were verified by Mayo Clinic in a manner consistent with CLIA requirements. | 83916 | CSF Bands | In Process | 23611 | CSF Olig Bands Interpretation | 100756-6
OLIGU | Oligosaccharide Screen, Random, Urine | Screening for selected oligosaccharidosis | Matrix-Assisted Laser Desorption/Ionization Time-of-Flight Mass Spectrometry (MALDI-TOF MS) | Yes | Oligosaccharide Screen, U | Oligosaccharide analysis may be considered in the workup of unexplained refractory epilepsy. For more information see: | Supplies: Urine Tubes, 10 mL (T068) Container/Tube: Plastic, 10-mL urine tube Specimen Volume: 8 mL Pediatric Volume: 2 mL Collection Instructions: 1. Collect a random urine specimen. 2. No preservative 3. Immediately freeze specimen. | 2.5 mL | The oligosaccharidoses (glycoproteinoses) are a subset of lysosomal storage disorders (LSD) caused by the deficiency of any one of the lysosomal enzymes involved in the degradation of complex oligosaccharide chains. They are characterized by the abnormal accumulation of incompletely degraded oligosaccharides in cells and tissues and the corresponding increase of related free oligosaccharides in the urine. Clinical diagnosis can be difficult due to the similarity of clinical features across disorders and their variable severity. Clinical features can include bone abnormalities, coarse facial features, corneal cloudiness, organomegaly, muscle weakness, hypotonia, developmental delay, and ataxia. Age of onset ranges from early infancy to adult and can also present prenatally. The oligosaccharidoses and other storage disorders detected by this assay include alpha-mannosidosis, beta-mannosidosis, aspartylglucosaminuria, fucosidosis, Schindler disease, GM1 gangliosidosis, Sandhoff disease, sialidosis, galactosialidosis, mucolipidoses types II and III, mucopolysaccharidosis IVA (Morquio A), mucopolysaccharidosis IVB (Morquio B), and Pompe disease (see Table). Additional conditions that may be picked up by this test include other mucopolysaccharidoses, Gaucher disease, and some congenital disorders of glycosylation (PMM2, NGLY1, MOGS, ALG1). Table.Conditions Identifiable by Test Disorder Onset Gene Enzyme deficiency Worldwide incidence Alpha-mannosidosis Prenatal (type III) Infancy (type I) Juvenile/Adult (type II) MAN2B1 Alpha-mannosidase 1:500,000 Phenotype: Continuum of clinical features ranging from severe and rapidly progressive disease to a milder and more slowly progressive course. Prenatal onset (type III) manifests as prenatal loss or early death from progressive neurodegeneration. Infantile onset (type I) is characterized by rapidly progressive intellectual disability, hepatosplenomegaly, and severe dysostosis multiplex. Type II is milder and slower progressing with survival into adulthood. Beta-mannosidosis Infancy to juvenile MANBA Beta-mannosidase <100 patients described Phenotype: Clinical features vary in severity and may include intellectual disability, respiratory infections, hearing loss, hypotonia, peripheral neuropathy, and behavioral issues. Aspartylglucosaminuria Early childhood AGA Aspartylglucosaminidase 1:2,000,000 higher incidence in Finland approx 1:17,000 Phenotype: Normal appearing at birth followed by progressive neurodegeneration between 2 to 4 years, frequent respiratory infections, coarse features, thick calvarium, and osteoporosis. Slowly progressive mental decline into adulthood. Alpha-fucosidosis Infancy to early childhood FUCA1 Alpha-fucosidase <100 patients described Phenotype: Continuum within a wide spectrum of severity; clinical features include neurodegeneration, coarse facial features, growth delay, recurrent infections, dysostosis multiplex, angiokeratoma, and elevated sweat chloride. Schindler disease Infancy (type I) Early childhood (type III) Adult (type II) NAGA Alpha-N-acetyl-galactosaminidase <30 patients described Phenotype: Continuum of clinical features ranging from severe and rapidly progressive disease to a milder and more slowly progressive course; infantile onset (type I) is characterized by rapidly progressive neurodegeneration. Type II is adult onset characterized by angiokeratoma and mild cognitive impairment, and type III is an intermediate and variable form ranging from seizures and psychomotor delay to milder autistic features. GM1 gangliosidosis Infancy (type I) Late infantile/juvenile (type II) Adult (type III) GLB1 Beta-galactosidase (beta-Gal) 1:200,000 Phenotype: Continuum of clinical features ranging from severe and rapidly progressive disease to a milder and more slowly progressive course; infantile onset (type I) is characterized by early developmental delay/arrest followed by progressive neurodegeneration, skeletal dysplasia, facial coarseness, hepatosplenomegaly, and macular cherry red spot. Later onset forms (types II and III) are milder and observed as progressive neurologic disease and vertebral dysplasia. Adult onset presents mainly with dystonia. GM2 gangliosidosis variant 0 (Sandhoff disease) Early infancy to juvenile or adult HEXB Beta-hexosaminidase A and B 1:400,000 Phenotype: Infantile onset is characterized by rapidly progressive neurodegeneration, exaggerated startle reflex, "cherry red spot". Milder later adult-onset forms of the disease exist presenting with neurological problems, such as ataxia, dystonia, spinocerebellar degeneration, and behavior changes. Sialidosis (ML I) Early adulthood (type I) Earlier for congenital, infantile, and juvenile forms (type II) NEU1 Alpha-neuraminidase (Neu) <30 patients described Phenotype: Continuum of clinical features ranging from severe disease (type II) to a milder and more slowly progressive course (type I). Clinical features range from early developmental delay, coarse facial features, short stature, dysostosis multiplex, and hepatosplenomegaly to late onset cherry-red spot myoclonus syndrome. Seizures, hyperreflexia, and ataxia have been reported in more than 50% of later-onset patients. A congenital form of the disease has been reported in which patients present with fetal hydrops or neonatal ascites. Galactosialidosis Early infancy, late infancy, or early adult CTSA Cathepsin A causing secondary deficiencies in beta-Gal and Neu <30 patients described Phenotype: Continuum of clinical features ranging from severe and rapidly progressive disease to a milder and more slowly progressive course; clinical features of the early infantile type include fetal hydrops, edema, ascites, visceromegaly, dysostosis multiplex, coarse facies, and cherry red spot. The majority of patients have milder presentations, which include ataxia, myoclonus, angiokeratoma, cognitive and neurologic decline. Mucolipidosis II-alpha/-beta (I-cell) Mucolipidosis III-alpha/-beta and III-gamma (pseudo-Hurler polydystrophy) Early infancy Early childhood, may live well into adulthood GNPTAB(alpha/beta) GNPTG(gamma) N-acetylglucosaminyl-1-phosphotransferase deficiency causing secondary intracellular deficiency of multiple enzyme activities 1:300,000 Phenotype: I-cell resembles Hurler with short stature and skeletal anomalies, but presents earlier, is more severe, and can include cardiomyopathy and coronary artery disease. Pseudo-Hurler polydystrophy is milder and later presenting. Mucopolysaccharidosis IVB (Morquio B) Infancy to adult GLB1 Beta-Gal 1:75,000 N. Ireland 1:640,000 W. Australia Phenotype: Progressive condition that largely affects the skeletal system. Features include short-trunk dwarfism, skeletal (spondyloepiphyseal) dysplasia, fine corneal deposits, and preservation of intelligence. Pompe disease (glycogen storage disease type II) Early infancy Late onset (childhood-adult) GAA Alpha-glucosidase 1:40,000 Phenotype: Infantile onset is characterized by prominent cardiomegaly, hepatomegaly, hypotonia, and weakness. Later onset forms present with proximal muscle weakness and respiratory insufficiency. | An interpretive report will be provided. | This is a screening test; not all oligosaccharidoses are detected. The resulting excretion profile may be characteristic of a specific disorder; however, abnormal results require confirmation by enzyme assay or molecular genetic testing. When abnormal results are detected with characteristic patterns, a detailed interpretation is given, including an overview of results and significance, a correlation to available clinical information, elements of differential diagnosis, recommendations for additional confirmatory studies (enzyme assay, molecular genetic analysis). | This test may give false-negative results, especially in older patients with mild clinical presentations. This test may give false-positive results for Pompe disease, especially in pediatric patients on infant formula. | 1. Neufeld EF, Muenzer J. The mucopolysaccharidoses. In: Valle DL, Antonarakis S, Ballabio A, Beaudet AL, Mitchell GA. eds. The Online Metabolic and Molecular Bases of Inherited Disease. McGraw Hill; 2019. Accessed January 18, 2024. Available at https://ommbid.mhmedical.com/content.aspx?bookId=2709&sectionId=225544161 2. Thomas GH. Disorders of glycoprotein degradation: Alpha-mannosidosis, beta-mannosidosis, fucosidosis, and sialidosis. In: Valle DL, Antonarakis S, Ballabio A, Beaudet AL, Mitchell GA. eds. The Online Metabolic and Molecular Bases of Inherited Disease. McGraw Hill; 2019. Accessed January 17, 2024. Available at https://ommbid.mhmedical.com/content.aspx?bookid=2709&sectionid=225545029 3. Enns GM, Steiner RD, Cowan TM. Lysosomal disorders. In: Sarafoglou K, Hoffmann GF, Roth KS, eds. Pediatric Endocrinology and Inborn Errors of Metabolism. McGraw Hill Medical; 2009 | Urine samples are extracted using Oasis HLB and carbograph columns and lyophilized overnight. Oligosaccharides are permethylated, replacing all hydroxy groups (-OH) with methoxy groups (-OCH3) and esterifies carboxyl groups (-COOH to -COOCH3). After permethylation, the tubes are centrifuged, and the supernatant removed from the sodium hydroxide pellet. The supernatant is quenched, neutralized, extracted onto an Oasis HLB column, eluted, and lyophilized again overnight. Specimens are resuspended, mixed with a matrix solution containing 2,5-dihydroxybenzoic acid, spotted onto a MALDI plate, and allowed to air dry. The plate is then analyzed using a matrix-assisted laser desorption/ionization tandem time-of-flight (MALDI TOF/TOF) 5800 Analyzer.(Xia B, Asif G, Arthur L, et al. Oligosaccharide analysis in urine by MALDI-TOF mass spectrometry for the diagnosis of lysosomal storage diseases. Clin Chem. 2013;59[9]:1357-1368, Hall PL, Lam C, Alexander JJ. Urine oligosaccharide screening by MALDI-TOF for the identification of NGLY1 deficiency. Mol Genet Metab. 2018;124[1]:82-86) | 8 to 15 days | 1 month | This test was developed and its performance characteristics determined by Mayo Clinic in a manner consistent with CLIA requirements. It has not been cleared or approved by the US Food and Drug Administration. | 84377 | Oligosaccharide Screen, U | 49284-3 | 64889 | Oligosaccharide Screen, U | 49284-3
FOLBG | Olive Black IgG |  | Enzyme Immunoassay (FEIA) | No | Olive Black IgG | Serum | Draw blood in a plain, red-top tube(s), serum gel tube(s) is acceptable. Spin down and send 0.5 mL of serum refrigerated in a plastic vial. | 0.5 mL |  | Reference ranges have not been established for food-specific IgG tests. The clinical utility of food-specific IgG tests has not been established. These tests can be used in special clinical situations to select foods for evaluation by diet elimination and challenge in patients who have food-related complaints. It should be recognized that the presence of food-specific IgG alone cannot be taken as evidence of food allergy and only indicates immunologic sensitization by the food allergen in question. This test should only be ordered by physicians who recognize the limitations of the test. |  |  |  |  | 3 to 7 days |  | This test was developed and its performance characteristics determined by Viracor Eurofins. It has not been cleared or approved by the U.S. Food and Drug Administration. | 86001 | Olive Black IgG | 78697-0 | FOLBG | Olive Black IgG | 78697-0
OLIV | Olive Tree, IgE, Serum | Establishing a diagnosis of an allergy to olive tree Defining the allergen responsible for eliciting signs and symptoms Identifying allergens: -Responsible for allergic response and/or anaphylactic episode -To confirm sensitization prior to beginning immunotherapy -To investigate the specificity of allergic reactions to insect venom allergens, drugs, or chemical allergens | Fluorescence Enzyme Immunoassay (FEIA) | Yes | Olive-Tree, IgE | Serum | Collection Container/Tube: Preferred:Serum gel Acceptable:Red top Submission Container/Tube:Plastic vial Specimen Volume:0.5 mL for every 5 allergens requested Collection Instructions:Centrifuge and aliquot serum into a plastic vial. | For 1 allergen: 0.3 mL For more than 1 allergen: (0.05 mL x number of allergens) + 0.25 mL deadspace | Clinical manifestations of immediate hypersensitivity (allergic) diseases are caused by the release of proinflammatory mediators (histamine, leukotrienes, and prostaglandins) from IgE-sensitized effector cells (mast cells and basophils) when cell-bound IgE antibodies interact with an allergen. In vitro serum testing for IgE antibodies provides an indication of the immune response to allergens that may be associated with allergic disease. The allergens chosen for testing often depend upon the age of the patient, history of allergen exposure, season of the year, and clinical manifestations. In individuals predisposed to develop allergic disease, the sequence of sensitization and clinical manifestations proceed as follows: eczema and respiratory disease (rhinitis and bronchospasm) in infants and children less than 5 years due to food sensitivity (milk, egg, soy, and wheat proteins) followed by respiratory disease (rhinitis and asthma) in older children and adults due to sensitivity to inhalant allergens (dust mite, mold, and pollen inhalants). | Class,IgE kU/L,Interpretation, 0,<0.10,Negative, 0/1,0.10-0.34,Borderline/equivocal, 1,0.35-0.69,Equivocal, 2,0.70-3.49,Positive, 3,3.50-17.4,Positive, 4,17.5-49.9,Strongly positive, 5,50.0-99.9,Strongly positive, 6,> or =100,Strongly positive, | Detection of IgE antibodies in serum (class 1 or greater) indicates an increased likelihood of allergic disease as opposed to other etiologies and defines the allergens that may be responsible for eliciting signs and symptoms. The level of IgE antibodies in serum varies directly with the concentration of IgE antibodies expressed as a class score or kU/L. | Testing for IgE antibodies is not useful in patients previously treated with immunotherapy to determine if residual clinical sensitivity exists or in patients in whom the medical management does not depend upon identification of allergen specificity. Some individuals with clinically insignificant sensitivity to allergens may have measurable levels of IgE antibodies in serum, and test results must be interpreted in the clinical context. False-positive results for IgE antibodies may occur in patients with markedly elevated serum IgE (>2500 kU/L) due to nonspecific binding to allergen solid phases. | Homburger HA, Hamilton RG: Allergic diseases. In: McPherson RA, Pincus MR, eds. Henry's Clinical Diagnosis and Management by Laboratory Methods. 23rd ed.Elsevier; 2017:1057-1070 | Specific IgE from the patient's serum reacts with the allergen of interest, which is covalently coupled to an ImmunoCAP. After washing away nonspecific IgE, enzyme-labeled anti-IgE antibody is added to form a complex. After incubation, unbound anti-IgE is washed away, and the bound complex incubated with a developing agent. After stopping the reaction, the fluorescence of the eluate is measured. Fluorescence is proportional to the amount of specific IgE present in the patient's sample (ie, the higher the fluorescence value, the more IgE antibody is present).(Package insert: ImmunoCAP System Specific IgE FEIA. Phadia; Rev 06/2020) | Same day/1 to 3 days | 14 days | This test has been cleared, approved, or is exempt by the US Food and Drug Administration and is used per manufacturer's instructions. Performance characteristics were verified by Mayo Clinic in a manner consistent with CLIA requirements. | 86003 | Olive-Tree, IgE | 6192-9 | OLIV | Olive-Tree, IgE | 6192-9
OLIVF | Olive-Food, IgE, Serum | Establishing the diagnosis of an allergy to olive-food Defining the allergen responsible for eliciting signs and symptoms Identifying allergens: -Responsible for allergic response and/or anaphylactic episode -To confirm sensitization prior to beginning immunotherapy -To investigate the specificity of allergic reactions to insect venom allergens, drugs, or chemical allergens Testing for IgE antibodies isnot usefulin patients previously treated with immunotherapy to determine if residual clinical sensitivity exists, or in patients in whom the medical management does not depend upon identification of allergen specificity. | Fluorescence Enzyme Immunoassay (FEIA) | Yes | Olive-Food, IgE | Serum | Collection Container/Tube: Preferred:Serum gel Acceptable:Red top Submission Container/Tube:Plastic vial Specimen Volume:0.5 mL for every 5 allergens requested Collection Instructions:Centrifuge and aliquot serum into a plastic vial. | For 1 allergen: 0.3 mL More than 1 allergen: (0.05 mL x number of allergens) + 0.25 mL dead space | Clinical manifestations of immediate hypersensitivity (allergic) diseases are caused by the release of proinflammatory mediators (histamine, leukotrienes, and prostaglandins) from IgE-sensitized effector cells (mast cells and basophils) when cell-bound IgE antibodies interact with an allergen. In vitro serum testing for IgE antibodies provides an indication of the immune response to allergens that may be associated with allergic disease. The allergens chosen for testing often depend upon the age of the patient, history of allergen exposure, season of the year, and clinical manifestations. In individuals predisposed to develop allergic disease, the sequence of sensitization and clinical manifestations proceed as follows: eczema and respiratory disease (rhinitis and bronchospasm) in infants and children less than 5 years due to food sensitivity (milk, egg, soy, and wheat proteins) followed by respiratory disease (rhinitis and asthma) in older children and adults due to sensitivity to inhalant allergens (dust mite, mold, and pollen inhalants). | Class,IgE kU/L,Interpretation, 0,<0.10,Negative, 0/1,0.10-0.34,Borderline/equivocal, 1,0.35-0.69,Equivocal, 2,0.70-3.49,Positive, 3,3.50-17.4,Positive, 4,17.5-49.9,Strongly positive, 5,50.0-99.9,Strongly positive, 6,> or =100,Strongly positive, | Detection of IgE antibodies in serum (class 1 or greater) indicates an increased likelihood of allergic disease as opposed to other etiologies and defines the allergens that may be responsible for eliciting signs and symptoms. The level of IgE antibodies in serum varies directly with the concentration of IgE antibodies expressed as a class score or kU/L. | Testing for IgE antibodies is not useful in patients previously treated with immunotherapy to determine if residual clinical sensitivity exists or in patients in whom the medical management does not depend upon identification of allergen specificity. Some individuals with clinically insignificant sensitivity to allergens may have measurable levels of IgE antibodies in serum, and test results must be interpreted in the clinical context. False-positive results for IgE antibodies may occur in patients with markedly elevated serum IgE (>2500 kU/L) due to nonspecific binding to allergen solid phases. | Homburger HA, Hamilton RG: Allergic diseases. In: McPherson RA, Pincus MR, eds. Henry's Clinical Diagnosis and Management by Laboratory Methods. 23rd ed. Elsevier; 2017:1057-1070 | Specific IgE from the patient's serum reacts with the allergen of interest, which is covalently coupled to an ImmunoCAP. After washing away nonspecific IgE, enzyme-labeled anti-IgE antibody is added to form a complex. After incubation, unbound anti-IgE is washed away, and the bound complex incubated with a developing agent. After stopping the reaction, the fluorescence of the eluate is measured. Fluorescence is proportional to the amount of specific IgE present in the patient's sample (ie, the higher the fluorescence value, the more IgE antibody is present).(Package insert: ImmunoCAP System Specific IgE FEIA. Phadia; Rev 06/2020) | 1 to 3 days | 14 days | This test was developed and its performance characteristics determined by Mayo Clinic in a manner consistent with CLIA requirements. It has not been cleared or approved by the US Food and Drug Administration. | 86003 | Olive-Food, IgE | 21428-8 | OLIVF | Olive-Food, IgE | 21428-8
FONG | Onion IgG |  | Enzyme Immunoassay (FEIA) | No | Onion IgG | Serum | Draw blood in a plain, red-top tube(s), serum gel tube(s) is acceptable. Spin down and send 0.5 mL of serum refrigerated in a plastic vial. |  |  | Reference ranges have not been established for food-specific IgG tests. The clinical utility of food-specific IgG tests has not been established. These tests can be used in special clinical situations to select foods for evaluation by diet elimination and challenge in patients who have food-related complaints. It should be recognized that the presence of food-specific IgG alone cannot be taken as evidence of food allergy and only indicates immunologic sensitization by the food allergen in question. This test should only be ordered by physicians who recognize the limitations of the test. |  |  |  |  | 3 to 7 days |  | This test was developed and its performance characteristics determined by Viracor Eurofins. It has not been cleared or approved by the U.S. Food and Drug Administration. | 86001 | Onion IgG | 35541-2 | FONG | Onion IgG | 35541-2
ONIN | Onion, IgE, Serum | Establishing a diagnosis of an allergy to onion Defining the allergen responsible for eliciting signs and symptoms Identifying allergens: -Responsible for allergic response and/or anaphylactic episode -To confirm sensitization prior to beginning immunotherapy -To investigate the specificity of allergic reactions to insect venom allergens, drugs, or chemical allergens | Fluorescence Enzyme Immunoassay (FEIA) | Yes | Onion, IgE | Serum | Collection Container/Tube: Preferred:Serum gel Acceptable:Red top Submission Container/Tube:Plastic vial Specimen Volume:0.5 mL for every 5 allergens requested Collection Instructions:Centrifuge and aliquot serum into a plastic vial. | For 1 allergen: 0.3 mL For more than 1 allergen: (0.05 mL x number of allergens) + 0.25 mL deadspace | Clinical manifestations of immediate hypersensitivity (allergic) diseases are caused by the release of proinflammatory mediators (histamine, leukotrienes, and prostaglandins) from IgE-sensitized effector cells (mast cells and basophils) when cell-bound IgE antibodies interact with an allergen. In vitro serum testing for IgE antibodies provides an indication of the immune response to allergens that may be associated with allergic disease. The allergens chosen for testing often depend upon the age of the patient, history of allergen exposure, season of the year, and clinical manifestations. In individuals predisposed to develop allergic disease, the sequence of sensitization and clinical manifestations proceed as follows: eczema and respiratory disease (rhinitis and bronchospasm) in infants and children less than 5 years due to food sensitivity (milk, egg, soy, and wheat proteins) followed by respiratory disease (rhinitis and asthma) in older children and adults due to sensitivity to inhalant allergens (dust mite, mold, and pollen inhalants). | Class,IgE kU/L,Interpretation, 0,<0.10,Negative, 0/1,0.10-0.34,Borderline/equivocal, 1,0.35-0.69,Equivocal, 2,0.70-3.49,Positive, 3,3.50-17.4,Positive, 4,17.5-49.9,Strongly positive, 5,50.0-99.9,Strongly positive, 6,> or =100,Strongly positive, | Detection of IgE antibodies in serum (class 1 or greater) indicates an increased likelihood of allergic disease as opposed to other etiologies and defines the allergens that may be responsible for eliciting signs and symptoms. The level of IgE antibodies in serum varies directly with the concentration of IgE antibodies expressed as a class score or kU/L. | Testing for IgE antibodies is not useful in patients previously treated with immunotherapy to determine if residual clinical sensitivity exists or in patients in whom the medical management does not depend upon identification of allergen specificity. Some individuals with clinically insignificant sensitivity to allergens may have measurable levels of IgE antibodies in serum, and test results must be interpreted in the clinical context. False-positive results for IgE antibodies may occur in patients with markedly elevated serum IgE (>2500 kU/L) due to nonspecific binding to allergen solid phases. | Homburger HA, Hamilton RG: Allergic diseases. In: McPherson RA, Pincus MR, eds. Henry's Clinical Diagnosis and Management by Laboratory Methods. 23rd ed.Elsevier; 2017:1057-1070 | Specific IgE from the patient's serum reacts with the allergen of interest, which is covalently coupled to an ImmunoCAP. After washing away nonspecific IgE, enzyme-labeled anti-IgE antibody is added to form a complex. After incubation, unbound anti-IgE is washed away, and the bound complex incubated with a developing agent. After stopping the reaction, the fluorescence of the eluate is measured. Fluorescence is proportional to the amount of specific IgE present in the patient's sample (ie, the higher the fluorescence value, the more IgE antibody is present).(Package insert: ImmunoCAP System Specific IgE FEIA. Phadia; Rev 06/2020) | Same day/1 to 3 days | 14 days | This test has been cleared, approved, or is exempt by the US Food and Drug Administration and is used per manufacturer's instructions. Performance characteristics were verified by Mayo Clinic in a manner consistent with CLIA requirements. | 86003 | Onion, IgE | 6193-7 | ONIN | Onion, IgE | 6193-7
OPTMX | Opiate Confirmation, Chain of Custody, Meconium | Detecting maternal prenatal opiate/opioid use up to 5 months before birth Chain of custody is required whenever the results of testing could be used in a court of law. Its purpose is to protect the rights of the individual contributing the specimen by demonstrating that it was under the control of personnel involved with testing the specimen at all times; this control implies that the opportunity for specimen tampering would be limited.Since the evidence of illicit drug use during pregnancy can be cause for separating the baby from the mother, a complete chain of custody ensures that the test results are appropriate for legal proceedings. | Liquid Chromatography Tandem Mass Spectrometry (LC-MS/MS) | Yes | Opiate Confirmation, CoC, M | Meconium | Supplies:Chain of Custody Meconium Kit (T653) includes the specimen containers, seals, and documentation required. Specimen Volume:1 g (approximately 1 teaspoon) Collection Instructions:Collect entire random meconium specimen. Additional Information: 1. Specimen that arrives with a broken seal does not meet the chain of custody requirements. 2. The laboratory recommends sending chain-of-custody specimens by overnight shipment. | 0.3 g (approximately 1/4 teaspoon) | Opiates are naturally occurring alkaloids that are derived from the opium poppy and demonstrate analgesic effects. Opioids are derived from natural and semisynthetic alkaloids of opium or synthetic compounds(1): -Codeine is a naturally occurring opioid agonist often incorporated into formulations along with acetaminophen or aspirin to increase its analgesic effect.(2) Codeine is metabolized to morphine and subsequently undergoes glucuronidation and sulfation. -Morphine is an opioid receptor agonist used for major pain analgesia.(2) It has been shown to distribute widely into many fetal tissues(3) and has been detected in meconium. -Hydrocodone is a semisynthetic analgesic derived from codeine. Hydrocodone is 6 times more potent than codeine and is prescribed for treatment of moderate-to-moderately severe pain.(2) Hydrocodone undergoes O-demethylation in vivo, forming hydromorphone. -Hydromorphone, a semisynthetic derivative of morphine, is an opioid analgesic. It is 7 to 10 times more potent than morphine, its addiction liability is similar to morphine.(2) -Oxycodone, a semisynthetic narcotic derived from thebaine. It is metabolized by O-demethylation, forming oxymorphone.(2) -Oxymorphone is a semisynthetic opioid derivative of thebaine and is indicated for moderate-to-severe pain.(2) -Heroin, a semisynthetic derivative of morphine, is rapidly deacetylated in vivo to the active metabolite 6-monoacetlymorphine (6-MAM), which is further hydrolyzed to morphine.(2) Opiates have been shown to readily cross the placenta and distribute widely into many fetal tissues. Opiate use by the mother during pregnancy increases the risk of prematurity and small size for gestational age. Furthermore, heroin-exposed infants exhibit an early onset of withdrawal symptoms compared to methadone-exposed infants. These infants demonstrate a variety of symptoms including irritability, hypertonia, wakefulness, diarrhea, yawning, sneezing, increased hiccups, jitteriness, excessive sucking, and seizures. Long-term intrauterine drug exposure may lead to abnormal neurocognitive and behavioral development as well as an increased risk of sudden infant death syndrome. The disposition of opiates and opioids in meconium, the first fecal material passed by the neonate, is not well understood. The proposed mechanism is that the fetus excretes drug into bile and amniotic fluid. Drug accumulates in meconium either by direct deposition from bile or through swallowing of amniotic fluid. The first evidence of meconium in the fetal intestine appears at approximately the 10th to 12th week of gestation, and it slowly moves into the colon by the 16th week of gestation. Therefore, the presence of drugs in meconium has been proposed to be indicative of in utero drug exposure during the final 4 to 5 months of pregnancy, a longer historical measure than is possible by urinalysis. Chain of custody is a record of the disposition of a specimen to document each individual who collected, handled, and performed the analysis. When a specimen is submitted in this manner, analysis will be performed in such a way that it will withstand regular court scrutiny. | Negative Positives are reported with a quantitative liquid chromatography tandem mass spectrometry (LC-MS/MS) result. Cutoff concentrations for LC-MS/MS testing: Codeine: 20 ng/mL Hydrocodone: 20 ng/mL Hydromorphone: 20 ng/mL Morphine: 20 ng/mL Oxycodone: 20 ng/mL Oxymorphone: 20 ng/mL | The presence of any of the following opiates (codeine, morphine, hydrocodone, hydromorphone, oxycodone, oxymorphone) at 20 ng/g or more or 6-monoacetlymorphine at 10 ng/g or more indicates the newborn was exposed to opiates/opioids during gestation. | Since the evidence of illicit drug use during pregnancy can be cause for separating the baby from the mother, a kit is available that includes all the materials necessary to complete chain of custody to ensure test results are appropriate for legal proceedings. | 1. Gutstein HB, Akil H: Opioid analgesics. In: Brunton LL, Lazo JS, Parker KL, eds. Goodman and Gilman's The Pharmacological Basis of Therapeutics. 11th ed. McGraw-Hill; 2006 2. Baselt RC:. Disposition of Toxic Drugs and Chemical in Man. 10th ed. Biomedical Publications; 2014 3. Szeto HH: Kinetics of drug transfer to the fetus. Clin Obstet Gynecol. 1993;36:246-254 4. Ahanya SN, Lakshmanan J, Morgan BL, Ross MG: Meconium passage in utero: mechanisms, consequences, and management. Obstet Gynecol Surv. 2005;60:45-56 5. Langman LJ Bechtel LK, Meier BM, Holstege C: Clinical toxicology. In: Rifai N, Horvath AR, Wittwer CT, eds. Tietz Textbook of Clinical Chemistry and Molecular Diagnostics. 6th ed. Elsevier; 2018:832-887 | Meconium is mixed with internal standard and extracted with methanol. The methanolic extract is further processed by solid phase extraction. The extract is analyzed by liquid chromatography tandem mass spectroscopy.(Unpublished Mayo method) | 2 to 3 days | 2 weeks | This test was developed and its performance characteristics determined by Mayo Clinic in a manner consistent with CLIA requirements. It has not been cleared or approved by the US Food and Drug Administration. | 8036180365G0480 (if appropriate) | Opiate Confirmation, CoC, M | 69026-3 | 36228 | Chain of Custody | 77202-0
OPATM | Opiate Confirmation, Meconium | Detecting maternal prenatal opiate/opioid use up to 5 months before birth | Liquid Chromatography-Tandem Mass Spectrometry (LC-MS/MS) | Yes | Opiate Confirmation, M | Meconium | Supplies:Stool container, Small (Random), 4 oz (T288) Container/Tube:Stool container Specimen Volume:1 g (approximately 1 teaspoon) Collection Instructions:Collect entire random meconium specimen. | 0.3 g (approximately 1/4 teaspoon) | Opiates are naturally occurring alkaloids that are derived from the opium poppy and demonstrate analgesic effects. Opioids are derived from natural and semisynthetic alkaloids of opium or synthetic compounds(1): -Codeine is a naturally occurring opioid agonist often incorporated into formulations along with acetaminophen or aspirin to increase its analgesic effect.(2) Codeine is metabolized to morphine and subsequently undergoes glucuronidation and sulfation. -Morphine is an opioid receptor agonist used for major pain analgesia.(2) It has been shown to distribute widely into many fetal tissues(3) and has been detected in meconium. -Hydrocodone is a semisynthetic analgesic derived from codeine. Hydrocodone is 6 times more potent than codeine and is prescribed for treatment of moderate-to-moderately severe pain.(2) Hydrocodone undergoes O-demethylation in vivo, forming hydromorphone. -Hydromorphone, a semisynthetic derivative of morphine, is an opioid analgesic. It is 7 to 10 times more potent than morphine, its addiction liability is similar to morphine.(2) -Oxycodone, a semisynthetic narcotic derived from thebaine. It is metabolized by O-demethylation, forming oxymorphone.(2) -Oxymorphone is a semisynthetic opioid derivative of thebaine and is indicated for moderate-to-severe pain.(2) -Heroin, a semisynthetic derivative of morphine, is rapidly deacetylated in vivo to the active metabolite 6-monoacetlymorphine (6-MAM), which is further hydrolyzed to morphine.(2) Opiates have been shown to readily cross the placenta and distribute widely into many fetal tissues. Opiate use by the mother during pregnancy increases the risk of prematurity and small size for gestational age. Furthermore, heroin-exposed infants exhibit an early onset of withdrawal symptoms compared to methadone-exposed infants. These infants demonstrate a variety of symptoms, including irritability, hypertonia, wakefulness, diarrhea, yawning, sneezing, increased hiccups, jitteriness, excessive sucking, and seizures. Long-term intrauterine drug exposure may lead to abnormal neurocognitive and behavioral development as well as an increased risk of sudden infant death syndrome. The disposition of opiates and opioids in meconium, the first fecal material passed by the neonate, is not well understood. The proposed mechanism is that the fetus excretes drug into bile and amniotic fluid. Drug accumulates in meconium either by direct deposition from bile or through swallowing of amniotic fluid. The first evidence of meconium in the fetal intestine appears at approximately the 10th to 12th week of gestation, and it slowly moves into the colon by the 16th week of gestation. Therefore, the presence of drugs in meconium has been proposed to be indicative of in utero drug exposure during the final 4 to 5 months of pregnancy, a longer historical measure than is possible by urinalysis. | Negative Positives are reported with a quantitative liquid chromatography tandem mass spectrometry (LC-MS/MS) result. Cutoff concentrations for LC-MS/MS testing: Codeine: 20 ng/g Hydrocodone: 20 ng/g Hydromorphone: 20 ng/g Morphine: 20 ng/g Oxycodone: 20 ng/g Oxymorphone: 20 ng/g | The presence of any of the following opiates (codeine, morphine, hydrocodone, hydromorphone, oxycodone, oxymorphone) at 20 ng/g or greater or 6-monoacetlymorphine at 10 ng/g or greater indicates the newborn was exposed to opiates/opioids during gestation. | No significant cautionary statements | 1. Gutstein HB, Akil H: Opioid analgesics. In: Brunton LL, Lazo JS, Parker KL, eds. Goodman and Gilman's The Pharmacological Basis of Therapeutics. 11th ed. McGraw-Hill; 2006 2. Baselt RC: Disposition of Toxic Drugs and Chemical in Man. 10th ed. Biomedical Publications; 2014 3. Szeto HH: Kinetics of drug transfer to the fetus. Clin Obstet Gynecol. 1993 Jun;36(2):246-254 4. Ahanya SN, Lakshmanan J, Morgan BLG, Ross MG: Meconium passage in utero: mechanisms, consequences, and management. Obstet Gynecol Surv. 2005 Jan;60(1):45-56 5. Langman LJ, Bechtel LK, Meier BM, Holstege C: Clinical toxicology. In: Rifai N, Horvath AR, Wittwer CT, eds. Tietz Textbook of Clinical Chemistry and Molecular Diagnostics. 6th ed. Elsevier; 2018:832-887 | Meconium is mixed with internal standard and extracted with methanol. The methanolic extract is further processed by solid phase extraction. The extract is analyzed by liquid chromatography tandem mass spectroscopy.(Unpublished Mayo method) | 2 to 3 days | 2 weeks | This test was developed and its performance characteristics determined by Mayo Clinic in a manner consistent with CLIA requirements. It has not been cleared or approved by the US Food and Drug Administration. | 8036180365G0480 (if appropriate) | Opiate Confirmation, M | 69026-3 | 31869 | Chain of Custody | 77202-0
OPATX | Opiates Confirmation, Chain of Custody, Random, Urine | Detection and quantification ofcodeine, hydrocodone, oxycodone, morphine, hydromorphone, oxymorphone, noroxycodone, noroxymorphone, norhydrocodone, dihydrocodeine, and naloxonein urine Chain of custody is required whenever the results of testing could be used in a court of law. Its purpose is to protect the rights of the individual contributing the specimen by demonstrating that it was under the control of personnel involved with testing the specimen at all times; this control implies that the opportunity for specimen tampering would be limited. | Immunoassay followed by Liquid Chromatography-Tandem Mass Spectrometry (LC-MS/MS) | Yes | Opiate Confirmation, CoC, U | Adulterants testing will be performed on all chain of custody urine samples as per regulatory requirements. | Supplies:Chain-of-Custody Kit (T282) Container/Tube: Chain-of-custody kit containing the specimen containers, seals, and documentation is required. Specimen Volume:5 mL Collection Instructions:Collect urine specimen in the container provided, seal, and submit with the associated documentation to satisfy the legal requirements for chain-of-custody testing. Additional Information:Submitting less than 5 mL will compromise our ability to perform all necessary testing. | 2 mL | Codeine is converted by hepatic metabolism to morphine and norcodeine with a half-life of 2 to 4 hours. If codeine is ingested, the ratio of codeine to morphine generally exceeds 1.0 in urine during the first 24 hours. The ratio may fall below 1.0 after 24 hours; and after 30 hours, only morphine may be detected. Morphine is a naturally occurring narcotic analgesic obtained from the poppy plant,Papaver somniferum. Morphine is converted by hepatic metabolism to normorphine with a half-life of 2 to 4 hours. The presence of morphine in urine can indicate exposure to morphine, heroin, or codeine within 2 to 3 days. Ingestion of bakery products containing poppy seeds can also cause morphine to be excreted in urine. If excessively large amounts are consumed, this can result in urine morphine concentrations up to 2000 ng/mL for a period of 6 to 12 hours after ingestion. Hydrocodone exhibits a complex pattern of metabolism including O-demethylation, N-demethylation, and 6-keto reduction to the 6-beta hydroxymetabolites. Hydromorphone and norhydrocodone are both metabolites of hydrocodone. Dihydrocodeine is also a minor metabolite. Trace amounts of hydrocodone can also be found in the presence of approximately 100-fold higher concentrations of oxycodone or hydromorphone since it can be a pharmaceutical impurity in these medications. The presence of hydrocodone greater than 100 ng/mL indicates exposure within 2 to 3 days prior to specimen collection. Hydromorphone is metabolized primarily in the liver and is excreted primarily as the glucuronidated conjugate, with small amounts of parent drug and minor amounts of 6-hydroxy reduction metabolites. The presence of hydromorphone greater than 100 ng/mL indicates exposure within 2 to 3 days prior to specimen collection. Hydromorphone is also a metabolite of hydrocodone; therefore, the presence of hydromorphone could also indicate exposure to hydrocodone. Dihydrocodeine is a semisynthetic narcotic analgesic prepared by the hydrogenation of codeine. It is also a minor metabolite of hydrocodone. It is metabolized to dihydromorphine and has a half-life of 3.4 to 4.5 hours. Oxycodone is metabolized to noroxycodone, oxymorphone, and their glucuronides and is excreted primarily via the kidney. The presence of oxycodone greater than 100 ng/mL indicates exposure to oxycodone within 2 to 3 days prior to specimen collection. Oxymorphone is metabolized in the liver to noroxymorphone and excreted via the kidney primarily as the glucuronide conjugates. Oxymorphone is also a metabolite of oxycodone and, therefore, the presence of oxymorphone could also indicate exposure to oxycodone. Naloxone is a synthetic narcotic antagonist and used for partial or complete reversal of opioid depression induced by natural or synthetic opioids. It has also been incorporated into oral tablets of opioids to discourage abuse. The duration of action is dependent on the dose and route of administration. The half-life in adults is approximately 30 to 81 minutes. The detection interval for the opiates is generally 2 to 3 days after last ingestion. Chain of custody is a record of the disposition of a specimen to document each individual who collected, handled, and performed the analysis. When a specimen is submitted in this manner, analysis will be performed in such a way that it will withstand regular court scrutiny. | Negative Cutoff concentrations: IMMUNOASSAY SCREEN 300 ng/mL Liquid chromatography-tandem mass spectroscopy: Codeine: 25 ng/mL Dihydrocodeine: 25 ng/mL Hydrocodone: 25 ng/mL Norhydrocodone: 25 ng/mL Hydromorphone: 25 ng/mL Oxycodone: 25 ng/mL Noroxycodone: 25 ng/mL Oxymorphone: 25 ng/mL Noroxymorphone: 25 ng/mL Naloxone: 25 ng/mL Morphine: 25 ng/mL | This procedure reports the total urine concentration; this is the sum of the unconjugated and conjugated forms of the parent drug. | This test detects drugs structurally similar to morphine. Other drugs in the opioid class, such as fentanyl, meperidine, and methadone are not detected. | 1. Gutstein HB, Akil H: Opioid analgesics. In: Brunton LL, Lazo JS, Parker KL, eds. Goodman and Gilman's The Pharmacological Basis of Therapeutics. 11th ed. McGraw-Hill; 2006:chap 21 2. Baselt RC: Disposition of Toxic Drugs and Chemical in Man. 9th ed. Biomedical Publications; 2011 3. Hackett LP, Dusci LJ, Ilett KF, Chiswell GM: Optimizing thehydrolysisofcodeineand morphine glucuronides in urine. TherDrugMonit. 2002 Oct;24(5):652-657 4. Langman LJ, Bechtel LK, Meier BM, Holstege C: Clinical toxicology. In: Rifai N, Horvath AR, Wittwer CT, eds. Tietz Textbook of Clinical Chemistry and Molecular Diagnostics. 6th ed. Elsevier; 2018:832-887 | Opiates exist in patient urine as both free and either sulfate or glucuronide conjugates. Specimens are initially screened by immunoassay. The opiate assay is based on the kinetic interaction of microparticles in a solution as measured by changes in light transmission. In the absence of sample drug, soluble drug conjugates bind to antibody-bound microparticles, causing the formation of particle aggregates. As the aggregation reaction proceeds in the absence of sample drug, the absorbance increases. When a urine sample contains the drug in question, this drug competes with the drug derivative conjugate for microparticle-bound antibody. Antibody bound to sample drug is no longer available to promote particle aggregation, and subsequent particle lattice formation is inhibited. The presence of sample drug diminishes the increasing absorbance in proportion to the concentration of drug in the sample. Sample drug content is determined relative to the value obtained for a known cutoff concentration of drug. The NADH formed during the reaction, measured photometrically as a rate of change in absorbance, is directly proportional to the ethyl alcohol concentration.(Package insert: Opiates. Roche Diagnostics; 11/2017) After screening, enzyme hydrolysis is used to liberate the conjugated drug. Specimens are then centrifuged, diluted, and the analytes are separated by liquid chromatography-tandem mass spectroscopy and analyzed by multiple reaction monitoring.(Unpublished Mayo method) | 3 to 5 days | 14 days | This test was developed and its performance characteristics determined by Mayo Clinic in a manner consistent with CLIA requirements. It has not been cleared or approved by the US Food and Drug Administration. | 803618036580362G0480 (if appropriate) | Opiate Confirmation, CoC, U | In Process | 42009 | Naloxone-by LC-MS/MS | 77207-9
OPATU | Opiates Confirmation, Random, Urine | Detection and quantification ofcodeine, hydrocodone, oxycodone, morphine, hydromorphone, oxymorphone, noroxycodone, noroxymorphone, norhydrocodone, dihydrocodeine, and naloxonein urine | Liquid Chromatography-Tandem Mass Spectrometry (LC-MS/MS) | Yes | Opiate Confirmation, U | Urine | Supplies:Sarstedt Aliquot Tube, 5 mL (T914) Collection Container/Tube:Plastic urine container Submission Container/Tube:Plastic, 5-mL tube Specimen Volume:3 mL Collection Instructions: 1. Collect a random urine specimen. 2. No preservative. Additional Information: 1. No specimen substitutions. 2. STAT requests arenotacceptedfor this test. 3. Submitting less than 1 mL will compromise our ability to perform all necessary testing. | 1 mL | Codeine is converted by hepatic metabolism to morphine and norcodeine with a half-life of 2 to 4 hours. If codeine is ingested, the ratio of codeine to morphine generally exceeds 1.0 in urine during the first 24 hours. The ratio may fall below 1.0 after 24 hours, and after 30 hours, only morphine may be detected. Morphine is a naturally occurring narcotic analgesic obtained from the poppy plant,Papaver somniferum. Morphine is converted by hepatic metabolism to normorphine with a half-life of 2 to 4 hours. The presence of morphine in urine can indicate exposure to morphine, heroin, or codeine within 2 to 3 days. Ingestion of bakery products containing poppy seeds can also cause morphine to be excreted in urine. If excessively large amounts are consumed, this can result in urine morphine concentrations up to 2000 ng/mL for a period of 6 to 12 hours after ingestion. Hydrocodone exhibits a complex pattern of metabolism including O-demethylation, N-demethylation, and 6-keto reduction to the 6-beta hydroxymetabolites. Hydromorphone and norhydrocodone are both metabolites of hydrocodone. Dihydrocodeine is also a minor metabolite. Trace amounts of hydrocodone can also be found in the presence of approximately 100-fold higher concentrations of oxycodone or hydromorphone since it can be a pharmaceutical impurity in these medications. The presence of hydrocodone greater than 100 ng/mL indicates exposure within 2 to 3 days prior to specimen collection. Hydromorphone is metabolized primarily in the liver and is excreted primarily as the glucuronidated conjugate, with small amounts of parent drug and minor amounts of 6-hydroxy reduction metabolites. The presence of hydromorphone greater than 100 ng/mL indicates exposure within 2 to 3 days prior to specimen collection. Hydromorphone is also a metabolite of hydrocodone; therefore, the presence of hydromorphone could also indicate exposure to hydrocodone. Dihydrocodeine is a semisynthetic narcotic analgesic prepared by the hydrogenation of codeine. It is also a minor metabolite of hydrocodone. It is metabolized to dihydromorphine and has a half-life of 3.4 to 4.5 hours. Oxycodone is metabolized to noroxycodone, oxymorphone, and their glucuronides, and is excreted primarily via the kidney. The presence of oxycodone greater than 100 ng/mL indicates exposure to oxycodone within 2 to 3 days prior to specimen collection. Oxymorphone is metabolized in the liver to noroxymorphone and excreted via the kidney primarily as the glucuronide conjugates. Oxymorphone is also a metabolite of oxycodone and, therefore, the presence of oxymorphone could also indicate exposure to oxycodone. Naloxone is a synthetic narcotic antagonist and used for partial or complete reversal of opioid depression induced by natural or synthetic opioids. It has also been incorporated into oral tablets of opioids to discourage abuse. The duration of action is dependent on the dose and route of administration. The half-life in adults is approximately 30 to 81 minutes. The detection interval for opiates is generally 2 to 3 days after last ingestion. | Negative Cutoff concentrations by liquid chromatography-tandem mass spectroscopy: Codeine: 25 ng/mL Dihydrocodeine: 25 ng/mL Hydrocodone: 25 ng/mL Norhydrocodone: 25 ng/mL Hydromorphone: 25 ng/mL Oxycodone: 25 ng/mL Noroxycodone: 25 ng/mL Oxymorphone: 25 ng/mL Noroxymorphone: 25 ng/mL Naloxone: 25 ng/mL Morphine: 25 ng/mL | This test reports the total urine concentration; this is the sum of the unconjugated and conjugated forms of the parent drug. | This test detects drugs structurally similar to morphine. Other drugs in the opioid class, such as fentanyl, meperidine, and methadone are not detected. | 1. Gutstein HB, Akil H: Opioid analgesics. In: Brunton LL, Lazo JS, Parker KL, eds. Goodman and Gilman's The Pharmacological Basis of Therapeutics. 11th ed. McGraw-Hill; 2006:chap 21 2. Baselt RC: Disposition of Toxic Drugs and Chemical in Man. 9th ed. Biomedical Publication; 2011 3. Hackett LP, Dusci LJ, Ilett KF, Chiswell GM: Optimizing thehydrolysisofcodeineand morphine glucuronides in urine. TherDrugMonit. 2002 Oct;24(5):652-657 4. Langman LJ, Bechtel LK, Meier BM, Holstege C: Clinical toxicology. In: Rifai N, Horvath AR, Wittwer CT, eds. Tietz Textbook of Clinical Chemistry and Molecular Diagnostics. 6th ed. Elsevier; 2018:832-887 | Opiates exist in patient urine as both free and either sulfate or glucuronide conjugates. Enzyme hydrolysis is used to liberate the conjugated drug. Specimens are then centrifuged, diluted, and filtered and the analytes are separated by liquid chromatography tandem mass spectroscopy and analyzed by multiple reaction monitoring.(Unpublished Mayo method) | 3 to 5 days | 14 days | This test was developed and its performance characteristics determined by Mayo Clinic in a manner consistent with CLIA requirements. It has not been cleared or approved by the US Food and Drug Administration. | 803618036580362G0480 (if appropriate) | Opiate Confirmation, U | In Process | 42004 | Naloxone-by LC-MS/MS | 77207-9
FOPIA | Opiates, Serum or Plasma, Quantitative |  | Quantitative Liquid Chromatography-Tandem Mass Spectrometry | Yes | Opiates, Serum or Plasma, Quant. | Varies | Submit only one of the following specimens: Plasma Specimen Type:Plasma Container/Tube:Gray top (potassium oxalate/sodium fluoride), Green top (sodium heparin), Lavender top (EDTA), or pink top (K2EDTA) Submission Container/Tube:Plastic vial Specimen Volume:1 mL Collection Instructions:Draw blood in a gray top (potassium oxalate/sodium fluoride), green (sodium heparin), lavender (EDTA) or pink (K2EDTA) tube(s). Spin down and send 1 mL of plasma refrigerated in a plastic vial. Note:Label specimen appropriately (plasma). Serum Specimen Type:Serum Collection Container/Tube:Red top Submission Container/Tube:Plastic vial Specimen Volume:1 mL Collection Instructions:Draw blood in a plain, red-top tube(s). Spin down and send 1 mL of serum refrigerated in a plastic vial. Note:Label specimen appropriately (serum). | 0.5 mL |  | Drugs covered: codeine, morphine, 6-acetylmorphine, hydrocodone, hydromorphone, oxycodone, and oxymorphone. All drugs covered and the non-glucuronidated (free) form. Positive cutoff:2 ng/mL For medical purposes only; not valid for forensic use. | Identification of specific drug(s) taken by specimen donor is problematic due to common metabolites, some of which are prescription drugs themselves. The absence of expected drug(s) and/or drug metabolite(s) may indicate non-compliance, inappropriate timing of specimen collection relative to drug administration, poor drug absorption, or limitations of testing. All drugs covered are the nonglucuronidated (free) form. The concentration value must be greater than or equal to the cutoff to be reported as positive.A very small amount of an unexpected drug analyte in the presence of a large amount of an expected drug analyte may reflect pharmaceutical impurity. Interpretive questions should be directed to the laboratory. |  |  |  | 3-11 days |  | This test was developed and its performance characteristics determined by ARUP Laboratories. It has not been cleared or approved by the US Food and Drug Administration. This test was performed in a CLIA certified laboratory and is intended for clinical purposes. | 80361, 80365 | Opiates, Serum or Plasma, Quant. | 8217-2 | Z4433 | Oxymorphone, S/P, Quant | 60467-8
FCDU1 | Opiates, Umbilical Cord Tissue |  | Only orderable as part of a profile-see FCDSU. | Yes | Opiates, UC | If appropriate, confirmation testing will be performed at no additional charge. | Only orderable as part of a profile-see FCDSU. |  |  | Reporting limit determined each analysis. Units: ng/g Only orderable as part of a profile-see FCDSU. | [8 empty] | Opiates, UC | Not Provided | Z6151 | Tapentadol | 97302-4
FORNG | Orange IgG |  | Enzyme Immunoassay (FEIA) | No | Orange IgG | Serum | Draw blood in a plain, red-top tube(s), serum gel tube(s) is acceptable. Spin down and send 0.5 mL of serum refrigerated in a plastic vial. | 0.5 mL |  | Reference ranges have not been established for food-specific IgG tests. The clinical utility of food-specific IgG tests has not been established. These tests can be used in special clinical situations to select foods for evaluation by diet elimination and challenge in patients who have food-related complaints. It should be recognized that the presence of food-specific IgG alone cannot be taken as evidence of food allergy and only indicates immunologic sensitization by the food allergen in question. This test should only be ordered by physicians who recognize the limitations of the test. |  |  |  |  | 3 to 7 days |  | This test was developed and its performance characteristics determined by Viracor Eurofins. It has not been cleared or approved by the U.S. Food and Drug Administration. | 86001 | Orange IgG | 51904-1 | FORNG | Orange IgG | 51904-1
ORNG | Orange, IgE, Serum | Establishing a diagnosis of an allergy to orange Defining the allergen responsible for eliciting signs and symptoms Identifying allergens: -Responsible for allergic response and/or anaphylactic episode -To confirm sensitization prior to beginning immunotherapy -To investigate the specificity of allergic reactions to insect venom allergens, drugs, or chemical allergens | Fluorescence Enzyme Immunoassay (FEIA) | Yes | Orange, IgE | Serum | Collection Container/Tube: Preferred:Serum gel Acceptable:Red top Submission Container/Tube:Plastic vial Specimen Volume:0.5 mL for every 5 allergens requested Collection Instructions:Centrifuge and aliquot serum into a plastic vial. | For 1 allergen: 0.3 mL For more than 1 allergen: (0.05 mL x number of allergens) + 0.25 mL deadspace | Clinical manifestations of immediate hypersensitivity (allergic) diseases are caused by the release of proinflammatory mediators (histamine, leukotrienes, and prostaglandins) from IgE-sensitized effector cells (mast cells and basophils) when cell-bound IgE antibodies interact with an allergen. In vitro serum testing for IgE antibodies provides an indication of the immune response to allergens that may be associated with allergic disease. The allergens chosen for testing often depend upon the age of the patient, history of allergen exposure, season of the year, and clinical manifestations. In individuals predisposed to develop allergic disease, the sequence of sensitization and clinical manifestations proceed as follows: eczema and respiratory disease (rhinitis and bronchospasm) in infants and children less than 5 years due to food sensitivity (milk, egg, soy, and wheat proteins) followed by respiratory disease (rhinitis and asthma) in older children and adults due to sensitivity to inhalant allergens (dust mite, mold, and pollen inhalants). | Class,IgE kU/L,Interpretation, 0,<0.10,Negative, 0/1,0.10-0.34,Borderline/equivocal, 1,0.35-0.69,Equivocal, 2,0.70-3.49,Positive, 3,3.50-17.4,Positive, 4,17.5-49.9,Strongly positive, 5,50.0-99.9,Strongly positive, 6,> or =100,Strongly positive, | Detection of IgE antibodies in serum (class 1 or greater) indicates an increased likelihood of allergic disease as opposed to other etiologies and defines the allergens that may be responsible for eliciting signs and symptoms. The level of IgE antibodies in serum varies directly with the concentration of IgE antibodies expressed as a class score or kU/L. | Testing for IgE antibodies is not useful in patients previously treated with immunotherapy to determine if residual clinical sensitivity exists or in patients in whom the medical management does not depend upon identification of allergen specificity. Some individuals with clinically insignificant sensitivity to allergens may have measurable levels of IgE antibodies in serum, and test results must be interpreted in the clinical context. False-positive results for IgE antibodies may occur in patients with markedly elevated serum IgE (>2500 kU/L) due to nonspecific binding to allergen solid phases. | Homburger HA, Hamilton RG: Allergic diseases. In: McPherson RA, Pincus MR, eds. Henry's Clinical Diagnosis and Management by Laboratory Methods. 23rd ed.Elsevier; 2017:1057-1070 | Specific IgE from the patient's serum reacts with the allergen of interest, which is covalently coupled to an ImmunoCAP. After washing away nonspecific IgE, enzyme-labeled anti-IgE antibody is added to form a complex. After incubation, unbound anti-IgE is washed away, and the bound complex incubated with a developing agent. After stopping the reaction, the fluorescence of the eluate is measured. Fluorescence is proportional to the amount of specific IgE present in the patient's sample (ie, the higher the fluorescence value, the more IgE antibody is present).(Package insert: ImmunoCAP System Specific IgE FEIA. Phadia; Rev 06/2020) | Same day/1 to 3 days | 14 days | This test has been cleared, approved, or is exempt by the US Food and Drug Administration and is used per manufacturer's instructions. Performance characteristics were verified by Mayo Clinic in a manner consistent with CLIA requirements. | 86003 | Orange, IgE | 6194-5 | ORNG | Orange, IgE | 6194-5
ORCH | Orchard Grass, IgE, Serum | Establishing a diagnosis of an allergy to orchard grass Defining the allergen responsible for eliciting signs and symptoms Identifying allergens: -Responsible for allergic response and/or anaphylactic episode -To confirm sensitization prior to beginning immunotherapy -To investigate the specificity of allergic reactions to insect venom allergens, drugs, or chemical allergens | Fluorescence Enzyme Immunoassay (FEIA) | Yes | Orchard Grass, IgE | Serum | Collection Container/Tube: Preferred:Serum gel Acceptable:Red top Submission Container/Tube:Plastic vial Specimen Volume:0.5 mL for every 5 allergens requested Collection Instructions:Centrifuge and aliquot serum into a plastic vial. | For 1 allergen: 0.3 mL For more than 1 allergen: (0.05 mL x number of allergens) + 0.25 mL deadspace | Clinical manifestations of immediate hypersensitivity (allergic) diseases are caused by the release of proinflammatory mediators (histamine, leukotrienes, and prostaglandins) from IgE-sensitized effector cells (mast cells and basophils) when cell-bound IgE antibodies interact with an allergen. In vitro serum testing for IgE antibodies provides an indication of the immune response to allergens that may be associated with allergic disease. The allergens chosen for testing often depend upon the age of the patient, history of allergen exposure, season of the year, and clinical manifestations. In individuals predisposed to develop allergic disease, the sequence of sensitization and clinical manifestations proceed as follows: eczema and respiratory disease (rhinitis and bronchospasm) in infants and children less than 5 years due to food sensitivity (milk, egg, soy, and wheat proteins) followed by respiratory disease (rhinitis and asthma) in older children and adults due to sensitivity to inhalant allergens (dust mite, mold, and pollen inhalants). | Class,IgE kU/L,Interpretation, 0,<0.10,Negative, 0/1,0.10-0.34,Borderline/equivocal, 1,0.35-0.69,Equivocal, 2,0.70-3.49,Positive, 3,3.50-17.4,Positive, 4,17.5-49.9,Strongly positive, 5,50.0-99.9,Strongly positive, 6,> or =100,Strongly positive, | Detection of IgE antibodies in serum (class 1 or greater) indicates an increased likelihood of allergic disease as opposed to other etiologies and defines the allergens that may be responsible for eliciting signs and symptoms. The level of IgE antibodies in serum varies directly with the concentration of IgE antibodies expressed as a class score or kU/L. | Testing for IgE antibodies is not useful in patients previously treated with immunotherapy to determine if residual clinical sensitivity exists or in patients in whom the medical management does not depend upon identification of allergen specificity. Some individuals with clinically insignificant sensitivity to allergens may have measurable levels of IgE antibodies in serum, and test results must be interpreted in the clinical context. False-positive results for IgE antibodies may occur in patients with markedly elevated serum IgE (>2500 kU/L) due to nonspecific binding to allergen solid phases. | Homburger HA, Hamilton RG: Allergic diseases. In: McPherson RA, Pincus MR, eds. Henry's Clinical Diagnosis and Management by Laboratory Methods. 23rd ed.Elsevier; 2017:1057-1070 | Specific IgE from the patient's serum reacts with the allergen of interest, which is covalently coupled to an ImmunoCAP. After washing away nonspecific IgE, enzyme-labeled anti-IgE antibody is added to form a complex. After incubation, unbound anti-IgE is washed away, and the bound complex incubated with a developing agent. After stopping the reaction, the fluorescence of the eluate is measured. Fluorescence is proportional to the amount of specific IgE present in the patient's sample (ie, the higher the fluorescence value, the more IgE antibody is present).(Package insert: ImmunoCAP System Specific IgE FEIA. Phadia; Rev 06/2020) | Same day/1 to 3 days | 14 days | This test has been cleared, approved, or is exempt by the US Food and Drug Administration and is used per manufacturer's instructions. Performance characteristics were verified by Mayo Clinic in a manner consistent with CLIA requirements. | 86003 | Orchard Grass, IgE | 6195-2 | ORCH | Orchard Grass, IgE | 6195-2
FORGG | Oregano IgG |  | Enzyme Immunoassay (FEIA) | No | Oregano IgG | Serum | Draw blood in a plain red-top tube(s), serum gel tube(s) is acceptable. Spin down and send 0.5 mL of serum refrigerated in a plastic vial. | 0.5 mL |  | Reference ranges have not been established for food-specific IgG tests. The clinical utility of food-specific IgG tests has not been established. These tests can be used in special clinical situations to select foods for evaluation by diet elimination and challenge in patients who have food-related complaints. It should be recognized that the presence of food-specific IgG alone cannot be taken as evidence of food allergy and only indicates immunologic sensitization by the food allergen in question. This test should only be ordered by physicians who recognize the limitations of the test. |  |  |  |  | 3 to 7 days |  | This test was developed and its performance characteristics determined by Viracor Eurofins. It has not been cleared or approved by the U.S. Food and Drug Administration. | 86001 | Oregano IgG | 60387-8 | FORGG | Oregano IgG | 60387-8
OREG | Oregano, IgE, Serum | Establishing the diagnosis of an allergy to oregano Defining the allergen responsible for eliciting signs and symptoms Identifying allergens: -Responsible for allergic response and/or anaphylactic episode -To confirm sensitization prior to beginning immunotherapy -To investigate the specificity of allergic reactions to insect venom allergens, drugs, or chemical allergens Testing for IgE antibodies isnot usefulin patients previously treated with immunotherapy to determine if residual clinical sensitivity exists, or in patients in whom the medical management does not depend upon identification of allergen specificity. | Fluorescence Enzyme Immunoassay (FEIA) | Yes | Oregano, IgE | Serum | Collection Container/Tube: Preferred:Serum gel Acceptable:Red top Submission Container/Tube:Plastic vial Specimen Volume:0.5 mL for every 5 allergens requested Collection Instructions:Centrifuge and aliquot serum into a plastic vial. | For 1 allergen: 0.3 mL More than 1 allergen: (0.05 mL x number of allergens) + 0.25 mL dead space | Clinical manifestations of immediate hypersensitivity (allergic) diseases are caused by the release of proinflammatory mediators (histamine, leukotrienes, and prostaglandins) from IgE-sensitized effector cells (mast cells and basophils) when cell-bound IgE antibodies interact with an allergen. In vitro serum testing for IgE antibodies provides an indication of the immune response to allergens that may be associated with allergic disease. The allergens chosen for testing often depend upon the age of the patient, history of allergen exposure, season of the year, and clinical manifestations. In individuals predisposed to develop allergic disease, the sequence of sensitization and clinical manifestations proceed as follows: eczema and respiratory disease (rhinitis and bronchospasm) in infants and children less than 5 years due to food sensitivity (milk, egg, soy, and wheat proteins) followed by respiratory disease (rhinitis and asthma) in older children and adults due to sensitivity to inhalant allergens (dust mite, mold, and pollen inhalants). | Class,IgE kU/L,Interpretation, 0,<0.10,Negative, 0/1,0.10-0.34,Borderline/equivocal, 1,0.35-0.69,Equivocal, 2,0.70-3.49,Positive, 3,3.50-17.4,Positive, 4,17.5-49.9,Strongly positive, 5,50.0-99.9,Strongly positive, 6,> or =100,Strongly positive, | Detection of IgE antibodies in serum (class 1 or greater) indicates an increased likelihood of allergic disease as opposed to other etiologies and defines the allergens that may be responsible for eliciting signs and symptoms. The level of IgE antibodies in serum varies directly with the concentration of IgE antibodies expressed as a class score or kU/L. | Testing for IgE antibodies is not useful in patients previously treated with immunotherapy to determine if residual clinical sensitivity exists or in patients in whom the medical management does not depend upon identification of allergen specificity. Some individuals with clinically insignificant sensitivity to allergens may have measurable levels of IgE antibodies in serum, and test results must be interpreted in the clinical context. False-positive results for IgE antibodies may occur in patients with markedly elevated serum IgE (>2500 kU/L) due to nonspecific binding to allergen solid phases. | Homburger HA, Hamilton RG: Allergic diseases. In: McPherson RA, Pincus MR, eds. Henry's Clinical Diagnosis and Management by Laboratory Methods. 23rd ed. Elsevier; 2017:1057-1070 | Specific IgE from the patient's serum reacts with the allergen of interest, which is covalently coupled to an ImmunoCAP. After washing away nonspecific IgE, enzyme-labeled anti-IgE antibody is added to form a complex. After incubation, unbound anti-IgE is washed away, and the bound complex incubated with a developing agent. After stopping the reaction, the fluorescence of the eluate is measured. Fluorescence is proportional to the amount of specific IgE present in the patient's sample (ie, the higher the fluorescence value, the more IgE antibody is present).(Package insert: ImmunoCAP System Specific IgE FEIA. Phadia; Rev 06/2020) | Same day/1 to 3 days | 14 days | This test was developed and its performance characteristics determined by Mayo Clinic in a manner consistent with CLIA requirements. It has not been cleared or approved by the US Food and Drug Administration. | 86003 | Oregano, IgE | 7552-3 | OREG | Oregano, IgE | 7552-3
ORXNA | Orexin-A/Hypocretin-1, Spinal Fluid | Aidingin the diagnosis and differentiation of type 1 narcolepsyfrom other causes of hypersomnolence This assay isnot intendedfor use as a screening test. | Radioimmunoassay (RIA) | Yes | Orexin-A/Hypocretin-1, CSF | CSF | Patient Preparation:Patientshould nothaverecently received radioisotopes, either therapeutically or diagnostically, due to potential assay interference. Collection Container/Tube:Sterile vial Submission Container/Tube:Plain vial with no additives Specimen Volume:1.5 mL Pediatric Volume:0.5 mL minimum volume Collection Instructions: 1. Obtain aliquot from second collection vial (preferred, not required). 2. Hemolyzed specimens will give false-positive results. Specimens should be centrifuged to remove any red cells prior to shipping. | 0.5 mL | Narcolepsy affects 0.02% to 0.05% of the population and the onset of symptoms often occurs in adolescence. Orexin (also known as orexin-A or hypocretin-1) is a neuropeptide produced in the hypothalamus and is involved in the sleep/wake cycle in humans. Impairment of orexin production and orexin-modulated neurotransmission is associated with narcolepsy with cataplexy (episodes of muscle weakness in response to emotional stimuli). An abnormally low concentration of orexin-A/hypocretin-1 in cerebrospinal fluid (CSF) is indicative of what is termed type 1 narcolepsy. Survey of the literature reveals that approximately 85% to 95% of randomly selected individuals with type 1 narcolepsy and typical cataplexy, exhibit low (<110 pg/mL) CSF orexin (hypocretin-1) concentrations.(1) In one large study, the sensitivity of this cutoff was found to be 87% with a specificity of 99%.(2) Orexin deficiency and type 1 narcolepsy are closely associated with HLA (human leukocyte antigen) complexDQB1 *0602. It is estimated that only 1 in 500 HLADQB1*0602-negative individuals exhibit low CSF orexin concentrations. CSF concentrations have been found to almost always be above 200 pg/mL in healthy individuals and those with non-type 1-narcoleptic sleep disorders such as narcolepsy type 2 and idiopathic hypersomnia. | Normal individuals should be >200 pg/mL Previous literature has defined cerebrospinal fluidorexin-A/hypocretin-1concentrations of 110 pg/mL or below as being consistent with narcolepsy type 1-(Mignot E:Arch Neurol2002:59;1553-1562). Concentrations between 111 to 200 pg/mL are considered intermediate and have limited diagnostic utility for narcolepsy, as they may be representative of other neurological disorders. Concentrations above 200 pg/mL are considered normal. | The diagnostic criteria for type 1 narcolepsy in the International Classification of Sleep Disorders (3) include the presence of hypersomnia,cataplexy (episodes of muscle weakness in response to emotional stimuli) and measured cerebrospinal fluid (CSF) orexin (hypocretin-1) concentrations less than or equal to 110 pg/mL. Orexin (hypocretin-1) CSF concentrations have been classified into 3 categories in the literature. They include low (< or =110 pg/mL), which is indicative of type 1 narcolepsy; intermediate (ranges between 111-200 pg/mL); and normal (>200 pg/mL). Previous studies have shown that 106 of 113 patients with clinically defined type 1 narcolepsy exhibited low (<110 pg/mL) orexin concentrations. In another study, all 48 healthy individuals exhibited orexin (hypocretin-1) CSF concentrations above 200 pg/mL. In the periodic hypersomnia disorder of Kleine-Levin syndrome, the CSF orexin levels may be low during the sleepy periods, with return to normal when individuals are not sleepy. | Several factors contribute in the decision to measure orexin incerebrospinal fluid (CSF). Orexin deficiency in HLA (human leukocyte antigen)DQB1*0602-negative patients is rare.This test may be considered for the diagnosis of narcolepsy type 1, after HLA positivity is shown, if a clinical multiple sleep latency test is negative or unavailable due to potential confounding circumstances. It may also be considered if there is suspicion that cataplexy is of psychogenic origin. Orexin (hypocretin-1) concentrations between 111 to 200 pg/mL are considered intermediate and have limited diagnostic utility for type 1 narcolepsy, as they may be representative of other neurological disorders. This test should not be requested in patients who have recently received radioisotopes, therapeutically or diagnostically, because of potential assay interference. A recommended time period before collection cannot be made because it will depend on the isotope administered, the dose given, and the clearance rate in the individual patient. Some patients who have been exposed to animal antigens, either in the environment or as part of treatment or imaging procedures, may have circulating anti-animal antibodies present. These antibodies may interfere with the assay reagents to produce unreliable results. | 1.Bourgin P, Zeitzer JM, Mignot E: CSF hypocretin-1 assessment in sleep and neurological disorders. Lancet Neurol. 2008 Jul;7(7):649-662. doi: 10.1016/S1474-4422(08)70140-6 2. Mignot E, Lammers GJ, Ripley B, et al: The role of cerebrospinal fluid hypocretin measurement in the diagnosis of narcolepsy and other hypersomnias. Arch Neurol. 2002 Oct;59(10):155-162. doi: 10.1001/archneur.59.10.1553 3.Sateia MJ:International classification of sleep disorders-third edition: highlights and modifications.Chest.2014 Nov;146(5):1387-1394. doi: 10.1378/chest.14-0970 4.Dauvilliers Y, Arnulf I, Mignot E: Narcolepsy with cataplexy. Lancet. 2007 Feb;369(9560):499-511. doi: 10.1016/S0140-6736(07)60237-2 5. Ripley B, Overeem S, Fujiki N, et al: CSF hypocretin/orexin levels in narcolepsy and other neurological conditions. Neurology. 2001 Dec 26;57(12):2253-2258. doi: 10.1212/wnl.57.12.2253 | The orexin-A (hypocretin-1) cerebrospinal fluid assay is a competitive radioimmunoassay. Orexin-A (hypocretin-1) in the patient sample competes with labeled (125)I orexin-A/hypocretin-1 for a limited number of primary antibody binding sites during a 24-hour incubation. Antibody-bound orexin-A/hypocretin-1 is separated from the unbound portion by a goat-anti-rabbit secondary antibody. Centrifugation brings down the heavy antibody complexes while unbound antigen remains in solution and is discarded. The competitive binding to the anti-peptide between endogenous orexin-A/hypocretin-1 and labeled peptide allows for the determination of orexin-A/hypocretin-1 concentration. This is done by measuring bound labeled peptide as a function of orexin-A/hypocretin-1 concentration in a prepared calibration curve.(Unpublished Mayo method) | 3 to 32 days | 90 days | This test was developed and its performance characteristics determined by Mayo Clinic in a manner consistent with CLIA requirements. It has not been cleared or approved by the US Food and Drug Administration. | 83519 | Orexin-A/Hypocretin-1, CSF | 91670-0 | 604230 | Orexin-A/Hypocretin-1, CSF | 91670-0
OAU | Organic Acids Screen, Random, Urine | Diagnosis of inborn errors of metabolism | Gas Chromatography Mass Spectrometry (GC-MS) | Yes | Organic Acids Scrn, U | Urine | Supplies:Urine Tubes, 10 mL (T068) Container/Tube:Plastic, 10-mL urine tube Specimen Volume:10 mL Pediatric:If insufficient collection volume, submit as much specimen as possible in a single container; the laboratory will determine if volume is sufficient for testing. Collection Instructions: 1. Collect a random urine specimen. 2. No preservative. | 4 mL | Organic acids occur as physiologic intermediates in a variety of metabolic pathways. Organic acidurias are a group of disorders in which one or more of these pathways are blocked, resulting in a deficiency of normal products and an abnormal accumulation of intermediate metabolites (organic acids) in the body. These excess metabolites are excreted in the urine. The incidence of individual inborn errors of organic acid metabolism varies from 1 in 10,000 to greater than 1 in 1,000,000 live births. Collectively, their incidence approximates 1 in 3000 live births. This estimate, however, does not include other inborn errors of metabolism (ie, amino acid disorders, urea cycle disorders, congenital lactic acidemias) for which diagnosis and monitoring may also require organic acid analysis. If all possible disease entities were included, the incidence of conditions where informative organic acid profiles could be detected in urine is likely to approach 1 in 1000 live births. Organic acidurias typically present with either an acute life-threatening illness in early infancy or unexplained developmental delay with intercurrent episodes of metabolic decompensations in later childhood. A situation of severe and persistent metabolic acidosis of unexplained origin, elevated anion gap, and severe neurologic manifestations, such as seizures, should be considered strong diagnostic indicators of one of these diseases. The presence of ketonuria, occasionally massive, provides an important clue toward the recognition of disorders, especially in the neonatal period. Hyperammonemia, hypoglycemia, and lactic acidemia are frequent findings, especially during acute episodes of metabolic decompensations. | An interpretive report will be provided. | When no significant abnormalities are detected, the organic acid analysis is reported and interpreted in qualitative terms only. When abnormal results are detected, a detailed interpretation is given, including an overview of the results and of their significance, a correlation to available clinical information, elements of differential diagnosis, and recommendations for additional biochemical testing, and in vitro confirmatory studies (enzyme assay, molecular analysis). | The diagnostic specificity of organic acid analysis under acute and asymptomatic conditions may vary considerably. Informative profiles may not always be detected in disorders where the excretion of diagnostic metabolites is a reflection of the residual activity of the defective enzyme, the dietary load of precursors, and the anabolic/catabolic status of a patient. In some cases, methods of higher specificity and sensitivity, such as acylcarnitine and acylglycine analysis, can effectively overcome the limitations of standard organic acid analysis for the investigation of patients who are not acutely ill. | 1. Lehotay DC, Clarke JT. Organic acidurias and related abnormalities. Crit Rev Clin Lab Sci. 1995;32(4):377-429 2. Ferreira CR, van Karnebeek CDM. Inborn errors of metabolism. In: de Vries LS, Glass HC, eds. Neonatal Neurology. Elsevier; 2019:449-481. Handbook of Clinical Neurology. Vol 162 3. Chapman KA. Practical management of organic acidemias. Trans Sc Rare Dis. 2019;1-12. doi:10.3233/TRD-190039 | A urine volume corresponding to 0.25 mg of creatinine is acidified and then extracted with ethyl acetate. After separation and evaporation of the solvent phase, the dry residue is sialylated and analyzed by capillary gas chromatography mass spectrometry. When indicated, oxidation of 2-keto acids is performed by reaction with hydroxylamine hydrate.(Sweetman L. Organic acid analysis. In: Hommes FA, ed. Techniques in Diagnostic Human Biochemical Genetics. Wiley-Liss; 1991:143-176; Hoffman GF, Feyh P. Organic acid analysis. In: Blau N, Duran M, Blaskovics ME, Gibson KM, eds. Physician's Guide to the Laboratory Diagnosis of Metabolic Diseases. Springer; 2003:27-44; Cowan T, Pasquali M. Laboratory investigations of inborn errors of metabolism. In: Sarafoglou K, Hoffman GF, Roth KS, eds. Pediatric Endocrinology and Inborn Errors of Metabolism. 2nd ed. McGraw-Hill; 2017:1143) | 3 to 5 days | 2 months | This test was developed and its performance characteristics determined by Mayo Clinic in a manner consistent with CLIA requirements. It has not been cleared or approved by the US Food and Drug Administration. | 83919 | Organic Acids Scrn, U | 49287-6 | 80619 | Organic Acids Scrn, U | 49287-6
OAUS | Organic Acids Screen, Urine Spot | Diagnosis of inborn errors of metabolism using dried urine specimens | Gas Chromatography Mass Spectrometry (GC-MS) | Yes | Organic Acids Scrn, US | Urine | Supplies:Card-Blood Spot Collection (Filter Paper) (T493) Collection Container: Preferred:Blood Spot Collection Card Acceptable:Whatman Protein Saver 903 paper, PerkinElmer 226 (formerly Ahlstrom 226) filter paper, Munktell filter paper Specimen Volume:1 Filter paper card soaked with urine, typically requires 2 to 3 mL of urine Collection Instructions 1. Soak a filter paper card with urine, approximately 22 cm(2) in area (typically requires 2 to 3 mL of urine; exact measurement is not important as urine volume will be normalized to creatinine).Note:Filter paper sample may be collected by dipping the card into a collection cup of urine. Avoid dilute urine if possible. 2. Let urine dry on filter paper at ambient temperature in a horizontal position for a minimum of 3 hours. 3. Do not expose specimen to heat or direct sunlight. 4. Do not stack wet specimens. 5. Keep specimen dry. | 2 mL | Organic acids occur as physiologic intermediates in a variety of metabolic pathways. Organic acidurias are a group of disorders in which one or more of these pathways are blocked, resulting in a deficiency of normal products and an abnormal accumulation of intermediate metabolites (organic acids) in the body. These excess metabolites are excreted in the urine. The incidence of individual inborn errors of organic acid metabolism varies from 1 in 10,000 to greater than 1 in 1,000,000 live births. Collectively, their incidence approximates 1 in 3000 live births. This estimate, however, does not include other inborn errors of metabolism (ie, amino acid disorders, urea cycle disorders, congenital lactic acidemias) for which diagnosis and monitoring may also require organic acid analysis. If all possible disease entities were included, the incidence of conditions where informative organic acid profiles could be detected in urine is likely to approach 1 in 1000 live births. Organic acidurias typically present with either an acute life-threatening illness in early infancy or unexplained developmental delay with intercurrent episodes of metabolic decompensations in later childhood. A situation of severe and persistent metabolic acidosis of unexplained origin, elevated anion gap, and severe neurologic manifestations, such as seizures, should be considered strong diagnostic indicators of one of these diseases. The presence of ketonuria, occasionally massive, provides an important clue toward the recognition of disorders, especially in the neonatal period. Hyperammonemia, hypoglycemia, and lactic acidemia are frequent findings, especially during acute episodes of metabolic decompensations. | An interpretive report will be provided. | When no significant abnormalities are detected, the organic acid analysis is reported and interpreted in qualitative terms only. When abnormal results are detected, a detailed interpretation is given, including an overview of the results and of their significance, a correlation to available clinical information, elements of differential diagnosis, and recommendations for additional biochemical testing, and in vitro confirmatory studies (enzyme assay, molecular analysis). | The diagnostic specificity of organic acid analysis under acute and asymptomatic conditions may vary considerably. Informative profiles may not always be detected in disorders where the excretion of diagnostic metabolites is a reflection of the residual activity of the defective enzyme, the dietary load of precursors, and the anabolic/catabolic status of a patient. In some cases, methods of higher specificity and sensitivity, such as acylcarnitine and acylglycine analysis, can effectively overcome the limitations of standard organic acid analysis for the investigation of patients who are not acutely ill. Urine samples with creatinine values below 10 mg/dL may be too dilute for accurate interpretation. Toluene should not be used as a preservative as it will interfere with the test. | 1. Lehotay DC, Clarke JT. Organic acidurias and related abnormalities. Crit Rev Clin Lab Sci. 1995;32(4):377-429 2. Ferreira CR, van Karnebeek CDM. Inborn errors of metabolism. In: de Vries LS, Glass HC, eds. Neonatal Neurology. Elsevier; 2019:449-481. Handbook of Clinical Neurology. Vol 162 3. Chapman KA. Practical management of organic acidemias. Trans Sc Rare Dis. 2019;1-12. doi: 10.3233/TRD-190039 | Urine collected on filter paper is reconstituted in water and a volume corresponding to 0.25 mg of creatinine is acidified and then extracted with ethyl acetate. After separation and evaporation of the solvent phase, the dry residue is sialylated and analyzed by capillary gas chromatography mass spectrometry. When indicated, oximation of 2-keto acids is performed by reaction with hydroxylamine hydrate.(Sweetman L. Organic acid analysis. In: Hommes FA, ed. Techniques in Diagnostic Human Biochemical Genetics. Wiley-Liss; 1991:143-176; Hoffman GF, Feyh P. Organic acid analysis. In: Blau N, Duran M, Blaskovics ME, Gibson KM, eds. Physician's Guide to the Laboratory Diagnosis of Metabolic Diseases. Springer; 2003:27-44; Cowan T, Pasquali M. Laboratory investigations of inborn errors of metabolism. In: Sarafoglou K, Hoffman GF, Roth KS, eds. Pediatric Endocrinology and Inborn Errors of Metabolism. 2nd ed. McGraw-Hill; 2017:1143) | 3 to 5 days | Filter paper urine spot: 28 days; Reconstituted urine: 2 months | This test was developed and its performance characteristics determined by Mayo Clinic in a manner consistent with CLIA requirements. It has not been cleared or approved by the US Food and Drug Administration. | 83919 | Organic Acids Scrn, US | 49287-6 | 610707 | Organic Acids Scrn, US | 49287-6
IDENT | Organism Referred for Identification, Aerobic Bacteria | Identification of pure isolates of aerobic bacteria Differentiation of members of theStaphylococcus aureuscomplex (S aureus, Staphylococcus argenteus, Staphylococcus schweitzeri) | Dependent on organism submitted, 1 or more of the following methods will be used: Conventional Biochemical Testing, Commercial Identification Strips or Panels, Matrix-Assisted Laser Desorption/Ionization Time-of-Flight (MALDI-TOF) Mass Spectrometry, and 16S RNA Gene Sequencing | Yes | Organism Refer for ID, Aerobic Bact | When this test is ordered, the reflex tests may be performed at an additional charge. All aerobically growing bacteria submitted will be identified and billed, as appropriate. | Supplies:Infectious Container, Large (T146) Specimen Type:Pure culture of organism from source cultured Container/Tube:Agar slant or other appropriate media Specimen Volume:Entire specimen Collection Instructions: 1. Perform isolation of infecting bacteria. 2. Bacterial organism must be submitted in pure culture, actively growing.Do not submit mixed cultures. | See Specimen Required | Organisms are referred to confirm identification or when the identity is unknown. This may provide helpful information regarding the significance of the organism, its role in the disease process, and its possible origin. Techniques employed may include conventional biochemical analysis, commercial identification strips or panels, matrix-assisted laser desorption/ionization time-of-flight (MALDI-TOF) mass spectrometry or sequencing nucleic acid of the 16S ribosomal RNA gene. | Identification of organism | Genus and species are reported on aerobic bacterial isolates, whenever possible. Bacillusspecies will be reported out as "Large spore-forming aerobic gram-positiveBacillus, notBacillus cereusorBacillus anthracis," unless species identification is specifically requested on the request form. | Isolates suspected of being select agent isolates (eg,Bacillusanthracis,Brucellaspecies,Burkholderia mallei,Burkholderia pseudomallei,Francisella tularensis,orYersinia pestis)should be submitted to client's state health department or the Centers for Disease Control and Prevention for identification confirmation or exclusion. | 1. Carroll KC, Pfaller MA, eds. Manual of Clinical Microbiology. 12th ed. ASM Press; 2019 2. Procop GW, Church DL, Hall GD, et al, eds. Koneman's Color Atlas and Textbook of Diagnostic Microbiology. 7th ed. Lippincott Williams and Wilkins; 2017 | Pure isolates of aerobic organisms received on slants are inoculated onto culture plates based on Gram stain morphology, the source of the isolate, clinical history, and previous results submitted by the referring client. In general, routine media utilized includes chocolate blood agar, sheep blood agar, and eosin methylene blue agar. After incubation at 35 degrees C in 5% carbon dioxide, the organism is identified using one or a combination of the following techniques: commercial identification strips or panels, matrix-assisted laser desorption/ionization time-of-flight (MALDI-TOF) mass spectrometry, conventional biochemical tests, carbon source utilization, and nucleic acid sequencing of the 16S ribosomal RNA gene.( JH Jorgensen, MA Pfaller, KC Carrol, et al. Manual of Clinical Microbiology. 11th ed. ASM Press; 2015; Weyant RS, Moss CW, Weaver RE, et al. Identification of Unusual Pathogenic Gram-negative Aerobic and Facultatively Anaerobic Bacteria. Williams and Wilkins; 1996; Krieg NR, ed. Bergey's Manual of Systematic Bacteriology. Vol 1. Williams and Wilkins, 1984; Kolbert CP, Persing DH. Ribosomal DNA sequencing as a tool for identification of bacterial pathogens. Curr Opin Microbiol. 1999;2[3]:299-305) | 5 to 10 days | 30 days | This test has been cleared, approved, or is exempt by the US Food and Drug Administration and is used per manufacturer's instructions. Performance characteristics were verified by Mayo Clinic in a manner consistent with CLIA requirements. | 87077-Organism Referred for Identification, Aerobic Bacteria87077-Identification Commercial Kit (if appropriate)87077-Ident by MALDI-TOF mass spec (if appropriate)87077-Bacteria Identification (if appropriate)87153-Aerobe Ident by Sequencing (if appropriate)87077-Additional Identification Procedure (if appropriate)87147 x 3-Serologic Agglut Method 1 Ident (if appropriate)87147-Serologic Agglut Method 2 Ident (if appropriate)87147 x 4-Serologic Agglut Method 3 Ident (if appropriate)87147 x 2-6 - Serologic Agglut Method 4 Ident (if appropriate)87077-Identification Staphylococcus (if appropriate)87077-Identification Streptococcus (if appropriate)87798-Identification by PCR (if appropriate) | Organism Refer for ID, Aerobic Bact | 32367-5 | IDENT | Organism Refer for ID, Aerobic Bact | In Process
ANIDE | Organism Referred for Identification, Anaerobic Bacteria | Identifying anaerobic bacteria involved in human infections | Dependent on organism submitted, 1 or more of the following methods will be used: Media, Aero Tolerance Testing, Conventional Biochemical Tests, Matrix-Assisted Laser Desorption/Ionization Time-of-Flight (MALDI-TOF) Mass Spectrometry, or 16S RNA Gene Sequencing | Yes | Organism Ref for ID, Anaerobic Bact | When this test is ordered, the reflex tests may be performed at an additional charge. All bacterial organisms submitted will be identified and billed as appropriate. | Specimen Type:Pure culture of organism from a source not normally colonized by anaerobes Acceptable Sources:Abscesses, percutaneous transtracheal aspirates, sterile body fluids, suprapubic aspirations, or wounds Supplies: -Anaerobic Transport Tube (T588) -Infectious Container, Large (T146) Container/Tube: Preferred: Anaerobic transport tube Acceptable: Thioglycollate broth or any other suitable anaerobic transport system Collection Instructions: 1. Perform isolation of infecting bacteria. 2. Bacterial organism must be submitted in pure culture, actively growing.Do not submit mixed cultures. | See Specimen Required | Anaerobic bacteria are the greatest component of the human body's normal bacterial microbiota colonizing the skin, oral cavity, and genitourinary and lower gastrointestinal tracts. Their presence is important in promoting vitamin and other nutrient absorption and in preventing infection with disease-causing bacteria. Anaerobes generally are of low pathogenicity but may possess virulence factors, such as endotoxin or polysaccharide capsules, or produce extracellular toxins. Disease occurs when a large inoculum develops in an area lacking oxygen or with a poor blood supply. Typical anaerobic infections include peritonitis, abdominal or pelvic abscesses, endometritis, pelvic inflammatory disease, aspiration pneumonia, empyema, lung abscesses, sinusitis, brain abscesses, gas gangrene, and other soft tissue infections. ManyBacteroidesproduce beta-lactamase and are resistant to penicillins and cephalosporins. Imipenem, metronidazole, and clindamycin are effective agents, although resistance to clindamycin is increasing. | Identification of organism | Isolation of anaerobes in significant numbers from well-collectedspecimens from blood, other normally sterile body fluids, or closedcollections of purulent fluid indicates infection with the identified organism. | No significant cautionary statements | 1. Jousimies-Somer HR, Summanen P, Citron DM, et al: Wadsworth Anaerobic Bacteriology Manual. 6th ed. Star Publishing Co; 2002 2. Baron EJ: Approaches to identification of anaerobic bacteria. In: Jorgensen JH, Carroll KC. Funke G, et al, eds. Manual of Clinical Microbiology. 11th ed. ASM Press; 2015:905-908 3. Hall GS: Anaerobic bacteriology. In: Garcia LS, ed. Clinical Microbiology Procedures Handbook. Vol 1. 3rd ed. ASM Press; 2010:section 4 4. Song Y, Finegold SM:Peptostreptococcus,Finegoldia,Anaerococcus,Peptoniphilus,Veillonella, and other anaerobic cocci. In: Jorgensen JH, Carroll KC. Funke G, et al, eds. Manual of Clinical Microbiology. 11th ed. ASM Press; 2015:909-919 5. Hall V, Copsey SD:Propionibacterium,Lactobacillus,Actinomyces, and other non-spore-forming anaerobic gram-positive rods. In: Jorgensen JH, Carroll KC. Funke G, et al, eds. Manual of Clinical Microbiology. 11th ed. ASM Press; 2015:920-939 6. Stevens DL, Bryant AE, Carroll K: Clostridium. In: Jorgensen JH, Carroll KC. Funke G, et al, eds. Manual of Clinical Microbiology. 11th ed. ASM Press; 2015:940-966 7. Kononen E, Conrads G, Nagy E:Bacteroides,Porphyromonas,Prevotella,Fusobacterium, and other anaerobic gram-negative rods. In: Jorgensen JH, Carroll KC. Funke G, et al, eds. Manual of Clinical Microbiology. 11th ed. ASM Press; 2015:967-993 | Appropriately transported organisms are inoculated onto blood agar plates and into thioglycollate broth tubes. After 48 hours of incubation at 35 degrees C in an anaerobic atmosphere, colonies are identified using one or a combination of the following techniques: Gram stain, use of various differential media, aero tolerance testing, conventional biochemical tests, matrix-assisted laser desorption/ionization time-of-flight (MALDI-TOF) mass spectrometry, or 16S ribosomal RNA gene sequencing.(Procop, GW, Church DL, Hall GS, et al: The anaerobic bacteria. In: Koneman's Color Atlas and Textbook of Diagnostic Microbiology. 7th ed. Lippincott, Williams and Wilkins; 2017:chap 16) | 8 to 14 days | 30 days | This test has been cleared, approved, or is exempt by the US Food and Drug Administration and is used per manufacturer's instructions. Performance characteristics were verified by Mayo Clinic in a manner consistent with CLIA requirements. | 87076-Organism ref for ID, anaerobic bact87076-Id MALDI-TOF mass spec anaerobe (if appropriate)87076-Anaerobe Ident (if appropriate)87153-Anaerobe ident by sequencing (if appropriate)87077-Identification commercial kit (if appropriate)87077-Ident by MALDI-TOF mass spec (if appropriate)87077-Bacteria identification (if appropriate)87077-Additional identification procedure (if appropriate)87077-Identification Staphylococcus (if appropriate)87077-Identification Streptococcus (if appropriate)87147 x 3-Serologic agglut method 1 ident (if appropriate)87147-Serologic agglut method 2 ident (if appropriate)87147 x 4-Serologic agglut method 3 ident (if appropriate)87147 x 2-6-Serologic Agglut Method 4 Ident (if appropriate)87153-Aerobe ident by sequencing (if appropriate)87798-Identification by PCR (if appropriate) | Organism Ref for ID, Anaerobic Bact | 20878-5 | ANIDE | Organism Ref for ID, Anaerobic Bact | 20878-5
OROT | Orotic Acid, Random, Urine | Evaluation of the differential diagnosis of hyperammonemia and hereditary orotic aciduria Sensitive indicator of ornithine transcarbamylase (OTC) activity after administration of allopurinol or a protein load to identify OTC carriers | Colorimetric | Yes | Orotic Acid, U | Urine | Supplies:Urine Tubes, 10 mL (T068) Container/Tube:Plastic, 10-mL urine tube Specimen Volume:10 mL Collection Instructions: 1. Collect a random or timed urine specimen. 2. No preservative needed. | 3 mL | Urinary excretion of orotic acid, an intermediate in pyrimidine biosynthesis, is increased in many urea cycle disorders and in a number of other disorders involving the metabolism of arginine. The determination of orotic acid can be useful to distinguish between various causes of elevated ammonia (hyperammonemia). Hyperammonemia is characteristic of all urea cycle disorders, but orotic acid is only elevated in some, including ornithine transcarbamylase (OTC) deficiency, citrullinemia, and argininosuccinic aciduria. Orotic acid is also elevated in the transport defects of dibasic amino acids (lysinuric protein intolerance and hyperornithinemia, hyperammonemia, and homocitrullinuria [HHH] syndrome) and is greatly elevated in patients with hereditary orotic aciduria (uridine monophosphate synthase [UMPS] deficiency). OTC deficiency is an X-linked urea cycle disorder that affects both male patients and, due to random X-inactivation, female patients. It is thought to be the most common urea cycle disorder with an estimated incidence of 1:56,000. In OTC deficiency, carbamoyl phosphate accumulates and is alternatively metabolized to orotic acid. Allopurinol inhibits orotidine monophosphate decarboxylase and, when given to OTC carriers (who may have normal orotic acid excretion), can cause increased excretion of orotic acid. When orotic acid is measured after a protein load or administration of allopurinol, its excretion is a very sensitive indicator of OTC activity. A carefully monitored allopurinol challenge followed by several determinations of a patient's orotic acid excretion can be useful to identify OTC carriers, as approximately 20% of OTC variant are not detectable by current molecular genetic testing methods. | <2 weeks: 1.4-5.3 mmol/mol creatinine 2 weeks-1 year: 1.0-3.2 mmol/mol creatinine 2-10 years: 0.5-3.3 mmol/mol creatinine > or =11 years: 0.4-1.2 mmol/mol creatinine | The value for the orotic acid concentration is reported. Theinterpretation of the result must be correlated with clinical andother laboratory findings. | Pregnant women will normally excrete up to twice the upper limit of the adult reference range. | 1. Singh RH, Rhead WJ, Smith W, et al. Nutritional management of urea cycle disorders. Crit Care Clin. 2005;21(4 Suppl):S27-35 2.Lee B, Singh RH, Rhead WJ, et al.Considerations in the difficult-to-manage urea cycle disorder patient.Crit Care Clin. 2005;21(4 Suppl):S19-25 3. Brusilow SW, Horwich AL. Urea cycle enzymes. In: Valle D, Antonarakis S, Ballabio A,Beaudet AL, Mitchell GA, eds.The Online Metabolic and Molecular Bases of Inherited Disease. McGraw-Hill; 2019. Accessed January 14, 2024. Available at http://ommbid.mhmedical.com/content.aspx?bookid=2709&sectionid=225084071 4. Webster DR, Becroft DO, van Gennip AH, Van Kuilenburg AP. Hereditary orotic aciduria and other disorders of pyrimidine metabolism. In: Valle D, Antonarakis S, Ballabio A,Beaudet AL, Mitchell GA,eds. The Online Metabolic and Molecular Bases of Inherited Disease., McGraw-Hill; 2019. Accessed January 14, 2024. Available at http://ommbid.mhmedical.com/content.aspx?bookid=2709&sectionid=225090376 5. Ah Mew N, Simpson KL, Gropman AL, Lanpher BC, Chapman KA, Summar, ML. Urea cycle disorders overview. In: Adam MP, Ardinger HH, Pagon RA, et al, eds. GeneReviews [Internet]. University of Washington, Seattle; 2003. Updated June 22, 2017. Accessed January 14, 2024. Available at www.ncbi.nlm.nih.gov/books/NBK1217 | Interfering substances such as amino acids, urea, pigments, and creatinine are removed from the urine by passing it through a cation-exchange resin. The orotic acid is then brominated to form dibromobarbituric acid, reduced to barbituric acid with ascorbic acid, and finally condensed with dimethylaminobenzaldehyde to form 5(p-dimethylaminobenzaldehyde)-barbituric acid. The absorbance of the final product is measured at 480 nm using a control reaction as reference.(Harris ML, Oberholzer VG. Conditions affecting the colorimetry of orotic acid and orotidine in urine. Clin Chem. 1980;26[3]:473-479); Cowan T, Pasquali M. Laboratory investigations of inborn errors of metabolism. In: Sarafoglou K, Hoffman GF, Roth KS, eds. Pediatric Endocrinology and Inborn Errors of Metabolism. 2nd ed. McGraw-Hill; 2017:1139-1158) | 4 to 8 days | 1 month | This test was developed and its performance characteristics determined by Mayo Clinic in a manner consistent with CLIA requirements. It has not been cleared or approved by the US Food and Drug Administration. | 83921 | Orotic Acid, U | 17869-9 | 8905 | Orotic Acid, U | 17869-9
FORRT | Orris Root (Iris florentina) IgE |  | Enzyme Immunoassay (EIA) | Yes | Orris Root IgE | Serum | Specimen Type:Serum Container/Tube:Red or SST Specimen Volume:1.5 mL Collection Instructions:Draw blood in a plain, red-top tube(s) or serum gel tube(s). Spin down and send 0.5 mL of serum refrigerate in a plastic vial. | 0.5 mL |  | <0.35 kU/L | Class IgE (kU/L) Comment 0 <0.35 Below Detection 1 0.35-0.69 Low Positive 2 0.70-3.49 Moderate Positive 3 3.50-17.49 Positive 4 17.50-49.99 Strong Positive 5 >49.99 Very Strong Positive |  |  |  | 4 to 7 days |  | This test was developed and its performance characteristics determined by Eurofins Viracor. It has not been cleared or approved by the U.S. Food and Drug Administration. | 86003 | Orris Root IgE | 7555-6 | Z4055 | CLASS | 102481-9
OTP | Orthopedia Homeobox Protein (OTP) Immunostain, Technical Component Only | Distinguishing lung carcinoid tumors from metastatic neuroendocrine tumors | Immunohistochemistry (IHC) | Yes | OTP IHC, Tech Only | For the initial technical component only immunohistochemical (IHC) stain performed, the appropriate bill-only test ID will be reflexed and charged (IHTOI). For each additional technical component only IHC stain performed, an additional bill-only test ID will be reflexed and charged (IHTOA). | Supplies:Immunostain Technical Only Envelope (T693) Specimen Type:Tissue Container/Tube:Immunostain Technical Only Envelope Preferred:2 unstained positively charged glass slide (25- x 75- x 1-mm) per test ordered; sections 4-microns thick. Acceptable:Formalin-fixed, paraffin-embedded (FFPE) tissue block | See Specimen Required | Orthopedia homeobox protein (OTP) is a nuclear transcription factor which may serve as a novel prognostic factor associated with pulmonary carcinoid tumors. Negative or weak expression of OTP is associated with poor prognosis. Nuclear staining for OTP is reported to have high sensitivity and specificity for the diagnosis of lung carcinoid tumors. Cytoplasmic granular staining does not reflect OTP expression and should not be regarded as positive. |  | This test does not include pathologist interpretation only technical performance of the stain. If interpretation is required order PATHC / Pathology Consultation for a full diagnostic evaluation or second opinion of the case. The positive and negative controls are verified as showing appropriate immunoreactivity and documentation is retained at Mayo Clinic Rochester. If a control tissue is not included on the slide, a scanned image of the relevant quality control tissue is available upon request. Contact 855-516-8404. Interpretation of this test should be performed in the context of the patient's clinical history and other diagnostic tests by a qualified pathologist. | Age of a cut paraffin section can affect immunoreactivity. Stability thresholds vary widely among published literature and are antigen dependent. Best practice is for paraffin sections to be cut within 6 weeks. | 1. Moonen L, Derks J, Dingemans AM, Speel EJ, Al. Orthopedia homeobox (OTP) in pulmonary neuroendocrine tumors: The diagnostic value and possible molecular interactions. Cancers. 2019;11(10),1508 2. Viswanathan K, Borczuk AC, Siddiqui MT, Orthopedia homebox protein (OTP) is a sensitive and specific marker for primary pulmonary carcinoid tumors in cytologic and surgical specimens. J Am Soc Cytopathol. 2019;8(1):39-46 3. Hanley KZ, Dureau ZJ, Cohen C, et al. Orthopedia homeobox is preferentially expressed in typical carcinoids of the lung. Cancer Cytopathol. 2018;126(4):236-242 | Immunohistochemistry on sections of paraffin-embedded tissue.(Unpublished Mayo method) | 1 to 3 days | Until staining is complete | This test has been cleared, approved, or is exempt by the US Food and Drug Administration and is used per manufacturer's instructions. Performance characteristics were verified by Mayo Clinic in a manner consistent with CLIA requirements. | 88342-TC, primary88341-TC, if additional IHC | OTP IHC, Tech Only | No LOINC Needed | 620711 | OTP IHC, Tech Only | No LOINC Needed
OPTU | Orthostatic Protein, Timed Collection, Urine | Diagnosis of orthostatic proteinuria As a second-order test for additional characterization of proteinuria of less than 3 grams/24 hours, particularly in children or adolescents | Turbidimetry | Yes | Orthostatic Protein, U | Urine | Specimens should be collected before fluorescein is given or not collected until at least 24 hour later. Supplies:2 Sarstedt 5 mL Aliquot Tube (T914) Daytime Collection Container/Tube:Plastic, 5-mL tube Specimen Volume:4 mL Collection Instructions: 1. Collect a 16-hour (daytime) urine specimen. 2. No preservative. 3. Invert well before taking 4-mL aliquot. 4. Do not over fill aliquot tube 4 mL at most. 5.Collect specimen per instructions inOrthostatic Protein Measurement 24-Hour Urine: Collection Site Instructions(T546) in Special Instructions. Nighttime (Supine) Collection Container/Tube:Plastic, 5-mL tube Specimen Volume:4 mL Collection Instructions: 1. Collect an 8-hour (nighttime) urine specimen. 2. No preservative. 3. Invert well before taking 4-mL aliquot at most. | 1 mL from 16-hour (daytime) urine collection/1 mL from 8-hour (nighttime) urine collection | Orthostatic proteinuria refers to the development of increasedproteinuria that develops only when the person is upright andresolves when recumbent or supine. This condition is usuallyseen in children, adolescents, or young adults, and accounts forthe majority of cases of proteinuria in childhood. Orthostatic proteinuria usually does not indicate significant underlyingrenal pathology, and is usually not associated with other urineabnormalities such as hypoalbuminemia, hematuria,red blood cell casts, fatty casts, etc. Orthostatic proteinuriatypically resolves over time. This test characterizes this condition by obtaining2 urine collections within a 24-hour time frame, one collectionobtained while the person is recumbent or supine, the otherwhen upright. | Nighttime (supine) collection: <68 mg/8 hours Reference values have not been established for patients <18 years of age. Daytime collection: <197 mg/16 hours Reference values have not been established for patients <18 years of age | A supine 8-hour urine protein excretion of less than 68 mg/8 hours together with either 1) an elevated upright (16-hour) excretion of greater than 197 mg/16 hours, or 2) a 24-hour urine protein excretion of greater than 228 mg/24 hours is considered consistent with orthostatic proteinuria. | It is not unusual for urine protein excretion derived from supine collections to be somewhat lower than protein excretion derived from upright collections. However, orthostatic or postural proteinuria is characterized by a supine excretion rate of less than 50 mg/8 hours. False-proteinuria may be due to contamination of urine with menstrual blood, prostatic secretions, or semen. The urinary protein concentration may rise to 300 mg/24 hours in healthy individuals after vigorous exercise. Normal newborn infants may have higher excretion of protein in urine during the first 3 days of life. The presence of hemoglobin elevates protein concentration. Protein electrophoresis and immunofixation may be required to characterize and interpret the proteinuria. | 1. Rinehart BK, Terrone DA, Larmon JE, et al: A 12-hour urine collection accurately assesses proteinuria in hospitalized hypertensive gravida. J Perinatol. 1999;19:556-558 2. Adelberg AM, Miller J, Doerzbacher M, Lambers DS: Correlation of quantitative protein measurements in 8-, 12-, and 24-hour urine samples for diagnosis of preeclampsia. Am J Obstet Gynecol. 2001 Oct;185(4):804-807 3. Rytand DA, Spreiter S: Prognosis in postural (orthostatic) proteinuria: forty to fifty-year follow-up of six patients after diagnosis by Thomas Addis. N Engl J Med. 1981;305(11):618-621 4. Robinson RR: Isolated proteinuria in asymptomatic patients. Kidney Int. 1980;18:395-406 5. Dube J, Girouard J, Leclerc P et al: Problems with the estimation of urine protein by automated assays. Clin Biochem. 2005:38(5) 479-485 6. Koumantakis G, Wyndham, L: Fluorescein interference with urinary creatinine and protein measurements. Clin Chem. 1991;37(10):1799 7.Lamb EJ, Jones GRD: Kidney function tests. In: Rifai N, Horvath AR, Wittwer CT, eds. Tietz Textbook of Clinical Chemistry and Molecular Diagnostics. 6th ed. Elsevier; 2018:479-517 | The sample is preincubated in an alkaline solution containing EDTA, which denatures the protein and eliminates interference from magnesium ions. Benzethonium chloride is then added, producing turbidity.(Package insert: Total Protein Urine/CSF. Roche Diagnostics; V13.0 11/2018) | Same day/1 to 4 days | 7 days | This test has been cleared, approved, or is exempt by the US Food and Drug Administration and is used per manufacturer's instructions. Performance characteristics were verified by Mayo Clinic in a manner consistent with CLIA requirements. | 84156 x 2 | Orthostatic Protein, U | 1755-8 | NPRO | Total Protein Conc, 8 HR, U | 35663-4
ORTHP | Orthostatic Proteinuria, Random, Urine | Diagnosis of orthostatic proteinuria | PRCON: Turbidimetry CRETR: Enzymatic Colorimetric Assay RATO2: Calculation | Yes | Orthostatic Proteinuria, Random, U | Urine | Patient Preparation:Specimens should be collected before fluorescein is given or not collected until at least 24 hour later. Container/Tube:Plastic, 5-mL tube Specimen Volume:4 mL Collection Instructions: 1. This is a nighttime (supine) collection. 2. Void immediately prior to lying down to sleep. 3. Collect an 8-hour (nighttime) urine specimen. 4. Upon awaking in the morning, the patient should immediately void into the specimen cup. 4. No preservative. 5. Invert well before taking 4-mL (maximum) aliquot. | 1 mL | Orthostatic proteinuria refers to the development of increased proteinuria that develops only when the person is upright and resolves when recumbent or supine. This condition is usually seen in children, adolescents, or young adults, and accounts for the majority of cases of proteinuria in childhood. Orthostatic proteinuria usually does not indicate significant underlying renal pathology, and is usually not associated with other urine abnormalities such as hypoalbuminemia, hematuria, red blood cell casts, fatty casts, etc. Orthostatic proteinuria typically resolves over time. This test evaluates for this condition by demonstrating either significant proteinuria, even while supine, or normal protein excretion. Significant proteinuria, even while supine, suggests that the patient does not have orthostatic proteinuria while normal protein excretion supports the diagnosis. This test is typically done on three consecutive mornings to provide more robust support for the diagnosis. | PROTEIN/CREATININE RATIO: > or =18 years: <0.18 mg/mg creatinine CREATININE:> or =18 years = 16-326 mg/dL Reference values have not been established for patients younger than 18 years of age. | First-morning urine protein-to-creatinine ratio below 0.20 mg/mg creatinine supports the diagnosis of orthostatic proteinuria, while a result above 0.20 mg/mg creatinine does not support this diagnosis. Further investigation into other etiologies for proteinuria may be warranted. | False proteinuria may be due to contamination of urine with menstrual blood, prostatic secretions, or semen. The urinary protein concentration may rise to 300 mg/24 hours in healthy individuals after vigorous exercise. Normal newborn infants may have higher excretion of protein in urine during the first 3 days of life. The presence of hemoglobin elevates protein concentration. Protein electrophoresis and immunofixation may be required to characterize and interpret the proteinuria. | 1. Brunzel N: Chemical examination of urine. In: Fundamentals of Urine and Body Fluids. 4th ed. Saunders; 2018:92-94 2. Wilson DM, Anderson RL: Protein-osmolality ratio for the quantitative assessment of proteinuria from a random urinalysis sample. Am J Clin Pathol. 1993 Oct;100(4):419-424 3. Morgenstern BZ, Butani L, Wollan P, Wilson DM, Larson TS: Validity of protein-osmolality versus protein-creatinine ratios in the estimation of quantitative proteinuria from random samples of urine in children. Am J Kidney Dis. 2003 Apr;41(4):760-766 4. Rinehart BK, Terrone DA, Larmon JE, Perry KG Jr, Martin RW, Martin JN Jr: A 12-hour urine collection accurately assesses proteinuria in hospitalized hypertensive gravida. J Perinatol. 1999 Dec;19(8 Pt 1):556-558 5. Adelberg AM, Miller J, Doerzbacher M, Lambers DS: Correlation of quantitative protein measurements in 8-, 12-, and 24-hour urine samples for diagnosis of preeclampsia. Am J Obstet Gynecol. 2001 Oct;185(4):804-807 6. Robinson RR: Isolated proteinuria in asymptomatic patients. Kidney Int. 1980 Sep;18(3):395-406 7. Dube J, Girouard J, Leclerc P, Douville P: Problems with the estimation of urine protein by automated assays. Clin Biochem. 2005 May;(38):479-485 8. Koumantakis G, Wyndham L: Fluorescein interference with urinary creatinine and protein measurements. Clin Chem. 1991 Oct;37(10 Pt 1):1799 9. Lamb EJ, Jones GRD: Kidney function tests. In: Rifai N, Horvath AR, Wittwer CT, eds. Tietz Textbook of Clinical Chemistry and Molecular Diagnostics. 6th ed. Elsevier; 2018:479-517 | Protein: The sample is preincubated in an alkaline solution containing EDTA, which denatures the protein and eliminates interference from magnesium ions. Benzethonium chloride is then added, producing turbidity.(Package insert: Total Protein Urine/CSF. Roche Diagnostics; V13.0, 11/2018) Creatinine: The enzymatic method is based on the determination of sarcosine from creatinine with the aid of creatininase, creatinase, and sarcosine oxidase. The liberated hydrogen peroxide is measured via a modified Trinder reaction using a colorimetric indicator. Optimization of the buffer system and the colorimetric indicator enables the creatinine concentration to be quantified both precisely and specifically.(Package insert: Creatinine plus v2. Roche Diagnostics; V15.0, 03/2019) The final result uses a calculation to provide the total protein per creatinine ratio. This calculation is performed by the laboratory information system, SCC Soft. | Same day/1 day | 7 days | This test has been cleared, approved, or is exempt by the US Food and Drug Administration and is used per manufacturer's instructions. Performance characteristics were verified by Mayo Clinic in a manner consistent with CLIA requirements. | CRETR- 82570PRCON- 84156 | Orthostatic Proteinuria, Random, U | 87434-7 | RATO2 | Protein/Creatinine Ratio | 2890-2
OSMOF | Osmolality, Feces | Measurement of osmolality for the workup of cases of chronic diarrhea Diagnosis of factitious diarrhea (where patient adds fluid to stool to simulate diarrhea) | Freezing Point Depression | Yes | Osmolality, F | Fecal | Patient Preparation:No barium, laxatives, or enemas may be used for 96 hours prior to start of, or during, collection. Supplies:Stool containers - 24, 48, 72 Hour Kit (T291) Container/Tube:Stool container Specimen Volume:10 g Collection Instructions:Collect a very liquid stool specimen. | 5 g | The concentration of electrolytes in fecal water and their rate of excretion are dependent upon 3 factors: -Normal daily dietary intake of electrolytes -Passive transport from serum and other vascular spaces to equilibrate fecal osmotic pressure with vascular osmotic pressure -Electrolyte transport into fecal water due to exogenous substances and rare toxins (eg, cholera toxin) Fecal osmolality is normally in equilibrium with vascular osmolality, and sodium is the major effector of this equilibrium. Fecal osmolality is normally 2 x (sodium + potassium) unless there are exogenous factors inducing a change in composition, such as the presence of other osmotic agents (magnesium sulfate, saccharides) or drugs inducing secretions, such as phenolphthalein or bisacodyl. Differentiating osmotic from non-osmotic causes of diarrhea is the goal of liquid stool testing.(1,2) The primary way this is accomplished is through the measurement of sodium and chloride and calculation of the osmotic gap, which uses an assumed normal osmolality of 290 mOsm/kg rather than direct measurement of the osmolality. Measurement of osmolality can be useful in the evaluation of chronic diarrhea to help identify whether a specimen has been diluted with hypotonic fluid to simulate diarrhea.(1,3) | An interpretive report will be provided | Stool osmolality below 220 mOsm/kg indicates dilution with a hypotonic fluid.(1) | Prolonged storage at incorrect temperatures may cause osmolality to increase due to bacterial metabolism generating osmotically active products. | 1. Steffer KJ, Santa Ana CA, Cole JA, Fordtran JS: The practical value of comprehensive stool analysis in detecting the cause of idiopathic chronic diarrhea.Gastroenterol Clin North Am. 2012;41:539-560 2. Sweetser S: Evaluating the patient with diarrhea: A case-based approach.Mayo Clin Proc. 2012;87:596-602 3. Phillips S, Donaldson L, Geisler K, Pera A, Kochar R: Stool composition in factitial diarrhea: a 6-year experience with stool analysis. Ann Intern Med. 1995;123:97-100 | The depression of the freezing point of serum or other fluid is used to measure osmolality in most osmometers. The extent of lowering below 0 degrees C (the freezing point of water) is a function of the concentration of substances dissolved in the serum. By definition, 1 milliosmole per kilogram lowers the freezing point 0.001858 degrees C.(Schnidler EI, Brown SM, Scott MG: Electrolytes and Blood Gases. In: Rifai N, Horvath AR, Wittwer CT, eds: Tietz Textbook of Clinical Chemistry and Molecular Diagnostics. 6th ed. Elsevier; 2018:610-612) | 1 to 3 days | 7 days | This test has been modified from the manufacturer's instructions. Its performance characteristics were determined by Mayo Clinic in a manner consistent with CLIA requirements. This test has not been cleared or approved by the US Food and Drug Administration. | 84999 | Osmolality, F | 2693-0 | OSMOF | Osmolality, F | 2693-0
UOSMU | Osmolality, Random, Urine | Assessing the concentrating and diluting ability of the kidney | Freezing Point Depression | Yes | Osmolality, U | Urine | Supplies:Urine Tubes, 10 mL (T068) Container/Tube:Plastic, 10-mL urine tube Specimen Volume:5 mL Collection Instructions:Collect a random urine specimen | 1 mL | Osmolality is an index of the solute concentration. Urine osmolality is a measure of the concentration of osmotically active particles, principally sodium, chloride, potassium, and urea; glucose can contribute significantly to the osmolality when present in substantial amounts in urine. Urinary osmolality corresponds to urine specific gravity in nondisease states. The ability of the kidney to maintain both tonicity and water balance of the extracellular fluid can be evaluated by measuring the osmolality of the urine either routinely or under artificial conditions. More information concerning the state of renal water handling or abnormalities of urine dilution or concentration can be obtained if urinary osmolality is compared to serum osmolality and if urine electrolyte studies are performed. Normally, the ratio of urine osmolality to serum osmolality is 1.0 to 3.0, reflecting a wide range of urine osmolality. | 0-11 months: 50-750 mOsm/kg > or =12 months: 150-1,150 mOsm/kg | With normal fluid intake and normal diet, a patient will produce urine of about 500 to 850 mosmol/kg water. Above age of 20 years, there is an age dependent decline in the upper reference range of approximately 5 mOsm/kg/year. The normal kidney can concentrate urine to 800 to 1400 mosmol/kg and with excess fluid intake, a minimal osmolality of 40 to 80 mosmol/kg can be reached. With dehydration, the urine osmolality should be 3 to 4 times the plasma osmolality. | No significant cautionary statements | 1. Newman D, Price C: Renal function and nitrogen metabolites. In: Burtis CA, Ashwood ER, eds. Tietz Textbook of Clinical Chemistry. 4th ed. WB Saunders Company; 2006 2.Delaney MP, Lamb EJ:Kidney disease. In: Rifai N, Horvath AR, Wittwer CT, eds. Tietz Textbook of Clinical Chemistry and Molecular Diagnostics. 6th ed. Elsevier; 2018:1306 | Measurement of the freezing point of urine is the most widely used principle in osmometers. The extent of lowering below 0 degrees C (the freezing point of water) is a function of the concentration of substances dissolved in the urine. By definition 1 milliosmole per kilogram lowers the freezing point 0.001858 degrees C.(Schindler EI, Brown SM, Scott MG: Electrolytes and blood gases. In: Rifai N, Horvath AR, Wittwer CT, eds: Tietz Textbook of Clinical Chemistry and Molecular Diagnostics. 6th ed.2018:610-612) | Same day/1 day | 2 days | This test has been cleared, approved, or is exempt by the US Food and Drug Administration and is used per manufacturer's instructions. Performance characteristics were verified by Mayo Clinic in a manner consistent with CLIA requirements. | 83935 | Osmolality, U | 2695-5 | UOSMU | Osmolality, U | 2695-5
UOSMS | Osmolality, Serum | Evaluating acutely ill or comatose patients | Freezing Point Depression | Yes | Osmolality, S | Serum | Collection Container/Tube: Preferred:Red top Acceptable:Serum gel Submission Container/Tube:Plastic vial Specimen Volume:2 mL Collection Instructions:Centrifuge and aliquot serum into a plastic vial. | 0.25 mL | Osmolality is a measure of the number of dissolved solute particles in solution. It is determined by the number and not by the nature of the particles in solution. Dissolved solutes change the physical properties of solutions, increasing the osmotic pressure and boiling point and decreasing the vapor pressure and freezing point. Serum osmolality increases with dehydration and decreases with overhydration. The patient receiving intravenous fluids should have a normal osmolality. If the osmolality rises, the fluids contain relatively more electrolytes than water. If the osmolality falls, relatively more water than electrolytes is being administered. Normally, the ratio of serum sodium, in mEq/L, to serum osmolality, in mOsm/kg, is between 0.43 and 0.5. The ratio may be distorted in drug intoxication. Generally, the same conditions that decrease or increase the serum sodium concentration affect the osmolality. A comparison of measured and calculated serum osmolality produces a delta-osmolality. If this is above 40 mOsm/kg H2O in a critically ill patient, the prognosis is poor. An easy formula to calculate osmolality is: Osmolality (mOsm/kg H2O)=2 Na+ Glucose + BUN 20 3 | 275-295 mOsm/kg | An increased gap between measured and calculated osmolality mayindicate ingestion of poison, ethylene glycol, methanol, orisopropanol. | No significant cautionary statements | 1. Murphy JE, Henry JB: Evaluation of renal function, and water, and electrolyte, and acid base balance. In: Henry JB, ed: Todd-Sanford-Davidsohn Clinical Diagnosis and Management by Laboratory Methods. 19th ed. WB Saunders Company; 2006 2. Delaney MP, Lamb EJ: Kidney disease. In: Rifai N, Horvath AR, Wittwer CT, eds: Tietz Textbook of Clinical Chemistry and Molecular Diagnostics. 6th ed. Elsevier; 2018:1306 | The depression of the freezing point of serum or other fluid is used to measure osmolality in most osmometers. The extent of lowering below 0 degrees C (the freezing point of water) is a function of the concentration of substances dissolved in the serum. By definition, 1 milliosmole per kilogram lowers the freezing point 0.001858 degrees C.(Schindler EI, Brown SM, Scott MG: Electrolytes and blood gases. In:Rifai N, Horvath AR, Wittwer CT, eds:Tietz Textbook of Clinical Chemistry and Molecular Diagnostics. 6th ed. Elsevier; 2018:610-612) | 1 day | 7 Days | This test has been cleared, approved, or is exempt by the US Food and Drug Administration and is used per manufacturer's instructions. Performance characteristics were verified by Mayo Clinic in a manner consistent with CLIA requirements. | 83930 | Osmolality, S | 2692-2 | UOSMS | Osmolality, S | 2692-2
FRAG | Osmotic Fragility, Erythrocytes | Evaluating suspected hereditary spherocytosis-associated hemolytic anemia Confirming or detecting mild spherocytosis | Osmotic Lysis | Yes | Osmotic Fragility, RBC | Control | Both a whole blood EDTA specimen and a shipping control specimen are required.The shipping control specimen is used to evaluate whether a patient result has been compromised by handling conditions such as temperature, motion, or other transportation interferences. Temperature and handling extremes can adversely impact the integrity of the specimen. Patient: Specimen Type:Whole blood Container/Tube:Lavender top (EDTA) Specimen Volume:4 mL Collection Instructions: 1. Refrigerate specimen immediately after collection. 2. Send whole blood specimen in original tube.Do not aliquot. 3. Rubber band patient specimen and control vial together. Normal Shipping Control: Specimen Type:Whole blood Container/Tube:Lavender top (EDTA) Specimen Volume:4 mL Collection Instructions: 1. Collect a shipping control specimen from a normal (healthy), unrelated, nonsmoking person at the same time as the patient. 2. Clearlyhand write“normal control”on the outermost label. 3. Refrigerate specimen immediately after collection. 4. Send control specimen in original tube.Do not aliquot. 5. Rubber band patient specimen and control vial together. The control and patient specimen must be handled in the same manner from specimen collection to receipt in the testing laboratory. | Patient whole blood, shipping control: 2 mL | Spherocytes are osmotically fragile cells that rupture more easily in a hypotonic solution than do normal red blood cells . Because they have a low surface area:volume ratio, they lyse at a higher osmolarity than do normal discocytes (ie, RBC). Cells that have a larger surface area:volume ratio, such as target cells or hypochromic cells, are more resistant to lysing. After incubation, an increase in hemolysis is seen in spherocytes. Hereditary spherocytosis typically has a greater number of spherocytes than other causes of spherocytosis. Therefore, the degree of lysis is usually more pronounced, but this is not always the case. Some rare disorders can also cause marked fragility, and hereditary spherocytosis cases can display moderate fragility. | > or =12 months: 0.50 g/dL NaCl (unincubated): 3-53% hemolysis 0.60 g/dL NaCl (incubated): 14-74% hemolysis 0.65 g/dL NaCl (incubated): 4-40% hemolysis 0.75 g/dL NaCl (incubated): 1-11% hemolysis NaCl = sodium chloride Reference values have not been established for patients who are younger than 12 months of age. | An interpretive report will be provided. | Spherocytosis of any cause will result in increased osmotic fragility. Infrequently, other congenital hemolytic disorders may also be associated with positive results, as in patients with congenital nonspherocytic hemolytic anemia due to red blood cells (RBC) enzyme deficiencies. Patients with an immunohemolytic anemia or who have recently received a blood transfusion may also have increased RBC lysis. Resulting Cautions: -Osmotic fragility results will be reported if the shipping control is normal. -If the shipping control is abnormal and the osmotic fragility results on the patient are within normal range, the results will be reported; however, a comment will be added to the report indicating that the shipping control was not entirely satisfactory. -The test will be canceled if the patient specimen and shipping control are both abnormal. | 1. Palek J, Jarolin P: Hereditary spherocytosis. In: Williams WJ, Beutler E, Erslev AJ, Lichtman MA, eds. Hematology. 4th ed. McGraw-Hill Book Company; 1990:558-569 2. King MJ, Garcon L, Hoyer JD, et al: International Council for Standardization in Haematology. ICSH guidelines for the laboratory diagnosis of nonimmune hereditary red cell membrane disorders. Int J Lab Hematol. 2015 Jun;37(3):304-325 | Specimens for erythrocyte osmotic fragility tests are anticoagulated with EDTA. Osmotic lysis is performed using sodium chloride solution, 0.5 g/dL. An incubated fragility test is performed following 24-hour incubation at 37 degrees C at the following sodium chloride concentrations: 0.60, 0.65, and 0.75 g/dL. Results are reported and interpreted.(Larson CJ, Scheidt R, Fairbanks VF: The osmotic fragility test for hereditary spherocytosis: use of EDTA-anticoagulated blood stored at 4 degrees C for up to 96 hours. Am Soc Clin Pathol Meeting Abstract, 1988; Larson CJ, Scheidt R, Fairbanks VF: The osmotic fragility test for hereditary spherocytosis: objective criteria for test interpretation. Am Soc Clin Pathol Meeting Abstract, 1988; King MJ, Zanella A: Hereditary red cell membrane disorders and laboratory diagnostic testing. Int J Lab Hematol. 2013 Jun;35(3):237-243) | 2 to 5 days | 7 days | This test was developed and its performance characteristics determined by Mayo Clinic in a manner consistent with CLIA requirements. It has not been cleared or approved by the US Food and Drug Administration. | 85557 | Osmotic Fragility, RBC | 98904-6 | SCTRL | Shipping Control Vial | 40431-9
OSG_F | Osmotic Gap, Feces | Workup of cases of chronic diarrhea Differentiating osmotic from non-osmotic causes of chronic diarrhea. | OG_F: Calculation NA_F, K_F: Indirect Ion-Selective Electrode (ISE) Potentiometry | Yes | Osmotic Gap, F | Fecal | Patient Preparation:No barium, laxatives, or enemas may be used for 96 hours prior to start of, or during, collection. Supplies:Stool containers - 24, 48, 72 Hour Kit (T291) Collection Container/Tube:Stool container Specimen Volume:10 g Collection Instructions:Collect a very liquid fecal specimen. | 5 g | The concentration of electrolytes in fecal water and their rate of excretion are dependent upon 3 factors: -Normal daily dietary intake of electrolytes -Passive transport from serum and other vascular spaces to equilibrate fecal osmotic pressure with vascular osmotic pressure -Electrolyte transport into fecal water due to exogenous substances and rare toxins (eg, cholera toxin) Fecal osmolality is normally in equilibrium with vascular osmolality, and sodium is the major effector of this equilibrium.(1) Fecal osmolality is normally 2 x (sodium + potassium) unless there are exogenous factors inducing a change in composition, such as the presence of other osmotic agents (magnesium sulfate, saccharides) or drugs inducing secretions, such as phenolphthalein or bisacodyl. Osmotic diarrhea is caused by ingestion of poorly absorbed ions or sugars and can be characterized by the following: -Stool volume typically decreased by fasting -Fecal fluid usually has an elevated osmotic gap -Osmotic agents such as magnesium, sorbitol, or polyethylene glycol may be the cause through the intentional or inadvertent use of laxatives -Carbohydrate malabsorption due most commonly to lactose intolerance -Carbohydrate malabsorption can be differentiated from other osmotic causes by a low stool pH (<6) Non-osmotic causes of diarrhea include bile acid malabsorption, inflammatory bowel disease, endocrine tumors, and neoplasia.(1) Secretory diarrhea is classified as non-osmotic and is caused by disruption of epithelial electrolyte transport when secretory agents such as anthraquinones, phenolphthalein, bisacodyl, or cholera toxin are present. The fecal fluid usually has elevated electrolytes (primarily sodium and chloride) and a low osmotic gap (<50 mOsm/kg). Infection is a common secretory process; however, it does not typically cause chronic diarrhea (defined as symptoms >4 weeks). | An interpretive report will be provided | Osmotic Gap: -Osmotic gap is calculated as 290 mOsm/kg-(2[Na]+2[K]). Typically, stool osmolality is similar to serum since the gastrointestinal (GI) tract does not secrete water.(1) -An osmotic gap above 50 mOsm/kg is suggestive of an osmotic component contributing to the symptoms of diarrhea.(1-3) -Magnesium-induced diarrhea should be considered if the osmotic gap is above 75 mOsm/kg and is likely if the magnesium concentration is over 110 mg/dL.(1) -An osmotic gap of 50 mOsm/kg or less is suggestive of secretory causes of diarrhea.(1-3) -A highly negative osmotic gap or a fecal sodium concentration greater than plasma or serum sodium concentrations suggests the possibility of either sodium phosphate or sodium sulfate ingestion by the patient.(4) Sodium: -Sodium is typically found at lower concentrations (mean 30 +/- 5 mmol/L) in patients with osmotic diarrhea caused by magnesium-containing laxatives, while typically at higher concentrations (mean 104 +/- 5 mmol/L) in patients known to be taking secretory laxatives.(5) Sodium and Potassium: -High sodium and potassium in the absence of an osmotic gap indicate active electrolyte transport in the GI tract that might be induced by agents such as cholera toxin or hypersecretion of vasointestinal peptide.(1) | No significant cautionary statements | 1. Steffer KJ, Santa Ana CA, Cole JA, Fordtran JS: The practical value of comprehensive stool analysis in detecting the cause of idiopathic chronic diarrhea.Gastroenterol Clin North Am. 2012 Sep;41(3):539-560 2. Sweetser S: Evaluating the patient with diarrhea: A case-based approach.Mayo Clin Proc. 2012 Jun;87 (6):596-602 3. Eherer AJ, Fordtran JS:Fecal osmotic gap and pH in experimental diarrhea of various causes. Gastroenterology. 1992 Aug;103(2):545-551 4. Fine KD, Ogunji F, Florio R, Porter J, Ana C:Investigation and diagnosis of diarrhea caused by sodium phosphate. Dig Dis Sci. 1998 Dec; 43(12):2708-2714 5. Phillips S, Donaldson L, Geisler K, Pera A, Kochar R: Stool composition in factitial diarrhea: a 6-year experience with stool analysis. Ann Intern Med. 1995 Jun 30;123(2):97-100 6. Casprary WF: Diarrhea associated with carbohydrate malabsorption. Clin Gastroenterol. 1986;15:631-655 | Osmotic Gap: Calculated result=290 mOsm/kg - 2(stool Na [mmol/L] + stool K [mmol/L]) Sodium and Potassium: The Roche cobas c 501 analyzer makes use of the unique properties of certain membrane materials to develop an electrical potential (electromotive force: EMF) for the measurements of ions in solution. The electrode has a selective membrane in contact with both the test solution and internal filling solution. The internal filling solution contains the test ion at a fixed concentration. The membrane EMF is determined by the difference in concentration of the test ion in the test solution and the internal filling solution. The EMF develops according to the Nernst equation for a specific ion in solution.(Package insert: Roche ISE reagent. Roche Diagnostics; V14 02/2018) | 1 to 3 days | 7 days | This test has been modified from the manufacturer's instructions. Its performance characteristics were determined by Mayo Clinic in a manner consistent with CLIA requirements. This test has not been cleared or approved by the US Food and Drug Administration. | 84302-Sodium84999-Potassium | Osmotic Gap, F | 88697-8 | OG_F | Osmotic Gap, F | 73571-2
OSCAL | Osteocalcin, Serum | Monitoring and assessing effectiveness of antiresorptive therapy in patients treated for osteopenia, osteoporosis, Paget disease, or other disorders in which osteocalcin levels are elevated As an adjunct in the diagnosis of medical conditions associated with increased bone turnover, including Paget disease, cancer accompanied by bone metastases, primary hyperparathyroidism, and renal osteodystrophy This test isnot useful forthe diagnosis of osteoporosis. | Electrochemiluminescence Immunoassay (ECLIA) | Yes | Osteocalcin, S | Serum | Patient Preparation: 1. Fasting (12 hours) 2.For 12 hours before specimen collection do nottake multivitamins or dietary supplements containing biotin (vitamin B7), which is commonly found in hair, skin, and nail supplements and multivitamins. Supplies:Sarstedt Aliquot Tube, 5 mL (T914) Collection Container/Tube: Preferred:Serum gel Acceptable:Red top Submission Container/Tube:Plastic vial Specimen Volume:1 mL Collection Instructions:Centrifuge and aliquot serum into plastic vial. | 0.75 mL | Osteocalcin, the most important noncollagen protein in bone matrix, accounts for approximately 1% of the total protein in human bone. It is a 49-amino acid protein with a molecular weight of approximately 5800 Da. Osteocalcin contains up to 3 gamma-carboxyglutamic acid residues as a result of posttranslational, vitamin K-dependent enzymatic carboxylation. Its production is dependent upon vitamin K and is stimulated by 1,25 dihydroxy vitamin D. Osteocalcin is produced by osteoblasts and is widely accepted as a marker of bone osteoblastic activity. Osteocalcin, incorporated into the bone matrix, is released into the circulation from the matrix during bone resorption and, hence, is considered a marker of bone turnover rather than a specific marker of bone formation. Osteocalcin levels are increased in metabolic bone diseases with increased bone or osteoid formation, including osteoporosis, osteomalacia, rickets, hyperparathyroidism, renal osteodystrophy, thyrotoxicosis, and in individuals with fractures, acromegaly, and bone metastasis. By means of osteocalcin measurements, it is possible to monitor therapy with antiresorptive agents (bisphosphonates or hormone replacement therapy) in, for example, patients with osteoporosis or hypercalcemia.(1) Decrease in osteocalcin is also observed in some disorders (eg, hypoparathyroidism, hypothyroidism, and growth hormone deficiency). Immunochemical and chromatographic studies have demonstrated considerable heterogeneity for concentrations of circulating osteocalcin in normal individuals and in patients with osteoporosis, chronic kidney failure, and Paget disease. Both intact osteocalcin (amino acids 1-49) and the large N-terminal/midregion (N-MID) fragment (amino acids 1-43) are present in blood. Intact osteocalcin is unstable due to protease cleavage between amino acids 43 and 44. The N-MID fragment, resulting from cleavage, is considerably more stable. This assay detects both the stable N-MID fragment and intact osteocalcin. | Males <5 years: 19-75 ng/mL 5-9 years: 21-108 ng/mL 10-15 years: 19-159 ng/mL 16-17 years: 12-114 ng/mL > or =18 years: 9-42 ng/mL Females <5 years: 14-126 ng/mL 5-9 years: 16-152 ng/mL 10-15 years: 15-151 ng/mL 16-17 years: 9-70 ng/mL > or =18 years: 9-42 ng/mL | Elevated levels of osteocalcin indicate increased bone turnover. In patients taking antiresorptive agents (bisphosphonates or hormone replacement therapy), a decrease of 20% or less from baseline osteocalcin level (ie, prior to the start of therapy) after 3 to 6 months of therapy suggests effective response to treatment.(2) Patients with diseases, such as hyperparathyroidism, which can be cured, should have a return of osteocalcin levels to the reference range within 3 to 6 months after complete cure.(3) | Measurements of bone turnover markers are not useful for the diagnosis of osteoporosis, which should be made on the basis of bone density or clinical history of low-trauma fracture. Osteocalcin is cleared by the kidneys; therefore, elevations may be observed in patients with impaired kidney function without increased bone turnover. Serum osteocalcin may not reflect bone formation in patients treated with the hormone 1,25-dihydroxy vitamin D or those with abnormalities in that hormone since osteocalcin is regulated by 1,25-dihydroxy vitamin D. In rare cases, some individuals can develop antibodies to mouse or other animal antibodies (often referred to as human anti-mouse antibodies [HAMA] or heterophile antibodies), which may cause interference in some immunoassays. The presence of antibodies to streptavidin or ruthenium can also rarely occur and may also interfere in this assay. Caution should be used in interpretation of results, and the laboratory should be alerted if the result does not correlate with the clinical presentation. In rare cases, interference due to extremely high titers of antibodies to ruthenium or streptavidin can occur. | 1. Chen JT, Hosoda K, Hasumi K, Ogata E, Shiraki M: Serum N-terminal osteocalcin is a good indicator for estimating responders to hormone replacement therapy in postmenopausal women. J Bone Miner Res. 1996 Nov;11(11):1784-1792 2.Delmas PD, Eastell R, Garnero P, Seibel MJ, Stepan J, Committee of Scientific Advisors of the International Osteoporosis Foundation: The use of biochemical markers of bone turnover in osteoporosis. Committee of Scientific Advisors of the International Osteoporosis Foundation. Osteoporos Int. 2000;11(6):S2-S17 3. Harris SS, Soteriades E, Dawson-Hughes B, Framingham Heart Study, Boston Low-Income Elderly Osteoporosis Study: Secondary hyperparathyroidism and bone turnover in elderly blacks and whites. J Clin Endocrinol Metab. 2001 Aug;86(8):3801-3804 4.Fraser W: Bone and mineral metabolism. In:Rifai N, Horvath AR, Wittwer CT, eds.Tietz Textbook of Clinical Chemistry and Molecular Diagnostics. 6th ed. Elsevier; 2018:1422-1491 | The Roche Osteocalcin assay is a 2-site immunometric (sandwich) assay using electrochemiluminescence detection. Patient specimen, biotinylated monoclonal N-terminal/midregion (N-MID) osteocalcin-specific antibody, and monoclonal N-MID osteocalcin-specific antibody labeled with ruthenium react to form a complex. Streptavidin-coated microparticles act as the solid phase to which the complex binds. Voltage is applied to the electrode, inducing a chemiluminescent emission from the ruthenium, which is then measured against a calibration curve to determine the amount of osteocalcin in the patient specimen.(Package insert: Elecsys N-MID Osteocalcin. Roche Diagnostics; V 1.0 English, 01/2020) | 1 to 3 days | 14 days | This test has been cleared, approved, or is exempt by the US Food and Drug Administration and is used per manufacturer's instructions. Performance characteristics were verified by Mayo Clinic in a manner consistent with CLIA requirements. | 83937 | Osteocalcin, S | 2697-1 | OSCAL | Osteocalcin, S | 2697-1
OIBFG | Osteogenesis Imperfecta and Bone Fragility Gene Panel, Varies | Providing a genetic evaluation for patients with a personal or family history suggestive osteogenesis imperfecta and other hereditary conditions associated with bone fragility | Sequence Capture and Targeted Next-Generation Sequencing followed by Polymerase Chain Reaction (PCR) and Sanger Sequencing | Yes | OI and Bone Fragility Gene Panel | For prenatal specimens only: | Patient Preparation:A previous bone marrow transplant from an allogenic donor will interfere with testing. For instructions for testing patients who have received a bone marrow transplant, call 800-533-1710. Submit only 1 of the following specimens: Specimen Type:Whole blood Container/Tube: Preferred:Lavender top (EDTA) or yellow top (ACD) Acceptable:Any anticoagulant Specimen Volume:3 mL Collection Instructions: 1. Invert several times to mix blood. 2. Send whole blood specimen in original tube.Do not aliquot. Specimen Stability Information:Ambient (preferred)/Refrigerated Prenatal Specimens Due to its complexity, consultation with the laboratory is required for all prenatal testing;call 800-533-1710 to speak to a genetic counselor. Specimen Type:Amniotic fluid Container/Tube:Amniotic fluid container Specimen Volume:20 mL Specimen Stability Information:Refrigerated (preferred)/Ambient Additional information: 1. A separate culture charge will be assessed under CULAF / Culture for Genetic Testing, Amniotic Fluid. 2.All prenatal specimens must be accompanied by a maternal blood specimen;order MATCC / Maternal Cell Contamination, Molecular Analysis, Varies on the maternal specimen. Specimen Type: Chorionic villi Container/Tube:15-mL tube containing 15 mL of transport media Specimen Volume:20 mg Specimen Stability Information:Refrigerated Additional Information: 1. A separate culture charge will be assessed under CULFB / Fibroblast Culture for Molecular Testing, Chorionic Villi/Products of Conception. 2.All prenatal specimens must be accompanied by a maternal blood specimen;order MATCC / Maternal Cell Contamination, Molecular Analysis, Varies on the maternal specimen. Acceptable: Specimen Type:Confluent cultured cells Container/Tube:T-25 flask Specimen Volume:2 Flasks Collection Instructions:Submit confluent cultured cells from another laboratory. Specimen Stability Information:Ambient (preferred)/Refrigerated Additional Information: All prenatal specimens must be accompanied by a maternal blood specimen;order MATCC / Maternal Cell Contamination, Molecular Analysis, Varies on the maternal specimen. | Blood: 1 mL; Other specimen types: See Specimen Required | Osteogenesis imperfecta (OI) is a hereditary skeletal dysplasia syndrome characterized primarily by bone fragility and skeletal deformities, with other possible features including dental abnormalities, hearing loss, and blue/gray sclera.(1,2) Historically, OI was classified intosubtypes based on clinical presentation only: nondeforming with persistently blue sclera (OI type I), perinatal lethal (OI type II), progressively deforming (OI type III), moderate (OI type IV), and with calcification of the interosseous membranes and/or hypertrophic callus (OI type V). While these clinical classifications are still commonly used, it is recommended that OI subtypes are classified by genetic etiology.(3) Currently, there are approximately 20 different genetic subtypes of OI with variable modes of inheritance and pathophysiology.(1-3) The most common genetic etiology of OI is disease-causing variants in theCOL1A1andCOL1A2genes encoding the pro alpha 1(I) and pro alpha 2(I) chains of type I procollagen, respectively. It is estimated that up to 25% of cases of OI are caused by disease-causing variants in eitherCOL1A1orCOL1A2.(1-3) Disease-causing variants in these genes result in the inability to properly synthesize the pro alpha 1/2 molecules ultimately leading to abnormal or absent collagen I, a critical molecule for the structural integrity of bone.COL1A1/2-associated OI is inherited in an autosomal dominant manner and can result in a spectrum of disease severity, classified into OI types I-IV.(3) Other genetic etiologies of OI are associated with genes involved in bone mineralization, collagen modification, collagen processing, collagen cross-linking, and osteoblast differentiation and function.(3) The majority of these less common genetic OI subtypes are inherited in an autosomal recessive manner, with the exception of autosomal dominantIFITM5-associated OI (also known as OI type V), and X-linked recessiveMBTPS2-associated OI (also known as OI type XVII). Several genetic conditions leading to bone fragility have significant overlap with OI. Additional conditions covered by this panel includeALPL-associated hypophosphatasia,ANO5-associated gnathodiaphyseal dysplasia,FKBP10-associated Bruck syndrome,LRP5-associated osteoporosis,P4HB-associated Cole-Carpenter syndrome,PLOD2-associated Bruck syndrome,PLS3-associated X-linked osteoporosis,TAPT1-associated osteochondrodysplasia, andXYLT2-associated spondyloocular syndrome with bone fragility, cataracts and hearing defects. | An interpretive report will be provided. | All detected variants are evaluated according to American College of Medical Genetics and Genomics recommendations.(4) Variants are classified based on known, predicted, or possible pathogenicity and reported with interpretive comments detailing their potential or known significance. | Clinical Correlations: Test results should be interpreted in the context of clinical findings, family history, and other laboratory data. Misinterpretation of results may occur if the information provided is inaccurate or incomplete. If testing was performed because of a clinically significant family history, it is often useful to first test an affected family member. Detection of a reportable variants in an affected family member would allow for more informative testing of at-risk individuals. To discuss the availability of additional testing options or for assistance in the interpretation of these results, contact the Mayo Clinic Laboratories genetic counselors at 800-533-1710. Technical Limitations: Next-generation sequencing may not detect all types of genomic variants. In rare cases, false-negative or false-positive results may occur. The depth of coverage may be variable for some target regions; assay performance below the minimum acceptable criteria or for failed regions will be noted. Given these limitations, negative results do not rule out the diagnosis of a genetic disorder. If a specific clinical disorder is suspected, evaluation by alternative methods can be considered. There may be regions of genes that cannot be effectively evaluated by sequencing or deletion and duplication analysis as a result of technical limitations of the assay, including regions of homology, high guanine-cytosine (GC) content, and repetitive sequences. Confirmation of select reportable variants will be performed by alternate methodologies based on internal laboratory criteria. This test is validated to detect 95% of deletions up to 75 base pairs (bp) and insertions up to 47 bp. Deletions-insertions (delins) of 40 or more bp, including mobile element insertions, may be less reliably detected than smaller delins. Deletion/Duplication Analysis: This analysis targets single and multi-exon deletions/duplications; however, in some instances single exon resolution cannot be achieved due to isolated reduction in sequence coverage or inherent genomic complexity. Balanced structural rearrangements (such as translocations and inversions) may not be detected. This test is not designed to detect low levels of mosaicism or to differentiate between somatic and germline variants. If there is a possibility that any detected variant is somatic, additional testing may be necessary to clarify the significance of results. Genes may be added or removed based on updated clinical relevance.Refer to theTargeted Genes and Methodology Details for Osteogenesis Imperfecta and Bone Fragility Gene Panelfor the most up to date list of genes included in this test.For detailed information regarding gene specific performance and technical limitations, see Method Description or contact a laboratory genetic counselor. If the patient has had an allogeneic hematopoietic stem cell transplant or a recent blood transfusion, results may be inaccurate due to the presence of donor DNA. Call Mayo Clinic Laboratories for instructions for testing patients who have received a bone marrow transplant. Reclassification of Variants: At this time, it is not standard practice for the laboratory to systematically review previously classified variants on a regular basis. The laboratory encourages healthcare providers to contact the laboratory at any time to learn how the classification of a particular variant may have changed over time. Variant Evaluation: Evaluation and categorization of variants are performed using published American College of Medical Genetics and Genomics and the Association for Molecular Pathology recommendations as a guideline.(4) Other gene-specific guidelines may also be considered. Variants are classified based on known, predicted, or possible pathogenicity and reported with interpretive comments detailing their potential or known significance. Variants classified as benign or likely benign are not reported. Multiple in silico evaluation tools may be used to assist in the interpretation of these results. The accuracy of predictions made by in silico evaluation tools is highly dependent upon the data available for a given gene, and periodic updates to these tools may cause predictions to change over time. Results from in silico evaluation tools should be interpreted with caution and professional clinical judgment. Rarely, incidental or secondary findings may implicate another predisposition or presence of active disease. Incidental findings may include, but are not limited to, results related to the sex chromosomes. These findings will be carefully reviewed to determine whether they will be reported. | 1. Marom R, Rabenhorst BM, Morello R: Osteogenesis imperfecta: an update on clinical features and therapies. Eur J Endocrinol. 2020 Oct;183(4):R95-R106. doi:10.1530/EJE-20-0299 2. Steiner RD, Basel D: COL1A1/2 osteogenesis imperfecta. In: Adam MP, Ardinger HH, Pagon RA, et al, eds. GeneReviews [Internet]. University of Washington, Seattle; 2005. Updated May 6, 2021. Accessed August 1, 2022. Available at www.ncbi.nlm.nih.gov/books/NBK1295/ 3. Marini JC, Forlino A, Bachinger HP, et al: Osteogenesis imperfecta. Nat Rev Dis Primers. 2017 Aug 18;3:17052. doi: 10.1038/nrdp.2017.52 4. Richards S, Aziz N, Bale S, et al: Standards and guidelines for the interpretation of sequence variants: a joint consensus recommendation of the American College of Medical Genetics and Genomics and the Association for Molecular Pathology. Genet Med. 2015 May;17(5):405-424 | Next-generation sequencing (NGS) and/or Sanger sequencing are performed to test for the presence of variants in coding regions and intron/exon boundaries of the genes analyzed, as well as some other regions that have known disease-causing variants. The human genome reference GRCh37/hg19 build was used for sequence read alignment. At least 99% of the bases are covered at a read depth over 30X. Sensitivity is estimated at above 99% for single nucleotide variants, above 94% for deletions-insertions (delins) less than 40 base pairs (bp), above 95% for deletions up to 75 bp and insertions up to 47 bp. NGS and/or a polymerase chain reaction-based quantitative method is performed to test for the presence of deletions and duplications in the genes analyzed. There may be regions of genes that cannot be effectively evaluated by sequencing or deletion and duplication analysis as a result of technical limitations of the assay, including regions of homology, high guanine-cytosine (GC) content, and repetitive sequences. SeeTargeted Genes and Methodology Details for Osteogenesis Imperfecta and Bone Fragility Gene Panelfor details regarding the targeted genes analyzed for each test and specific gene regions not routinely covered.(Unpublished Mayo method) Confirmation of select reportable variants may be performed by alternate methodologies based on internal laboratory criteria. Genes analyzed:ALPL, ANO5, BMP1, COL1A1, COL1A2, CREB3L1, CRTAP, FKBP10, IFITM5, LRP5, MBTPS2, P3H1, P4HB, PLOD2, PLS3, PPIB, SEC24D, SERPINF1, SERPINH1, SP7, SPARC, TAPT1, TMEM38B, WNT1,andXYLT2 | 28 to 42 days | Whole blood: 2 weeks (if available); Extracted DNA: 3 months; Cord blood, amniotic fluid, cultured amniocytes, chorionic villi, cultured chorionic villi: 1 month | This test was developed and its performance characteristics determined by Mayo Clinic in a manner consistent with CLIA requirements. It has not been cleared or approved by the US Food and Drug Administration. | 81406 x281408 x28147981479 (if appropriate for government payers) | OI and Bone Fragility Gene Panel | 51966-0 | 617420 | Released By | 18771-6
OAPNS | Ova and Parasite, Microscopy, Varies | Detecting and identifying parasitic protozoa and eggs and larvae of parasitic helminths | Microscopic May include Touch/Tease Preparation, Direct Wet Preparation, Concentrated Wet Preparation, Permanent (Trichrome or Giemsa) Stained Preparation | Yes | Ova and Parasite, Microscopy, Varies | Reflex testing will be added and performed at an additional charge by the laboratory based on the following criteria: | Submit only 1 of the following specimens: Specimen Type:Bile Container/Tube:Sterile container Specimen Volume:Entire collection Specimen Stability Information:Refrigerate 5 days Specimen Type:Bone marrow Container/Tube:Lavender top (EDTA) and/or slides Specimen Volume:4 mL EDTA and/or 1 slide (unstained preferred) Collection Instructions: 1.Bone marrow and/or slides will be accepted for this test. 2. If submitting slides with EDTA tube, label and bag specimens together. Send refrigerate as one collection. Specimen Stability Information:Refrigerate 5 days Specimen Type:Colonic washing Container/Tube:ECOFIX preservative vial or one zinc (Zn)-PVA AND one 10% formalin vial Specimen Volume:at least 2 mL Collection Instructions: 1. Place specimen into preservative within 30 minutes of collection. 2. Follow instructions on the container as follows: a. Colonic washings should be placed into ECOFIX preservative vial (or 10% formalin and Zn-PVA vials) in a ratio of 1 part preservative:1 part specimen. Some preservative may need to be removed from the vial to maintain this ratio. b. Place washings into vial, twist the cap tightly closed, and shake vigorously until the contents are well mixed. c. Do not fill above the fill line indicated on the preservative container. Specimen Stability Information:Ambient (preferred)/Refrigerate 5 days Specimen Type:Duodenal aspirate Container/Tube:ECOFIX preservative or one zinc (Zn)-PVA AND one 10% formalin vial Specimen Volume:at least 2 mL Collection Instructions: 1. Place specimen into preservative within 30 minutes of collection. 2. Follow instructions on the container as follows: a.Duodenal aspirateshould be placed into ECOFIX preservative vial (or 10% formalin and Zn-PVA vials) in a ratio of 1 part preservative:1 part specimen. Some preservative may need to be removed from the vial to maintain this ratio. b. Place washings into vial, twist the cap tightly closed, and shake vigorously until the contents are well mixed. c. Do not fill above the fill line indicated on the preservative container. Specimen Stability Information:Ambient (preferred)/Refrigerate 5 days Specimen Type:Spinal fluid Container/Tube:Sterile container Specimen Volume:At least1 mL Specimen Stability Information:Refrigerate 5 days Specimen Type:Fluid, abscess, drainage material Sources:Abdominal, ascites, brain, cyst (must specify anatomical location of cyst), liver, lymphatic, peritoneal, splenic Container/Tube:Sterile container AND eitherECOFIX preservative vial or one zinc (Zn)-PVA AND one 10% formalin vial Specimen Volume:15 mL Collection Instructions: 1. Place half of collection into preservative (either ECOFIX or PVA and 10 % Formalin combo) in a ratio of 1 part preservative: 1 part specimen. Some preservative may need to be removed from the vial to maintain this ratio. 2. Label the preservative type on the side of each vial. 3. Place other half of collection in a sterile container. 3. Label both specimens, bag together, and send refrigerate as one collection. Specimen Stability Information:Refrigerate 5 days Specimen Type:Respiratory Source:Bronchial washing, bronchoalveolar lavage, sputum Container/Tube:Sterile container Specimen Volume:Entire collection Specimen Stability Information:Refrigerate 5 days Specimen Type:Tissue Sources:Bladder, brain, colon, intestine, liver, lymph node, lung, muscle, rectal, spleen(must specify anatomical location of tissue) Container/Tube:Sterile container Specimen Volume:5 to10 mm Collection Instructions:Place specimen in sterile container with 1 to 2 drops of sterile saline to keep tissue moist. Specimen Stability Information:Refrigerate 5 days | Respiratory specimens, spinal fluid, abscess, or drainage material: 0.5 mL Tissue: 3 mm Other specimen types: See Specimen Required | A variety of different parasites may be found in specimens other than stool (eg, colonic washings, duodenal aspirates, other anatomical site washings or aspirates, respiratory specimens, liver cyst aspirates or abscesses, and tissues). These parasites may include protozoa (microscopic unicellular eukaryotes) and helminths (worms). Infection is often asymptomatic but possible signs and symptoms of infection may include cough, fever, bloody sputum, skin lesions, and abdominal pain. | Negative If positive, organism identified. | A positive result indicates the presence of the parasite but does not necessarily indicate that it is the cause of the patient's symptoms. Some strains of protozoa are nonpathogenic, and some helminths cause little or no illness. | This test is not appropriate for the detection of microfilariae, malaria, trypanosomes, orTrichomonas vaginalis. | 1. Garcia LS. Diagnostic Medical Parasitology.6th ed. ASM Press; 2016 2. Pritt BS. Parasitology Benchtop Reference Guide. 2nd ed. CAP; 2017 | Different specimen sources may potentially harbor different types of parasites. A portion of the submitted specimen, depending on the type of specimen and what organism may be specifically suspected, may be examined by direct wet prep slide, tease or touch prep slides, concentrated for wet prep exam, or stained by trichrome stain, Ecostain, or Giemsa stain.(Unpublished Mayo method) | 4 to 5 days | 7 days | This test was developed and its performance characteristics determined by Mayo Clinic in a manner consistent with CLIA requirements. It has not been cleared or approved by the US Food and Drug Administration. | 87015-Concentration (any type), for infectious agents (if applicable)87209-Smear, primary source with interpretation; complex special stain (eg, trichrome, iron hematoxylin) for ova and parasites (If applicable)87210-Wet mount for infectious agents (if applicable)87207-Smear, primary source, with interpretation; special stain for inclusion bodies or intracellular parasites (if applicable) | Ova and Parasite, Microscopy, Varies | 673-4 | OAPNS | Ova and Parasite, Microscopy, Varies | 673-4
OPE | Ova and Parasite, Travel History or Immunocompromised, Feces | Detecting and identifying parasitic protozoa and eggs and larvae of parasitic helminths in stool specimens | Microscopic | Yes | Ova and Parasite, Microscopy, F | The following algorithms are available: | Patient Preparation:Specimen collection should be delayed for 7 to 10 days after administration of barium, bismuth, kaolin, magnesia, castor oil or mineral oil, and 2 to 3 weeks after antibiotics have been given since these may interfere with identification of protozoa. Specimen Type:Feces Supplies:ECOFIX Stool Transport Vial (Kit) (T790) Preferred: ECOFIX preservative Acceptable:10% Buffered Formalin Stool Transport plus Zinc Polyvinyl Alcohol (Zn PVA) Stool Transport (one of each) Specimen Volume:Portion of stool: 2 g or 2 mL Collection Instructions: 1. Follow instructions on the container as follows: a. Place specimen into Ecofix preservative vial or one 10% formalin AND one Zn PVA preservative vial within 30 minutes of passage or collection. Refer to the fill line on the preservative vial. Do not fill above the line indicated on the container. b. Mix the contents of the tube with the spoon, twist the cap to close tightly, and shake vigorously until the contents are well mixed. Additional Information: 1.Stool placed in 10% buffered formalin can be accepted if accompanied by Zn PVA-preserved specimen;10% buffered formalin-preserved specimens submitted without an accompanying Zn PVA-preserved specimen will be canceled. 2.Specimen submitted inlow viscosity(LV)-PVA, mercury PVA or copper (Cu)-PVAwill berejected. | 5 mL | A variety of different parasites may be found in fecal specimens, duodenal aspirates, and other intestinal specimens. These parasites may include protozoa (microscopic unicellular eukaryotes) and helminths (aka worms). Infection is often asymptomatic, but symptoms range from diarrhea and malnutrition, intestinal obstruction, and rarely, death. The most common intestinal reported parasites in fecal specimens areGiardia intestinalis(akaGiardia duodenalis, Giardia lamblia) andCryptosporidiumspecies. Both parasites may cause watery diarrhea and are endemic in the United States. The best tests for these 2 common parasites are parasite-specific fecal antigen tests (GIAR / Giardia Antigen, Feces and CRYPS /CryptosporidiumAntigen, Feces). Other parasites are less commonly seen in the United States, and this test is the appropriate test for their detection.SeeParasitic Investigation of Stool Specimens Algorithmfor determining which test should be ordered based on the patient's exposure history and risk factors. If evaluating a patient for diarrhea, seeLaboratory Testing for Infectious Causes of Diarrhea Algorithm. | Negative If positive, organism identified | A positive result indicates the presence of the parasite but does not necessarily indicate that it is the cause of any symptoms. Some strains of protozoa are nonpathogenic, and some helminths cause little or no illness. | For optimal results, the specific test should be ordered for detection ofGiardia, Cryptosporidium, microsporidia,Cyclospora, or pinworm. This test is not the optimal method for detecting these parasites. See Ordering Guidance. Parasitic examination of a minimum of 3 stool specimens is indicated for detecting most intestinal protozoa and helminths with maximum sensitivity. Parasitic infections are uncommonly acquired in the hospital setting. This test is not usually useful in patients hospitalized for more than 3 days. | 1. Garcia LS. Diagnostic Medical Parasitology.6th ed. AMS Press; 2016 2. Shane AL, Mody RK, Crump JA, et al. 2017 Infectious Diseases Society of America Clinical Practice Guidelines for the Diagnosis and Management of Infectious Diarrhea. Clin Infect Dis. 2017;65(12):e45-e80. doi:10.1093/cid/cix669 | A portion of the ECOFIX-preserved stool is concentrated and examined. A permanent trichrome-stained slide is prepared from the ECOFIX-preserved feces.(Package inserts: Mini Parasep Faecal Parasite Concentrator APACOR; APA176-V3.3, 11/2019; Para-Pak ECOSTAIN Catalog No. 801400. Meridian Bioscience, Inc; SN10695, REV. 08/2020) | 4 to 6 days | 7 days | This test has been cleared, approved, or is exempt by the US Food and Drug Administration and is used per manufacturer's instructions. Performance characteristics were verified by Mayo Clinic in a manner consistent with CLIA requirements. | 87177-Concentration (any type), for infectious agents87209-Smear, primary source with interpretation; complex special stain (eg, trichrome, iron hematoxylin) for ova and parasites | Ova and Parasite, Microscopy, F | 10704-5 | OPE | Ova and Parasite, Microscopy, F | In Process
OVAL | Ovalbumin, IgE, Serum | Establishing a diagnosis of an allergy to ovalbumin Defining the allergen responsible for eliciting signs and symptoms Identifying allergens: -Responsible for allergic response and/or anaphylactic episode -To confirm sensitization prior to beginning immunotherapy -To investigate the specificity of allergic reactions to insect venom allergens, drugs, or chemical allergens | Fluorescence Enzyme Immunoassay (FEIA) | Yes | Ovalbumin, IgE | Serum | Collection Container/Tube: Preferred:Serum gel Acceptable:Red top Submission Container/Tube:Plastic vial Specimen Volume:0.5 mL for every 5 allergens requested Collection Instructions:Centrifuge and aliquot serum into a plastic vial. | For 1 allergen: 0.3 mL For more than 1 allergen: (0.05 mL x number of allergens) + 0.25 mL deadspace | Clinical manifestations of immediate hypersensitivity (allergic) diseases are caused by the release of proinflammatory mediators (histamine, leukotrienes, and prostaglandins) from IgE-sensitized effector cells (mast cells and basophils) when cell-bound IgE antibodies interact with an allergen. In vitro serum testing for IgE antibodies provides an indication of the immune response to allergens that may be associated with allergic disease. The allergens chosen for testing often depend upon the age of the patient, history of allergen exposure, season of the year, and clinical manifestations. In individuals predisposed to develop allergic disease, the sequence of sensitization and clinical manifestations proceed as follows: eczema and respiratory disease (rhinitis and bronchospasm) in infants and children less than 5 years due to food sensitivity (milk, egg, soy, and wheat proteins) followed by respiratory disease (rhinitis and asthma) in older children and adults due to sensitivity to inhalant allergens (dust mite, mold, and pollen inhalants). | Class,IgE kU/L,Interpretation, 0,<0.10,Negative, 0/1,0.10-0.34,Borderline/equivocal, 1,0.35-0.69,Equivocal, 2,0.70-3.49,Positive, 3,3.50-17.4,Positive, 4,17.5-49.9,Strongly positive, 5,50.0-99.9,Strongly positive, 6,> or =100,Strongly positive, | Detection of IgE antibodies in serum (class 1 or greater) indicates an increased likelihood of allergic disease as opposed to other etiologies and defines the allergens that may be responsible for eliciting signs and symptoms. The level of IgE antibodies in serum varies directly with the concentration of IgE antibodies expressed as a class score or kU/L. | Testing for IgE antibodies is not useful in patients previously treated with immunotherapy to determine if residual clinical sensitivity exists or in patients in whom the medical management does not depend upon identification of allergen specificity. Some individuals with clinically insignificant sensitivity to allergens may have measurable levels of IgE antibodies in serum, and test results must be interpreted in the clinical context. False-positive results for IgE antibodies may occur in patients with markedly elevated serum IgE (>2500 kU/L) due to nonspecific binding to allergen solid phases. | Homburger HA, Hamilton RG: Allergic diseases. In: McPherson RA, Pincus MR, eds. Henry's Clinical Diagnosis and Management by Laboratory Methods. 23rd ed.Elsevier; 2017:1057-1070 | Specific IgE from the patient's serum reacts with the allergen of interest, which is covalently coupled to an ImmunoCAP. After washing away nonspecific IgE, enzyme-labeled anti-IgE antibody is added to form a complex. After incubation, unbound anti-IgE is washed away, and the bound complex incubated with a developing agent. After stopping the reaction, the fluorescence of the eluate is measured. Fluorescence is proportional to the amount of specific IgE present in the patient's sample (ie, the higher the fluorescence value, the more IgE antibody is present).(Package insert: ImmunoCAP System Specific IgE FEIA. Phadia; Rev 06/2020) | Same day/1 to 3 days | 14 days | This test has been cleared, approved, or is exempt by the US Food and Drug Administration and is used per manufacturer's instructions. Performance characteristics were verified by Mayo Clinic in a manner consistent with CLIA requirements. | 86008 | Ovalbumin, IgE | 7556-4 | OVAL | Ovalbumin, IgE | 7556-4
FOVAS | Ovarian Antibody Screen with Reflex to Titer, IFA |  | Immunofluorescence Assay (IFA) | Yes | Ovarian Ab Screen w/Reflex | If FOVAS "Ovarian Ab Screen w/Reflex" is positive, then FOVAT "Anti-Ovary Ab Titer" will be performed at an additional charge. | Draw blood in a plain red-top tube(s), serum gel tube(s) is acceptable. Spin down and send 1 mL of serum refrigerated in a plastic vial. | 0.3 mL |  | Anti-Ovary Antibody: Negative Anti-Ovary Ab Titer: <1:5 |  |  |  |  | 2 to 17 days |  |  | 8625586256 (if appropriate) | Ovarian Ab Screen w/Reflex | 21436-1 | Z3669 | Anti-Ovary Antibody | 21436-1
OVMU | Ovomucoid, IgE, Serum | Establishing a diagnosis of an allergy to ovomucoid Defining the allergen responsible for eliciting signs and symptoms Identifying allergens: -Responsible for allergic response and/or anaphylactic episode -To confirm sensitization prior to beginning immunotherapy -To investigate the specificity of allergic reactions to insect venom allergens, drugs, or chemical allergens | Fluorescence Enzyme Immunoassay (FEIA) | Yes | Ovomucoid, IgE | Serum | Collection Container/Tube: Preferred:Serum gel Acceptable:Red top Submission Container/Tube:Plastic vial Specimen Volume:0.5 mL for every 5 allergens requested Collection Instructions:Centrifuge and aliquot serum into a plastic vial. | For 1 allergen: 0.3 mL For more than 1 allergen: (0.05 mL x number of allergens) + 0.25 mL deadspace | Clinical manifestations of immediate hypersensitivity (allergic) diseases are caused by the release of proinflammatory mediators (histamine, leukotrienes, and prostaglandins) from IgE-sensitized effector cells (mast cells and basophils) when cell-bound IgE antibodies interact with an allergen. In vitro serum testing for IgE antibodies provides an indication of the immune response to allergens that may be associated with allergic disease. The allergens chosen for testing often depend upon the age of the patient, history of allergen exposure, season of the year, and clinical manifestations. In individuals predisposed to develop allergic disease, the sequence of sensitization and clinical manifestations proceed as follows: eczema and respiratory disease (rhinitis and bronchospasm) in infants and children less than 5 years due to food sensitivity (milk, egg, soy, and wheat proteins) followed by respiratory disease (rhinitis and asthma) in older children and adults due to sensitivity to inhalant allergens (dust mite, mold, and pollen inhalants). | Class,IgE kU/L,Interpretation, 0,<0.10,Negative, 0/1,0.10-0.34,Borderline/equivocal, 1,0.35-0.69,Equivocal, 2,0.70-3.49,Positive, 3,3.50-17.4,Positive, 4,17.5-49.9,Strongly positive, 5,50.0-99.9,Strongly positive, 6,> or =100,Strongly positive, | Detection of IgE antibodies in serum (class 1 or greater) indicates an increased likelihood of allergic disease as opposed to other etiologies and defines the allergens that may be responsible for eliciting signs and symptoms. The level of IgE antibodies in serum varies directly with the concentration of IgE antibodies expressed as a class score or kU/L. | Testing for IgE antibodies is not useful in patients previously treated with immunotherapy to determine if residual clinical sensitivity exists or in patients in whom the medical management does not depend upon identification of allergen specificity. Some individuals with clinically insignificant sensitivity to allergens may have measurable levels of IgE antibodies in serum, and test results must be interpreted in the clinical context. False-positive results for IgE antibodies may occur in patients with markedly elevated serum IgE (>2500 kU/L) due to nonspecific binding to allergen solid phases. | Homburger HA, Hamilton RG: Allergic diseases. In: McPherson RA, Pincus MR, eds. Henry's Clinical Diagnosis and Management by Laboratory Methods. 23rd ed.Elsevier; 2017:1057-1070 | Specific IgE from the patient's serum reacts with the allergen of interest, which is covalently coupled to an ImmunoCAP. After washing away nonspecific IgE, enzyme-labeled anti-IgE antibody is added to form a complex. After incubation, unbound anti-IgE is washed away, and the bound complex incubated with a developing agent. After stopping the reaction, the fluorescence of the eluate is measured. Fluorescence is proportional to the amount of specific IgE present in the patient's sample (ie, the higher the fluorescence value, the more IgE antibody is present).(Package insert: ImmunoCAP System Specific IgE FEIA. Phadia; Rev 06/2020) | Same day/1 to 3 days | 14 days | This test has been cleared, approved, or is exempt by the US Food and Drug Administration and is used per manufacturer's instructions. Performance characteristics were verified by Mayo Clinic in a manner consistent with CLIA requirements. | 86008 | Ovomucoid, IgE | 7557-2 | OVMU | Ovomucoid, IgE | 7557-2
OXI | Ox-Eye Daisy, IgE, Serum | Establishing a diagnosis of an allergy to ox-eye daisy Defining the allergen responsible for eliciting signs and symptoms Identifying allergens: -Responsible for allergic response and/or anaphylactic episode -To confirm sensitization prior to beginning immunotherapy -To investigate the specificity of allergic reactions to insect venom allergens, drugs, or chemical allergens | Fluorescence Enzyme Immunoassay (FEIA) | Yes | Ox-Eye Daisy, IgE | Serum | Collection Container/Tube: Preferred:Serum gel Acceptable:Red top Submission Container/Tube:Plastic vial Specimen Volume:0.5 mL for every 5 allergens requested Collection Instructions:Centrifuge and aliquot serum into a plastic vial. | For 1 allergen: 0.3 mL For more than 1 allergen: (0.05 mL x number of allergens) + 0.25 mL deadspace | Clinical manifestations of immediate hypersensitivity (allergic) diseases are caused by the release of proinflammatory mediators (histamine, leukotrienes, and prostaglandins) from IgE-sensitized effector cells (mast cells and basophils) when cell-bound IgE antibodies interact with an allergen. In vitro serum testing for IgE antibodies provides an indication of the immune response to allergens that may be associated with allergic disease. The allergens chosen for testing often depend upon the age of the patient, history of allergen exposure, season of the year, and clinical manifestations. In individuals predisposed to develop allergic disease, the sequence of sensitization and clinical manifestations proceed as follows: eczema and respiratory disease (rhinitis and bronchospasm) in infants and children less than 5 years due to food sensitivity (milk, egg, soy, and wheat proteins) followed by respiratory disease (rhinitis and asthma) in older children and adults due to sensitivity to inhalant allergens (dust mite, mold, and pollen inhalants). | Class,IgE kU/L,Interpretation, 0,<0.10,Negative, 0/1,0.10-0.34,Borderline/equivocal, 1,0.35-0.69,Equivocal, 2,0.70-3.49,Positive, 3,3.50-17.4,Positive, 4,17.5-49.9,Strongly positive, 5,50.0-99.9,Strongly positive, 6,> or =100,Strongly positive, | Detection of IgE antibodies in serum (class 1 or greater) indicates an increased likelihood of allergic disease as opposed to other etiologies and defines the allergens that may be responsible for eliciting signs and symptoms. The level of IgE antibodies in serum varies directly with the concentration of IgE antibodies expressed as a class score or kU/L. | Testing for IgE antibodies is not useful in patients previously treated with immunotherapy to determine if residual clinical sensitivity exists or in patients in whom the medical management does not depend upon identification of allergen specificity. Some individuals with clinically insignificant sensitivity to allergens may have measurable levels of IgE antibodies in serum, and test results must be interpreted in the clinical context. False-positive results for IgE antibodies may occur in patients with markedly elevated serum IgE (>2500 kU/L) due to nonspecific binding to allergen solid phases. | Homburger HA, Hamilton RG: Allergic diseases. In: McPherson RA, Pincus MR, eds. Henry's Clinical Diagnosis and Management by Laboratory Methods. 23rd ed.Elsevier; 2017:1057-1070 | Specific IgE from the patient's serum reacts with the allergen of interest, which is covalently coupled to an ImmunoCAP. After washing away nonspecific IgE, enzyme-labeled anti-IgE antibody is added to form a complex. After incubation, unbound anti-IgE is washed away, and the bound complex incubated with a developing agent. After stopping the reaction, the fluorescence of the eluate is measured. Fluorescence is proportional to the amount of specific IgE present in the patient's sample (ie, the higher the fluorescence value, the more IgE antibody is present).(Package insert: ImmunoCAP System Specific IgE FEIA. Phadia; Rev 06/2020) | Same day/1 to 3 days | 14 days | This test has been cleared, approved, or is exempt by the US Food and Drug Administration and is used per manufacturer's instructions. Performance characteristics were verified by Mayo Clinic in a manner consistent with CLIA requirements. | 86003 | Ox-Eye Daisy, IgE | 6196-0 | OXI | Ox-Eye Daisy, IgE | 6196-0
DOXA1 | Oxalate Analysis, Hemodialysate | Determining the amount of oxalate removed during a dialysis session Individualizing the dialysis prescription of hyperoxaluric patients | Enzymatic | Yes | Oxalate, Dialysate Fluid | Dialysate Fluid | Specimen Type:Dialysate fluid Patient Preparation: Patient should avoid taking vitamin C supplements for 24 hours prior to dialysis Supplies:Urine Tubes, 10 mL (T068) Container/Tube:Plastic, 10-mL urine tube or a clean, plastic aliquot container with no metal cap or glued insert Specimen Volume:5 mL Collection Instructions:Adjust the pH of the specimen to 2.5 to 3.0 with 6M Hydrochloric Acid Additional Information:Nonacidified frozen hemodialysate delivered to the laboratory within 3 days from collection will be accepted and the following comment will be added to the result:In nonacidified hemodialysate stored frozen, oxalate values may increase spontaneously. | 2 mL | Oxalate is a dicarboxylic acid, an end product of glyoxalate and glycerate metabolism that is excreted in the urine where it is a common component of kidney stones (up to 85%). Hyperoxaluria can be either genetic (eg, primary hyperoxaluria) or acquired/secondary (eg, enteric hyperoxaluria), and can lead to nephrocalcinosis and renal failure. Monitoring the adequacy of oxalate removal during hemodialysis can be useful in the management of patients with hyperoxaluria and renal failure, particularly following transplantation. | Not applicable | An exponential decrease in oxalate signal is expected through dialysis procedure. Signals below 2 mcM at any point during dialysis suggest that the plasma has been effectively cleared, although there can be rebound after dialysis ceases. Total oxalate removed during a dialysis session can be estimated by multiplying the concentration of oxalate in the dialysate by the oxalate flow rate for each time period that the oxalate is measured. | Proper specimen processing and acidification are essential to obtain a quality result and avoid nonenzymatic generation of oxalate from ascorbate (vitamin C). | 1. Perinpam M, Enders FT, Mara KC, et al: Plasma oxalate in relation to eGFR in patients with primary hyperoxaluria, enteric hyperoxaluria and urinary stone disease. Clin Biochem 2017;50(18):1014-1019 2. Tang X, Voskoboev NV, Wannarka SL, et al: Oxalate quantification in hemodialysate to assess dialysis adequacy for primary hyperoxaluria. Am J Nephrol 2014;39(5):376-382 3. Marangella M, Petrarulo M, Mandolfo S, et al: Plasma profiles and dialysis kinetics of oxalate in patients receiving hemodialysis. Nephron 1992;60(1):74-80 4. Marangella M, Vitale C, Petrarulo M, et al: Bony content of oxalate in patients with primary hyperoxaluria or oxalosis-unrelated renal failure. Kidney Int 1995;48(1):182-187 | This is an enzymatic method based on the reduction of oxalate by oxalate oxidase. The reaction releases hydrogen peroxide, which in the presence of peroxidase reacts with a dye to give a colored end point that is measured using a BioTek EPOCH plate spectrophotometer at 590 nm.(Package insert: Trinity Biotech, Oxalate Kit, Jamestown, NY, V. 07/2016) | 3 to 7 days | 14 days | This test has been modified from the manufacturer's instructions. Its performance characteristics were determined by Mayo Clinic in a manner consistent with CLIA requirements. This test has not been cleared or approved by the US Food and Drug Administration. | 83945 | Oxalate, Dialysate Fluid | 47715-8 | DOXA1 | Oxalate, Dialysate Fluid | 47715-8
OXU | Oxalate, 24 Hour, Urine | Monitoring therapy for kidney stones using 24-hour urine collections Identifying increased urinary oxalate as a risk factor for stone formation Diagnosis of primary or secondary hyperoxaluria | Enzymatic | Yes | Oxalate, 24 Hr, U | For information seeHyperoxaluria Diagnostic Algorithm. | Patient Preparation: For 24 hours before, as well as during the collection process,patient shouldnot take large doses (>2 g orally/24 hours) of vitamin C. Supplies: -Diazolidinyl Urea (Germall) 5.0 mL (T822) -Sarstedt Aliquot Tube, 5mL (T914) Container/Tube:Plastic tube or a clean, plastic aliquot container with no metal cap or glued insert Specimen Volume:4 mL Collection Instructions: 1. Add 5 mL of diazolidinyl urea (Germall) as a preservative at start of collection or refrigerate specimen during and after collection. 2. Collect urine for 24 hours. 3. Mix container thoroughly and aliquot urine into plastic vial. 4. Specimen pH should be between 4.5 and 8 and will stay in this range if kept refrigerated. Specimens with pH above 8 indicate bacterial contamination, and testing will be canceled.Do notattempt to adjust pH, as it will adversely affect results. Additional Information:SeeUrine Preservatives-Collection and Transportation for 24-Hour Urine Specimensfor multiple collections. | 1 mL | Oxalate is an end product of glyoxalate and glycerate metabolism. Humans do not have an enzyme capable of degrading oxalate, therefore it must be eliminated by the kidney. In tubular fluid, oxalate can combine with calcium to form calcium oxalate stones. In addition, high concentrations of oxalate may be toxic to kidney cells. Increased urinary oxalate excretion results from inherited enzyme deficiencies (primary hyperoxaluria), gastrointestinal disorders associated with fat malabsorption (secondary hyperoxaluria), or increased oral intake of oxalate-rich foods or vitamin C (ascorbic acid). Since increased urinary oxalate excretion promotes calcium oxalate stone formation, various strategies are employed to lower oxalate excretion. | 0.11-0.46 mmol/24 h 9.7-40.5 mg/24 h The reference value is for a 24-hour collection. Specimens collected for other than a 24-hour period are reported in unit of mmol/L forwhich reference values are not established. Reference values have not been established for patients who are younger than 16 years. | An elevated urine oxalate (>0.46 mmol/24 hours) may suggest disease states such as secondary hyperoxaluria (fat malabsorption), primary hyperoxaluria (alanine glyoxalate transferase enzyme deficiency, glyceric dehydrogenase deficiency), idiopathic hyperoxaluria, or excess dietary oxalate or vitamin C intake. In stone-forming patients, high urinary oxalate values, sometimes even in the upper limit of the normal range, are treated to reduce the risk of stone formation. | Ingestion of ascorbic acid (>2 g/24 hours) may falsely elevate themeasured urinary oxalate excretion. | 1. Wilson DM, Liedtke RR. Modified enzyme-based colorimetric assay of urinary and plasma oxalate with improved sensitivity and no ascorbateinterference: reference values and sample handling procedures. Clin Chem. 1991;37(7):1229-1235 2. Lieske JC, Wang X. Heritable traits that contribute to nephrolithiasis. Urolithiasis. 2019;47(1):5-10 3. Lieske JC, Turner ST, Edeh SN, Smith JA, Kardia SLR. Heritability of urinary traits that contribute to nephrolithiasis. Clin J Am Soc Nephrol. 2014;9(5):943-950 4. Zhao F, Bergstralh EJ, Mehta, RA, et al. Predictors of incident ESRD among patients with primary hyperoxaluria presenting prior to kidney failure. Clin J Am Soc Nephrol. 2016;11(1):119-126 | The assay utilizes oxalate oxidase, which oxidizes oxalate to carbondioxide and peroxide. In the presence of peroxidase, the peroxideoxidatively couples 3-methyl-2-benzothiazolinone and 3-dimethylaminobenzoic acid to form indamine dye, which is measured spectrophotometrically at 600 nm.(Kasidas GP, Rose GA. Continuous-flow assayfor urinary oxalate using immobilized oxalate oxidase. Ann ClinBiochem. 1985;22:412-419; package insert: Oxalate kit. Trinity Biotech; V 11/2017) | 3 to 5 days | 7 days | This test has been modified from the manufacturer's instructions. Its performance characteristics were determined by Mayo Clinic in a manner consistent with CLIA requirements. This test has not been cleared or approved by the US Food and Drug Administration. | 83945 | Oxalate, 24 Hr, U | 14862-7 | VL15 | Urine Volume | 3167-4
POXA1 | Oxalate, Plasma | Assessing the body pool size of oxalate in patients with enzyme deficiencies, such asprimaryhyperoxaluria(PH), or patients withenteric hyperoxaluria Aiding in the diagnosis of PH in a patient with chronic kidney disease of indeterminate cause when urinary oxalate is not available Monitoring patients with renal failure and primary or enteric hyperoxaluria in order to be sure they are receiving enough dialysis Aiding in maintaining plasma oxalate levels below supersaturation (25-30 mcmol/L) | Enzymatic | Yes | Oxalate, Plasma | SeeHyperoxaluria Diagnostic Algorithm | Any client who has never collected a specimen for this test should call 800-533-1710 or 507-266-5700 and ask for the Clinical Specialty Laboratory for more detailed instructions. Patient Preparation: 1.Fasting (for a minimum of 12 hours) 2.Patient should avoid taking vitamin C supplements for 24 hours prior to collection. Specimen Type:Acidified plasma Collection Container/Tube:Green top (sodium heparin) Submission Container/Tube:Plastic vial Specimen Volume:5 mL Collection Instructions: 1. Place specimen on wet ice immediately. 2. Centrifuge for 10 minutes at 3500 rpm within 1 hour of collection. Use of a 4 degrees C refrigerated centrifuge is optimal but not required. 3. Aliquot plasma into a plastic vial. 4. Adjust the pH of the plasma specimen to a pH of 2.3-2.7 with approximately 10 mcL concentrated (12M) hydrochloric acid (or 20 mcL of 6M HCl) per 1 mL plasma. Additional Information:Nonacidified specimens can be accepted if the heparinized plasma is properly frozen. A disclaimer will be added in nonacidified plasma, "Sample was received nonacidified and frozen. In nonacidified samples oxalate values may increase spontaneously." Although there can be a small absolute increase of plasma oxalate in nonacidified specimens, this will not change the clinical interpretation. | 2 mL | Oxalate is an insoluble dicarboxylic acid, which is an end product of liver metabolism of glyoxalate and glycerate. Humans lack an enzyme to degrade oxalate, and thus it must be eliminated by the kidney. Oxalate is a strong anion and tends to precipitate with calcium, especially in the urinary tract. Consequently, about 75% of all kidney stones contain calcium oxalate in some proportion. In renal failure oxalate is retained in the body, and it can precipitate in tissues causing tissue toxicity, a condition called oxalosis. In the absence of disease, up to 90% of the body pool of oxalate is produced by hepatic metabolism and the other 10% is provided by oxalate contained in various foods. However, in the presence of gastrointestinal diseases that cause fat malabsorption, the percentage of oxalate absorbed from food can be much greater. The oxalate content of fruits and vegetables is quite variable, some being quite high and others virtually zero. Oxalate is freely filtered by the glomerulus. A smaller amount is also secreted in the proximal tubule. If the glomerular filtration rate (GFR) is decreased, oxalate begins to be retained in the body. However, in persons without primaryhyperoxaluria (PH) or enteric hyperoxaluria (EH), plasma levels do not exceed the normal range until the GFR decreases below 10-20 mL/min/1.73 m(2). Plasma oxalate concentration is a reflection of the body pool size. When the pool increases, oxalate may precipitate in tissues and cause toxicity. Plasma oxalate pool size can be increased in various situations: Increased production and accumulation results from an abnormality in at least 3 different enzymes: Alanine glyoxalate transferase is necessary for the conversion of glycolate to alanine. A deficiency or intracellular mistargeting of this hepatic enzyme results in increased oxalate production (primary hyperoxaluria type1). Glycolate reductase/hydroxypyruvate reductase deficiency in the liver and elsewhere in the body results in increased glyceric acid formation, which leads to increased oxalate production (primary hyperoxaluria type 2). A third type of PH was recently shown to be due to variants ofHOGA1that encodes the enzyme 4-hydroxy-2-oxaloglutarate aldolase that is found in hepatic mitochondria (primary hyperoxaluria type 3). Increased oxalate load can be caused by increased absorption from the intestines after consuming large amounts of oxalate-rich foods such as rhubarb, spinach, or nuts. Certain abnormalities of the gastrointestinal tract can cause fat malabsorption including short bowel syndromes, inflammatory bowel disease, gastric bypass for obesity, and pancreatic insufficiency. All of these gastrointestinal abnormalities result in increased oxalate absorption from the intestinal tract. This condition referred to as EH is due to saponification of calcium by fatty acids in the colon, which in turn frees up oxalate anions for absorption. Decreased urinary oxalate excretion in chronic kidney disease (CKD) also causes oxalate retention in the body. Management of patients with PH and renal failure is difficult. Intensive dialyses are undertaken in an attempt to keep plasma levels below the level at which supersaturation and crystallization can occur in body tissues such as heart and bones (called oxalosis). PH is typically diagnosed by measuring oxalate levels in urine. However, as kidney function decreases, the renal excretion of oxalate also decreases. In such situations, plasma oxalate levels are often be informative. Although plasma oxalate increases in CKD patients without PH, values are much higher in those CKD patients who do have PH or EH. Plasma oxalate is often used to monitor these patients during critical periods in and around kidney transplantation, dialysis, or liver transplantation. Oxalate concentration in dialysate fluid is a reflection of the oxalate removed during dialysis. | < or =2.0 mcmol/L Reference values have not been established for patients younger than 18 years of age or older than 87 years of age. | In patients with normal renal function, the presence of increased plasma oxalate concentration is good evidence for overproduction of oxalate (primary hyperoxaluria: PH). In the presence of renal insufficiency, plasma oxalate levels can be markedly elevated in patients with PH orenteric hyperoxaluria(EH). Increased levels of plasma oxalate can be found in dialysis patients without EH or PH, but the degree of elevation is less.(1) In patients with possible primary hyperoxaluria and renal insufficiency, the diagnosis often can be presumptively made by knowing the plasma level of oxalate. However, ancillary tests, such as the demonstration of oxalate crystals in tissues (other than the kidney) or increased glycolate in dialysate (for patients on dialysis) are frequently necessary to make an accurate diagnosis. | Because increased production and decreased excretion rates of oxalate can increase the plasma oxalate concentration, the interpretation of any given plasma value must consider the patient's clinical setting. Proper specimen processing and acidification are essential to obtain a quality result (see Specimen Required). Nonacidified specimens can be accepted if the heparinized plasma is promptly frozen. However, in nonacidified plasma specimens, plasma oxalate values near the reference range can increase up to 50% due to spontaneous oxalate generation. Extremely high levels of ascorbic acid (vitamin C) in the blood interfere with testing. Due to this, patients should refrain from vitamin C supplements prior to collection. | 1. Perinpam M, Enders FT, Mara KC, et al: Plasma oxalate in relation to eGFR in patients with primary hyperoxaluria, enteric hyperoxaluria and urinary stone disease. Clin Biochem. 2017 Dec;50(18):1014-1019 2. Edvardsson VO, Goldfarb DS, Lieske JC, et al: Hereditary causes of kidney stones and chronic kidney disease. Pediatr Nephrol. 2013 Oct;28(10):1923-1942 | This is an enzymatic method based on the reduction of oxalate by oxalate oxidase. The reaction releases hydrogen peroxide, which in the presence of peroxidase reacts with a dye to give a colored end point that is measured using a BioTek EPOCH plate spectrophotometer at 590 nm.(Package insert: Oxalate Kit. Trinity Biotech; V. 07/2016) | 3 to 7 days | 2 weeks | This test has been modified from the manufacturer's instructions. Its performance characteristics were determined by Mayo Clinic in a manner consistent with CLIA requirements. This test has not been cleared or approved by the US Food and Drug Administration. | 83945 | Oxalate, Plasma | 15085-4 | POXA1 | Oxalate, Plasma | 15085-4
ROXUR | Oxalate, Random, Urine | Monitoring therapy for kidney stones using random urine specimens Identifying increased urinary oxalate as a risk factor for stone formation Diagnosis of primary or secondary hyperoxaluria | OXCO1: Enzymatic Using Oxalate Oxidase CRETR: Enzymatic Colorimetric Assay OXCO3, RAT11: Calculation | Yes | Oxalate, Random, U | Urine | Patient Preparation:Avoid taking large doses (>2 g orally/24 hours) of vitamin C prior to specimen collection. Supplies:Urine Tubes, 10 mL tube (T068) Container/Tube:10-mL plastic tube or a clean, plastic container with no metal cap Specimen Volume:7 mL Collection Instructions: 1. Collect a random urine specimen. 2. No preservative. 3. Specimen pH should be between 4.5 and 8 and will stay in this range if kept refrigerated. Specimens with pH above 8 may indicate bacterial contamination, and testing will be cancelled.Do notattempt to adjust pH as it will adversely affect results. | 6 mL | Oxalate is an end product of glyoxalate and glycerate metabolism. Humans have no enzyme capable of degrading oxalate, therefore it must be eliminated by the kidney. In tubular fluid, oxalate can combine with calcium to form calcium oxalate stones. In addition, high concentrations of oxalate may be toxic to kidney cells. Increased urinary oxalate excretion results from inherited enzyme deficiencies (primary hyperoxaluria), gastrointestinal disorders associated with fat malabsorption (secondary hyperoxaluria), or increased oral intake of oxalate-rich foods or vitamin C. Since increased urinary oxalate excretion promotes calcium oxalate stone formation, various strategies are employed to lower oxalate excretion. | No established reference values | An elevated urine oxalate (>0.46 mmol/day) may suggest disease states such as secondary hyperoxaluria (fat malabsorption),primary hyperoxaluria (alanine glyoxalate transferase enzyme deficiency, glyceric dehydrogenase deficiency), idiopathic hyperoxaluria, or excess dietary oxalate or vitamin C intake. In stone-forming patients, high urinary oxalate values, sometimes even in the upper limit of the normal range, are treated to reduce the risk of stone formation. The urinary oxalate creatinine ratio varies widely in young children from below 0.35 mmol/mL at birth, to below 0.15 mmol/mL at 1 year of age, to below 0.10 mmol/mL at 10 years of age, and below 0.05 mmol/mL at 20 years of age (see table below).(1) Table.Oxalate/Creatinine (mg/mg) Age (year) 95th Percentile 0-0.5 <0.175 0.5-1 <0.139 1-2 <0.103 2-3 <0.08 3-5 <0.064 5-7 <0.056 7-17 <0.048 | Ingestion of ascorbic acid (>2 g/day) may falsely elevate the measured urinary oxalate excretion. Do notcollect in metal-capped containers. | 1. Matos V, Van Melle G, Werner D, Bardy D, Guignard JP. Urinary oxalate and urate to creatinine ratios in a healthy pediatric population. Am J Kidney Dis. 1999;34(2):e1. doi:10.1053/AJKD034000e6 2. Wilson DM, Liedtke RR. Modified enzyme-based colorimetric assay of urinary and plasma oxalate with improved sensitivity and no ascorbate interference: reference values and sample handling procedures. Clin Chem. 1991;37(7):1229-1235 3. Lieske JC, Wang X. Heritable traits that contribute to nephrolithiasis. Urolithiasis. 2019;47(1):5-10 4. Lieske JC, Turner ST, Edeh SN, Smith JA, Kardia SLR. Heritability of urinary traits that contribute to nephrolithiasis. Clin J Am Soc Nephrol. 2014;9(5):943-950 5. Zhao F, Bergstralh EJ, Mehta RA, et al. Predictors of Incident ESRD among Patients with Primary Hyperoxaluria Presenting Prior to Kidney Failure. Clin J Am Soc Nephrol. 2016;11(1):119-126. doi:10.2215/CJN.02810315 | The assay utilizes oxalate oxidase, which oxidizes oxalate to carbon dioxide and peroxide. In the presence of peroxidase, the peroxide oxidatively couples 3-methyl-2-benzothiazolinone and 3-dimethylaminobenzoic acid to form indamine dye, which is measured spectrophotometrically at 600 nm.(Kasidas GP, Rose GA. Continuous-flow assay for urinary oxalate using immobilized oxalate oxidase. Ann Clin Biochem, 1985;22:412-419; package insert: Oxalate kit. Trinity Biotech; V 11/2017) | 3 to 5 days | 7 days | This test has been modified from the manufacturer's instructions. Its performance characteristics were determined by Mayo Clinic in a manner consistent with CLIA requirements. This test has not been cleared or approved by the US Food and Drug Administration. | 8394582570 | Oxalate, Random, U | 15086-2 | RAT11 | Oxalate/Creatinine Ratio | 13483-3
OXCO1 | Oxalate, Random, Urine | Monitoring therapy for kidney stones Identifying increased urinary oxalate as a risk factor for stone formation Diagnosis of primary or secondary hyperoxaluria | Only orderable as part of a profile. For more information see ROXUR / Oxalate, Random, Urine. Enzymatic Using Oxalate Oxidase | Yes | Oxalate, Random, U (mmol/L) | Urine | Only orderable as part of a profile. For more information see ROXUR / Oxalate, Random, Urine. Patient Preparation:Avoid taking large doses (>2 g orally/24 hours) of vitamin C prior to specimen collection. Supplies:Urine Tubes, 10 mL tube (T068) Container/Tube:10-mL plastic tube or a clean, plastic container with no metal cap Specimen Volume:7 mL Collection Instructions: 1. Collect a random urine specimen. 2. No preservative. | 1 mL | Oxalate is an end product of glyoxalate and glycerate metabolism. Humans have no enzyme capable of degrading oxalate so it must be eliminated by the kidney. In tubular fluid, oxalate can combine with calcium to form calcium oxalate stones. In addition, high concentrations of oxalate may be toxic for renal cells. Increased urinary oxalate excretion results from inherited enzyme deficiencies (primary hyperoxaluria), gastrointestinal disorders associated with fat malabsorption (secondary hyperoxaluria), or increased oral intake of oxalate-rich foods or vitamin C. Since increased urinary oxalate excretion promotes calcium oxalate stone formation, various strategies are employed to lower oxalate excretion. | Only orderable as part of a profile. For more information see ROXUR / Oxalate, Random, Urine. No established reference values | An elevated urine oxalate (>0.46 mmol/day) may suggest disease states such as secondary hyperoxaluria (fat malabsorption),primary hyperoxaluria (alanine glyoxalate transferase enzyme deficiency, glyceric dehydrogenase deficiency), idiopathic hyperoxaluria, or excess dietary oxalate or vitamin C intake. In stone-forming patients high urinary oxalate values, sometimes even in the upper limit of the normal range, are treated to reduce the risk of stone formation. The urinary oxalate creatinine ratio varies widely in young children from <0.35 mmol/mL at birth, to <0.15 mmol/mL at 1 year, to <0.10 mmol/mL at 10 years, and <0.05 mmol/mL at 20 years of age (see table below).(1) Oxalate/Creatinine (mg/mg) Age (year) 95th Percentile 0-0.5 <0.175 0.5-1 <0.139 1-2 <0.103 2-3 <0.08 3-5 <0.064 5-7 <0.056 7-17 <0.048 | Ingestion of ascorbic acid (>2 g/day) may falsely elevate the measured urinary oxalate excretion. | 1. Matos V, Van Melle G, Werner D, Bardy D, Guignard JP: Urinary oxalate and urate to creatinine ratios in a healthy pediatric population. Am J Kidney Dis. 1999;34:e1 2. Wilson DM, Liedtke RR: Modified enzyme-based colorimetric assay of urinary and plasma oxalate with improved sensitivity and no ascorbateinterference: reference values and sample handling procedures. Clin Chem. 1991;37:1229-1235 3. Lieske JC, Wang X: Heritable traits that contribute to nephrolithiasis. Urolithiasis. 2019 Feb;47(1):5-10 4. Lieske JC, Turner ST, Edeh SN, Smith JA, Kardia SLR: Heritability of urinary traits that contribute to nephrolithiasis. Clin J Am Soc Nephrol. 2014 May;9(5):943-950.doi: 10.2215/CJN.08210813 5. Zhao F, Bergstralh EJ, Mehta RA, et al: Predictors of incident ESRD among patients with primary hyperoxaluria presenting prior to kidney failure. Clin J Am Soc Nephrol. 2016 Jan 7;11(1):119-126.doi: 10.2215/CJN.02810315 | The assay utilizes oxalate oxidase, which oxidizes oxalate to carbondioxide and peroxide. In the presence of peroxidase, the peroxideoxidatively couples 3-methyl-2-benzothiazolinone and 3-dimethylaminobenzoic acid to form indamine dye, which is measured spectrophotometrically at 580 nm.(Kasidas GP, Rose GA: Continuous-flow assayfor urinary oxalate using immobilized oxalate oxidase. Ann ClinBiochem 1985;22:412-419; package insert: Oxalate kit. Trinity Biotech; V 07/2016) | 3 days | 7 days | This test has been modified from the manufacturer's instructions. Its performance characteristics were determined by Mayo Clinic in a manner consistent with CLIA requirements. This test has not been cleared or approved by the US Food and Drug Administration. | 83945 | Oxalate, Random, U (mmol/L) | 15086-2 | OXCO1 | Oxalate, Random, U (mmol/L) | 15086-2
RAT11 | Oxalate/Creatinine Ratio, Urine | Calculating the oxalate concentration per creatinine | Only orderable as part of a profile. For more information see ROXUR / Oxalate, Random, Urine. Calculation | Yes | Oxalate/Creatinine Ratio | Urine | Only orderable as part of a profile. For more information see ROXUR / Oxalate, Random, Urine. | 1 mL | Oxalate is an end product of glyoxalate and glycerate metabolism. Humans have no enzyme capable of degrading oxalate so it must be eliminated by the kidney. In tubular fluid, oxalate can combine with calcium to form calcium oxalate stones. In addition, high concentrations of oxalate may be toxic for renal cells. Increased urinary oxalate excretion results from inherited enzyme deficiencies (primary hyperoxaluria), gastrointestinal disorders associated with fat malabsorption (secondary hyperoxaluria), or increased oral intake of oxalate-rich foods or vitamin C. Since increased urinary oxalate excretion promotes calcium oxalate stone formation, various strategies are employed to lower oxalate excretion. | Only orderable as part of a profile. For more information see ROXUR / Oxalate, Random, Urine. No established reference values. | An elevated urine oxalate (>0.46 mmol/day) may suggest disease states such as secondary hyperoxaluria (fat malabsorption),primary hyperoxaluria (alanine glyoxalate transferase enzyme deficiency, glyceric dehydrogenase deficiency), idiopathic hyperoxaluria, or excess dietary oxalate or vitamin C intake. In stone-forming patients high urinary oxalate values, sometimes even in the upper limit of the normal range, are treated to reduce the risk of stone formation. The urinary oxalate creatinine ratio varies widely in young children from <0.35 mmol/mL at birth to <0.15 mmol/mL at 1 year to <0.10 mmol/mL at 10 years and <0.05 mmol/mL at 20 years of age (see table below).(1) Oxalate/Creatinine (mg/mg) Age (year) 95th Percentile 0-0.5 <0.175 0.5-1 <0.139 1-2 <0.103 2-3 <0.08 3-5 <0.064 5-7 <0.056 7-17 <0.048 | Ingestion of ascorbic acid (>2 g/day) may falsely elevate the measured urinary oxalate excretion. | 1. Matos V, Van Melle G, Werner D, Bardy D, Guignard JP: Urinary oxalate and urate to creatinine ratios in a healthy pediatric population. Am J Kidney Dis. 1999;34:e1 2. Wilson DM, Liedtke RR: Modified enzyme-based colorimetric assay of urinary and plasma oxalate with improved sensitivity and no ascorbateinterference: reference values and sample handling procedures. Clin Chem. 1991;37:1229-1235 3. Lieske JC, Wang X: Heritable traits that contribute to nephrolithiasis. Urolithiasis. 2019 Feb;47(1):5-10 4. Lieske JC, Turner ST, Edeh SN, Smith JA, Kardia SLR: Heritability of urinary traits that contribute to nephrolithiasis. Clin J Am Soc Nephrol. 2014 May;9(5):943-950.doi: 10.2215/CJN.08210813 5. Zhao F, Bergstralh EJ, Mehta RA, et al: Predictors of incident ESRD among patients with primary hyperoxaluria presenting prior to kidney failure. Clin J Am Soc Nephrol. 2016 Jan 7;11(1):119-126.doi: 10.2215/CJN.02810315 | This test calculates the oxalate concentration per creatinine. This calculation is performed in Soft. | 3 days | 7 days | Not Applicable |  | Oxalate/Creatinine Ratio | 13483-3 | RAT11 | Oxalate/Creatinine Ratio | 13483-3
FOXAZ | Oxazepam (Serax), Serum |  | Liquid Chromatography/Tandem Mass Spectrometry (LC/MS/MS) | Yes | Oxazepam (Serax) | Varies | Submit only 1 of the following specimens: Plasma Draw blood in a green-top (sodium heparin) tube(s),plasma gel tube is not acceptable. Spin down and send 2 mL sodium heparin plasma refrigerated in a plastic vial. Serum Draw blood in a plain red-top tube(s),serum gel tube is not acceptable. Spin down and send 2 mL of serum refrigerated in a plastic vial. | 0.3 mL |  | ReferenceRange: 200 - 500 ng/mL |  |  |  |  | 3 to 7 days | 2 weeks |  | 80346G0480 (if appropriate) | Oxazepam (Serax) | 59730-2 | Z1141 | Oxazepam (Serax) | 59730-2
OMHC | Oxcarbazepine Metabolite, Serum | Monitoring serum concentration during oxcarbazepine therapy Assessing compliance Assessing potential toxicity | High-Turbulence Liquid Chromatography Mass Spectrometry (HTLC-MS/MS) | Yes | Oxcarbazepine Metabolite (MHC), S | Serum Red | Supplies:Sarstedt Aliquot Tube 5 mL (T914) Collection Container/Tube:Red top (serum gel/SST isnotacceptable) Submission Container/Tube:Plastic vial Specimen Volume:1 mL Collection Instructions: 1. Collect specimen immediately before next scheduled dose. 2. Within 2 hours of collection, centrifuge and aliquot serum into a plastic vial. | 0.5 mL | Oxcarbazepine (OCBZ) is approved as monotherapy and adjunctive therapy for partial seizures with and without secondary generalized seizures in adults and as adjunctive therapy for partial seizures in children. In humans, OCBZ is a prodrug that is almost immediately and completely metabolized to 10-hydroxy-10,11-dihydrocarbamazepine, known as monohydroxy carbamazepine (MHC), an active metabolite that is responsible for OCBZ's therapeutic effect. The elimination half-life is approximately 2 hours for OCBZ and 7 to 11 hours for MHC. The therapeutic range (10-35 mcg/mL) is based on concentrations of the metabolite, not the parent drug; this assay measures the metabolite only. In clinical practice, the OCBZ dosage should be individually adjusted for each patient to achieve the desired therapeutic response. Toxicity associated with OCBZ includes hyponatremia, dizziness, somnolence, diplopia, fatigue, nausea, vomiting, ataxia, abnormal vision, abdominal pain, tremor, dyspepsia, and abnormal gait. These toxicities may be observed when blood concentrations are in the therapeutic range. | Oxcarbazepine metabolite: 10-35 mcg/mL | Therapeutic ranges are based on specimens collected at trough (ie, immediately before the next dose). Most individuals display optimal response to oxcarbazepine therapy when serum levels of the metabolite (measured in this assay) are between 10 and 35 mcg/mL. Some individuals may respond well outside of this range or may display toxicity within the therapeutic range. Thus, interpretation should include clinical evaluation. | Toxic levels have not been well established. This test cannot be performed on whole blood. Serum must beseparated from cells within 2 hours of collection. | 1. Hiemke C, Bergemann N, Clement HW, et al: Consensus guidelines for therapeutic drug monitoring in neuropsychopharmacology: Update 2017. Pharmacopsychiatry. 2018;51(1-02):9-62 2. Perucca E. Clinical pharmacology and therapeutic use of the new antiepileptic drugs. Fundam Clin Pharmacol. 2001;15(6):405-417 3. Lloyd P, Flesch G, Dieterle W. Clinical pharmacology and pharmacokinetics of oxcarbazepine. Epilepsia. 1994;35(Suppl 3):S10-S13 4. Gonzalez-Esquivel DF, Ortega-Gavilan M, Alcantara-Lopez G, Jung-Cook H. Plasma level monitoring of oxcarbazepine in epileptic patients. Arch Med Res. 2000;31(2):202-205 5. Johannessen SI, Tomson T. Pharmacokinetic variability of newer antiepileptic drugs: when is monitoring needed? Clin Pharmacokinet. 2006;45(11):1061-1075 6. Patsalos PN, Berry DJ, Bourgeois BFD, et al. Antiepileptic drugs-best practice guidelines for therapeutic drug monitoring: a position paper by the subcommission on therapeutic drug monitoring, ILAE Commission on Therapeutic Strategies. Epilepsia. 2008;49(7):1239-1276 | The serum sample is diluted in acetonitrile containing internal standard. The protein precipitate is centrifuged, and a portion of the supernatant is diluted with mobile phase for detection by a tandem mass spectrophotometer.(Unpublished Mayo method) | 1 to 3 days | 14 days | This test was developed and its performance characteristics determined by Mayo Clinic in a manner consistent with CLIA requirements. It has not been cleared or approved by the US Food and Drug Administration. | 80183 | Oxcarbazepine Metabolite (MHC), S | 31019-3 | 81030 | Oxcarbazepine Metabolite (MHC), S | 31019-3
FOXFU | Oxycodone - Free (Unconjugated), Serum |  | High Performance Liquid Chromatography/Tandem Mass Spectrometry (LC-MS/MS) | Yes | Oxycodone-Free (Unconjugated), S | Serum Red | ***Must submit one specimen per order. Specimens cannot be shared between multiple orders.*** Specimen Type:Serum Collection Container/Tube:Red Submission Container/Tube:Plastic vial Specimen Volume:1 mL Collection Instructions:Draw blood in a plain, red-top tube(s). (Serum gel tube is not acceptable.) Spin down and send 1 mL of serum refrigerate in a preservative-free plastic vial. | 0.4 mL |  | Reporting Limit determined each analysis. Oxycodone – Free: None Detected (ng/mL) Adult therapeutic range:13 - 120 ng/mL |  |  |  |  | 6 to 8 days |  | This test was developed and its performance characteristics determined by NMS Labs. It has not been cleared or approved by the U.S. Food and Drug Administration. | 80365 | Oxycodone-Free (Unconjugated), S | 12789-4 | Z3526 | Oxycodone-Free | 12789-4
OXYSX | Oxycodone Screen, Chain of Custody, Random, Urine | Detection of oxycodone and oxymorphone in urine following chain-of-custody procedures This chain-of-custody test is intended to be used in a setting where the test results can be used definitively to make a diagnosis.Chain of custody is required whenever the results of testing could be used in a court of law. Its purpose is to protect the rights of the individual contributing the specimen by demonstrating that it was always under the control of personnel involved with testing the specimen; this control implies that the opportunity for specimen tampering would be limited. | Immunoassay | Yes | Oxycodone Screen, CoC, U | Testing begins with screening assay. If oxycodone screen is positive, then the liquid chromatography tandem mass spectrometry confirmation with quantification will be performed at an additional charge. | Supplies:Chain of Custody Kit (T282) Container/Tube:Chain-of-Custody Kit containing the specimen containers, seals, and documentation is required. Specimen Volume:20 mL Collection Instructions:Collect a random specimen without preservative in the container provided, seal, and submit with the associated documentation to satisfy the legal requirements for chain-of-custody testing. | 2.5 mL | Opiates are the natural or synthetic drugs that have a morphine-like pharmacological action. Medically, opiates are used primarily for relief of pain. Opiates include morphine and drugs structurally similar to morphine (eg, codeine, hydrocodone, hydromorphone, oxycodone, oxymorphone). Oxycodone is metabolized to noroxycodone, oxymorphone, and their glucuronides and is excreted primarily via the kidney. The presence of oxycodone greater than 100 ng/mL indicates exposure to oxycodone within 2 to 3 days prior to specimen collection. Oxymorphone is metabolized in the liver and excreted via the kidney primarily as the glucuronide conjugates. Oxymorphone is also a metabolite of oxycodone and therefore the presence of oxymorphone could also indicate exposure to oxycodone. Chain of custody is a record of the disposition of a specimen to document the individuals who collected, handled, and performed the analysis. When a specimen is submitted in this manner, analysis will be performed in such a way that it will withstand regular court scrutiny. | Negative Screening cutoff concentration: Oxycodone: 100 ng/mL | A positive result indicates that the patient has used the drugs detected in the recent past. For information about drug testing, including estimated detection times, seeDrug Class Testingon MayoClinicLabs.com. | Other drugs in the opioid class, such as fentanyl, meperidine, methadone, and opiate antagonists such as naloxone, are not detected. | 1. Anderson DT, Fritz KL, Muto JJ. Oxycontin: the concept of a "ghost pill" and the postmortem tissue distribution of oxycodone in 36 cases. J Anal Toxicol. 2002;26(7):448-459 2. Jannetto PJ, Gock SG. Oxycodone: Recognition and Pharmacogenomics. Clinical and Forensic Toxicology News 2003 March 3. Cone EJ, Fant RV, Rohay JM, et al. Oxycodone involvement in drug abuse deaths: a DAWN-based classification scheme applied to an oxycodone postmortem database containing over 1000 cases. J Anal Toxicol. 2003;27(2):57-67. doi:10.1093/jat/27.2.57 4. Baselt RC, Cravey RH. Oxycodone. In: Disposition of Toxic Drugs and Chemicals in Man. 4th ed. Chemical Toxicology Institute. 1995;572-574 5. Langman LJ, Bechtel LK, Holstege CP. Clinical toxicology. In: Rifai N, Chiu RWK, Young I, Burnham CAD, Wittwer CT, eds. Tietz Textbook of Laboratory Medicine. 7th ed. Elsevier; 2023:chap 43 | Oxycodone and its metabolite, oxymorphone, are analyzed via immunoassay. The assay uses specific antibodies that can detect oxycodone and oxymorphone without any significant cross-reactivity to other opiate compounds. The assay is based on the competition between a drug labeled with glucose-6-phosphate dehydrogenase (G6PD) and free drug from the urine sample for a fixed amount of specific antibody binding sites. In the absence of free drug from the sample, the specific antibody binds the drug labeled with G6PD and causes a decrease in enzyme activity. This phenomenon creates a direct relationship between the drug concentration in urine and enzyme activity. The enzyme activity is determined spectrophotometrically at 340 nm by measuring the conversion of nicotinamide adenine dinucleotide (NAD) to NADH.(Package insert:OXY. Roche Diagnostics; V3.0, 08/2023) | 2 to 3 days | 14 days | This test has been cleared, approved, or is exempt by the US Food and Drug Administration and is used per manufacturer's instructions. Performance characteristics were verified by Mayo Clinic in a manner consistent with CLIA requirements. | 80307 | Oxycodone Screen, CoC, U | 19642-8 | 36027 | Chain of Custody | 77202-0
OXYSU | Oxycodone Screen, Random, Urine | Detection of oxycodone and oxymorphone in urine | Immunoassay | Yes | Oxycodone Screen, U | Testing begins with the screening assay. If the oxycodone screen is positive, then the liquid chromatography tandem mass spectrometry confirmation with quantification will be performed at an additional charge. | Supplies:Sarstedt Aliquot Tube, 5 mL (T914) Collection Container/Tube:Plastic urine container Submission Container/Tube:Plastic, 5 mL tube Specimen Volume:2 mL Collection Instructions: 1. Collect a random urine specimen. 2. No preservative. | 0.5 mL | Opiates are the natural or synthetic drugs that have a morphine-like pharmacological action. Medically, opiates are used primarily for relief of pain. Opiates include morphine and drugs structurally similar to morphine (eg, codeine). Oxycodone is metabolized to noroxycodone, oxymorphone and their glucuronides and is excreted primarily via the kidney. The presence of oxycodone indicates exposure to oxycodone within 2 to 3 days prior to specimen collection. Oxymorphone is metabolized in the liver and excreted via the kidney primarily as the glucuronide conjugates. Oxymorphone is also a metabolite of oxycodone and, therefore, the presence of oxymorphone could also indicate exposure to oxycodone. | Negative Screening cutoff concentration: Oxycodone: 100 ng/mL | A positive result indicates that the patient has used the drugs detected in the recent past. See individual tests (eg, OXYCU / Oxycodone with Metabolite Confirmation, Random, Urine) for more information. For information about drug testing, including estimated detection times, seeDrugs of Abuse Testing. | Other drugs in the opioid class, such as fentanyl, meperidine, methadone, and opiate antagonists such as naloxone, are not detected. | 1. Anderson DT, Fritz KL, Muto JJ. Oxycontin: the concept of a "ghost pill" and the postmortem tissue distribution of oxycodone in 36 cases. J Anal Toxicol. 2002;26(7):448-459. doi:10.1093/jat/26.7.448 2. Jannetto PJ, Gock SG. Oxycodone: Recognition and Pharmacogenomics. Clinical and Forensic Toxicology News, 2003 March 3. Cone EJ, Fant RV, Rohay JM, et al. Oxycodone involvement in drug abuse deaths: A DAWN-based classification scheme applied to an oxycodone postmortem database containing over 1000 cases. J Anal Toxicol. 2003;27(2):57-67. doi:10.1093/jat/27.2.57 4. Baselt RC, Cravey RH. Oxycodone. In: Disposition of Toxic Drugs and Chemicals in Man. 4th ed. Chemical Toxicology Institute; 1995:572-574 5. Langman LJ, Bechtel LK, Holstege CP. Clinical toxicology. In: Rifai N, Chiu RWK, Young I, Burnham CAD, Wittwer CT, eds. Tietz Textbook of Laboratory Medicine. 7th ed. Elsevier; 2023:454 | Oxycodone and its metabolite, oxymorphone, are analyzed via immunoassay. The assay uses specific antibodies that can detect oxycodone and oxymorphone without any significant cross-reactivity to other opiate compounds. The assay is based on the competition between a drug labeled with glucose-6-phosphate dehydrogenase (G6PD), and free drug from the urine sample for a fixed amount of specific antibody binding sites. In the absence of free drug from the sample, the specific antibody binds the drug labeled with G6PD and causes a decrease in enzyme activity. This phenomenon creates a direct relationship between the drug concentration in urine and enzyme activity. The enzyme activity is determined spectrophotometrically at 340 nm by measuring the conversion of nicotinamide adenine dinucleotide (NAD+) to NADH.(Package insert:Oxycodone. Roche Diagnostics; 12/2016) | Same day/1 to 2 days | 14 days | This test has been cleared, approved, or is exempt by the US Food and Drug Administration and is used per manufacturer's instructions. Performance characteristics were verified by Mayo Clinic in a manner consistent with CLIA requirements. | 80307 | Oxycodone Screen, U | 19642-8 | 62623 | Oxycodone | 19642-8
OXYCX | Oxycodone with Metabolite Confirmation, Chain of Custody, Random, Urine | Detection and quantification of oxycodone, oxymorphone, noroxycodone, and noroxymorphone in urine Chain of custody is required whenever the results of testing could be used in a court of law. Its purpose is to protect the rights of the individual contributing the specimen by demonstrating that it was under the control of personnel involved with testing the specimen at all times; this control implies that the opportunity for specimen tampering would be limited. | Immunoassay/Liquid Chromatography-Tandem Mass Spectrometry (LC-MS/MS) | Yes | Oxycodone w/metabolite Conf, CoC, U | Adulterants testing will be performed on all chain of custody urine samples as per regulatory requirements. | Supplies:Chain-of-Custody Kit (T282) Container/Tube:Chain-of-custody kit containing the specimen containers, seals, and documentation required. Specimen Volume:5 mL Collection Instructions:Collect urine specimen in the container provided, seal, and submit with the associated documentation to satisfy the legal requirements for chain-of-custody testing. | 2 mL | Oxycodone is metabolized to noroxycodone, oxymorphone, and their glucuronides and is excreted primarily via the kidney. The presence of oxycodone greater than 100 ng/mL indicates exposure to oxycodone within 2 to 3 days prior to specimen collection. Oxymorphone is metabolized in the liver to noroxymorphone and excreted via the kidney primarily as the glucuronide conjugates. Oxymorphone is also a metabolite of oxycodone and, therefore, the presence of oxymorphone could also indicate exposure to oxycodone. The detection interval for opiates is generally 2 to 3 days after last ingestion. Chain of custody is a record of the disposition of a specimen to document each individual who collected, handled, and performed the analysis. When a specimen is submitted in this manner, analysis will be performed in such a way that it will withstand regular court scrutiny. | Negative Cutoff concentrations: Oxycodone Immunoassay screen: 100 ng/mL By liquid chromatography-tandem mass spectroscopy: Oxycodone: 25 ng/mL Noroxycodone: 25 ng/mL Oxymorphone: 25 ng/mL Noroxymorphone: 25 ng/mL | This procedure reports the total urine concentration; this is the sum of the unconjugated and conjugated forms of the parent drug. | Other drugs in the opioid class, such as fentanyl, meperidine, methadone, and opiate antagonists such as naloxone, are not detected. | 1. Gutstein HB, Akil H: Opioid analgesics. In: Brunton LL, Lazo JS, Parker KL, eds. Goodman and Gilman's: The Pharmacological Basis of Therapeutics. 11th ed. McGraw-Hill Companies, Inc; 2006:chap 21 2. Baselt, RC: Disposition of Toxic Drugs and Chemical in Man. 9th ed. Biomedical Publications; 2011 3. Hackett LP, Dusci LJ, Ilett KF, Chiswell GM: Optimizing thehydrolysisofcodeineand morphine glucuronides in urine. TherDrugMonit. 2002;24(5):652-657 4. Langman LJ, Bechtel L, Meier BM, Holstege CP: Clinical Toxicology. In: Rifai N, Horvath AR, Wittwer CT, eds. Tietz Textbook of Clinical Chemistry and Molecular Diagnostics. 6th ed. Elsevier, 2018, pp 832-887 | Oxycodone and its metabolite, oxymorphone, are analyzed via immunoassay. The assay uses specific antibodies that can detect oxycodone and oxymorphone without any significant cross-reactivity to other opiate compounds. The assay is based on the competition between a drug labeled with glucose-6-phosphate dehydrogenase (G6PD), and free drug from the urine sample for a fixed amount of specific antibody binding sites. In the absence of free drug from the sample, the specific antibody binds the drug labeled with G6PD and causes a decrease in enzyme activity. This phenomenon creates a direct relationship between the drug concentration in urine and enzyme activity. The enzyme activity is determined spectrophotometrically at 340 nm by measuring the conversion of nicotinamide adenine dinucleotide (NAD+) to NADH.(Package insert:Oxycodone. Roche Diagnostics; 12/2016) Confirmation with quantification by liquid chromatography-tandem mass spectrometry (LC-MS/MS).(Unpublished Mayo method) | 2 to 5 days | 14 days | This test was developed and its performance characteristics determined by Mayo Clinic in a manner consistent with CLIA requirements. It has not been cleared or approved by the US Food and Drug Administration. | 80365G0480 (if appropriate) | Oxycodone w/metabolite Conf, CoC, U | 94304-3 | 42013 | Noroxymorphone-by LC-MS/MS | 90894-7
OXYCU | Oxycodone with Metabolite Confirmation, Random, Urine | Detection and quantification of oxycodone, oxymorphone, noroxycodone, and noroxymorphone in urine | Liquid Chromatography-Tandem Mass Spectrometry (LC-MS/MS) | Yes | Oxycodone w/metabolite Conf, U | Urine | Supplies:Sarstedt 5 mL Aliquot Tube (T914) Collection Container/Tube:Plastic urine container Submission Container/Tube:Plastic, 5-mL tube Specimen Volume:3 mL Collection Instructions: 1. Collect a random urine specimen. 2. No preservative. Additional Information: 1. No specimen substitutions. 2. STAT requests arenotacceptedfor this test. 3. Submitting <1 mL will compromise our ability to perform all necessary testing. | 1 mL | Oxycodone is metabolized to noroxycodone, oxymorphone, and their glucuronides and is excreted primarily via the kidney. The presence of oxycodone greater than 100 ng/mL indicates exposure to oxycodone within 2 to 3 days prior to specimen collection. Oxymorphone is metabolized in the liver to noroxymorphone and excreted via the kidney primarily as the glucuronide conjugates. Oxymorphone is also a metabolite of oxycodone and, therefore, the presence of oxymorphone could also indicate exposure to oxycodone. The detection interval for opiates is generally 2 to 3 days after last ingestion. | Negative Cutoff concentrations by liquid chromatography-tandem mass spectroscopy: Oxycodone: 25 ng/mL Noroxycodone: 25 ng/mL Oxymorphone:25 ng/mL Noroxymorphone: 25 ng/mL | This procedure reports the total urine concentration; this is the sum of the unconjugated and conjugated forms of the parent drug. | Other drugs in the opioid class, such as fentanyl, meperidine, methadone, and opiate antagonists such as naloxone, are not detected. | 1. Gutstein HB, Akil H: Opioid analgesics. In: Brunton LL, Lazo JS, Parker KL, eds. Goodman and Gilman's: The Pharmacological Basis of Therapeutics. 11th ed. McGraw-Hill Companies, Inc; 2006:chap 21 2. Baselt, RC: Disposition of Toxic Drugs and Chemical in Man. 9th ed. Biomedical Publications; 2011 3. Hackett LP, Dusci LJ, Ilett KF, Chiswell GM: Optimizing thehydrolysisofcodeineand morphine glucuronides in urine. TherDrugMonit. 2002;24(5):652-657 4. Langman LJ, Bechtel L, Meier BM, Holstege CP: Clinical Toxicology. In: Rifai N, Horvath AR, Wittwer CT, eds. Tietz Textbook of Clinical Chemistry and Molecular Diagnostics. 6th ed. Elsevier; 2018:832-887 | Confirmation with quantification by liquid-chromatography-tandem mass spectrometry (LC-MS/MS).(Unpublished Mayo method) | 2 to 5 days | 14 days | This test was developed and its performance characteristics determined by Mayo Clinic in a manner consistent with CLIA requirements. It has not been cleared or approved by the US Food and Drug Administration. | 80365G0480 (if appropriate) | Oxycodone w/metabolite Conf, U | 94304-3 | 42011 | Noroxymorphone-by LC-MS/MS | 90894-7
OXYMU | Oxymorphone Confirmation, Random, Urine | Detection and quantification of oxymorphone and noroxymorphone in urine | Liquid Chromatography-Tandem Mass Spectrometry (LC-MS/MS) | Yes | Oxymorphone Confirmation, U | Urine | Supplies:Sarstedt 5 mL Aliquot Tube (T914) Collection Container/Tube:Plastic urine container Submission Container/Tube:Plastic, 5-mL tube Specimen Volume:3 mL Collection Instructions: 1. Collect a random urine specimen. 2. No preservative. Additional Information: 1. No specimen substitutions. 2. STAT requests arenotacceptedfor this test. 3. Submitting <1 mL will compromise our ability to perform all necessary testing. | 1 mL | Oxymorphone is metabolized in the liver to noroxymorphone and excreted via the kidney primarily as the glucuronide conjugates. Oxymorphone is also a metabolite of oxycodone and, therefore, the presence of oxymorphone could also indicate exposure to oxycodone. The detection interval for opiates is generally 2 to 3 days after last ingestion. | Negative Cutoff concentrations by liquid chromatography-tandem mass spectroscopy: Oxymorphone: 25 ng/mL Noroxymorphone: 25 ng/mL | This procedure reports the total urine concentration; this is the sum of the unconjugated and conjugated forms of the parent drug. | Other drugs in the opioid class, such as fentanyl, meperidine, methadone, and opiate antagonists such as naloxone, are not detected. | 1. Gutstein HB, Akil H: Opioid analgesics. In: Brunton LL, Lazo JS, Parker KL, eds. Goodman and Gilman's: The Pharmacological Basis of Therapeutics. 11th ed. McGraw-Hill; 2006:chap 21 2. Baselt, RC: Disposition of Toxic Drugs and Chemical in Man. 9th ed. Biomedical Publications; 2011 3. Hackett LP, Dusci LJ, Ilett KF, Chiswell GM: Optimizing thehydrolysisofcodeineand morphine glucuronides in urine. TherDrugMonit. 2002;24(5):652-657 4. Langman LJ Bechtel L, Meier BM, Holstege CP: Clinical Toxicology. In: Rifai N, Horvath AR, Wittwer CT, eds. Tietz Textbook of Clinical Chemistry and Molecular Diagnostics. 6th ed. Elsevier, 2018, pp 832-887 | Confirmation with quantification by liquid chromatography/mass spectrometry (LC-MS/MS).(Unpublished Mayo method) | 2 to 5 days | 14 days | This test was developed and its performance characteristics determined by Mayo Clinic in a manner consistent with CLIA requirements. It has not been cleared or approved by the US Food and Drug Administration. | 80365G0480 (if appropriate) | Oxymorphone Confirmation, U | 94305-0 | 42014 | Noroxymorphone-by LC-MS/MS | 90894-7
OXYWB | Oxysterols, Blood | Investigating a possible diagnosis of Niemann-Pick disease type A, B, or C using whole blood specimens Monitoring of individuals with Niemann-Pick type C disease This test isnotusefulfor the identification of carriers. | Liquid Chromatography Tandem Mass Spectrometry (LC-MS/MS) | Yes | Oxysterols, B | If the patient has abnormal newborn screening results for Niemann- Pick disease, refer to the appropriateAmerican College of Medical Genetics and GenomicsNewborn Screening ACT Sheet.(1) | Container/Tube: Preferred:Lavender top (EDTA) Acceptable:Green top (sodium heparin, lithium heparin) or yellow top (ACD B) Specimen Volume:1 mL Collection Instructions:Send whole blood specimen in original vial.Do not aliquot. | 0.25 mL | Niemann-Pick disease types A, B, and C (NPA, NPB, and NPC, respectively) are a group of autosomal recessive lysosomal storage disorders affecting metabolism of specific lipids within cells. NPA and NPB, also known as acid sphingomyelinase deficiency, result in extensive storage of sphingomyelin and cholesterol in the liver, spleen, lungs, and may also affect the brain. NPA disease is more severe than NPB, and it is characterized by early onset with feeding problems, dystrophy, persistent jaundice, development of hepatosplenomegaly, neurological deterioration, deafness, and blindness leading to death by 3 years of age. NPB disease is limited to visceral symptoms, such as hepatosplenomegaly, with survival into adulthood. Some patients have been described with intermediary clinical phenotypes. Large, lipid-laden foam cells are characteristic of the disease. Approximately 50% of patients with this condition have cherry-red spots in the macula. The combined prevalence of NPA and NPB is estimated to be 1 in 250,000 individuals. NPA and NPB are inherited in an autosomal recessive manner and are caused by biallelic disease-causing variants in theSMPD1gene. Although there is a higher frequency of type A among the Ashkenazi Jewish population, both types are panethnic. Individuals with NPA and NPB typically have elevations of the lyso-sphingomyelin (LSM) and LSM 509 combined with potential elevations in cholestane-3-beta, 5-alpha, 6-beta-triol (COT) and 7-ketocholesterol (7-KC). Molecular genetic testing for NPA and NPB disease is also available (CGPH / Custom Gene Panel, Hereditary, Next-Generation Sequencing, Varies; specify gene list ID: IEMCP-W6S9XD). NPC is caused by a defect in cellular cholesterol trafficking that results in the progressive accumulation of unesterified cholesterol in late endosomes/lysosomes.(2) NPC is considered a lipid storage disorder with variable age of onset, from the neonatal period to adulthood, and highly variable clinical presentation. Most individuals are diagnosed during childhood with symptoms that include ataxia, vertical supranuclear gaze palsy, dystonia, progressive speech deterioration, and seizures. Infants may present with or without hepatosplenomegaly and respiratory failure. Those without liver and pulmonary disease may present with hypotonia and developmental delay. Adult-onset NPC is associated with a slower progression and is characterized by psychiatric illness, ataxia, dystonia, and speech difficulties. The incidence of NPC is approximately 1 in 120,000 to 150,000 live births. NPC is an autosomal recessive condition and is caused by variants in either theNPC1orNPC2genes. Individuals with NPC exhibit elevated levels of oxysterol COT; LSM 509 and 7-KC may also be elevated. The diagnosis of NPC can be confirmed by demonstration of impaired cholesterol esterification and positive filipin staining in cultured fibroblasts (NIEM / Niemann-Pick Type C Detection, Fibroblasts). For molecular confirmation, genetic testing for NPC disease can be performed (CGPH / Custom Gene Panel, Hereditary, Next-Generation Sequencing, Varies; specify gene list ID: IEMCP-H683JG). | CHOLESTANE-3-BETA, 5-ALPHA, 6-BETA-TRIOL Cutoff: < or =0.800 nmol/mL LYSO-SPHINGOMYELIN Cutoff: < or =0.100 nmol/mL | An elevation of cholestane-3-beta, 5-alpha, 6-beta-triol is highly suggestive of Niemann-Pick disease type C (NPC) disease. An elevation of lyso-sphingomyelin (LSM) is highly suggestive of Niemann-Pick disease type A or B (NPA or NPB) disease. An elevation LSM 509 is suggestive of NPA, NPB, or NPC disease. | Nonspecific neonatal cholestasis may result in elevations of cholestane-3-beta, 5-alpha, 6-beta-triol and lyso-sphingomyelin 509. | 1. Newborn Screening ACT Sheet [Decreased acid sphingomyelinase] Acid Sphingomyelinase Deficiency (ASMD). American College of Medical Genetics and Genomics; 2022. Revised May 2022. Accessed June 10, 2024. Available at www.acmg.net/PDFLibrary/Niemann-Pick.pdf 2. Wasserstein MP, Schuchman EH. Acid sphingomyelinase deficiency. In: Adam MP, Everman DB, Mirzaa GM, et al., eds. GeneReviews [Internet]. University of Washington, Seattle; 2006. Updated February 25, 2021. Accessed December 12, 2022. Available at www.ncbi.nlm.nih.gov/books/NBK1370/ 3. Patterson M: Niemann-Pick disease type C. In: Adam MP, Everman DB, Mirzaa GM, et al, eds. GeneReviews [Internet]. University of Washington, Seattle; 2000. Updated December 10, 2020. Accessed December 12, 2022. Available at www.ncbi.nlm.nih.gov/books/NBK1296/ 4. Schuchman EH: The pathogenesis and treatment of acid sphingomyelinase-deficient Niemann-Pick disease. Int J Clin Pharmacol Ther. 2009;47Suppl 1:S48-S57. doi: 10.5414/cpp47048 5. Hollack CEM, de Sonnaville ESV, Cassiman D, et al: Acid sphingomyelinase (Asm) deficiency patients in The Netherlands and Belgium: disease spectrum and natural course in attenuated patients. Mol Genet Metab. 2012 Nov;107(3):526-533 6. Wasserstein M, Dionisi-Vici C, Giugliani Ret al: Recommendations for clinical monitoring of patients with acid sphingomyelinase deficiency (ASMD). Mol Genet Metab. 2019 Feb;126(2):98-105 7. Geberhiwot T, Moro A, Dardis A, et al; International Niemann-Pick Disease Registry (INPDR): Consensus clinical management guidelines for Niemann-Pick disease type C. Orphanet J Rare Dis. 2018 Apr 6;13(1):50 | Whole blood is spotted onto filter paper and dried overnight. A 3-mm dried blood spot is extracted with internal standard. The extract is subjected to liquid chromatography tandem mass spectrometry (LC-MS/MS) analysis. The MS/MS is operated in the multiple reaction monitoring positive mode to follow the precursor to product species transitions for each analyte and internal standard. The ratio of the extracted peak areas to internal standard determined by the LC-MS/MS is used to calculate the concentration of in the sample.(Unpublished Mayo method) | 3 to 9 days | Whole blood: 7 days; Dried Blood Spot: Normal results: 2 months Abnormal result: Indefinitely | This test was developed and its performance characteristics determined by Mayo Clinic in a manner consistent with CLIA requirements. It has not been cleared or approved by the US Food and Drug Administration. | 82542 | Oxysterols, B | 92738-4 | BA4355 | Reviewed By | 18771-6
OXYBS | Oxysterols, Blood Spot | Investigating a possible diagnosis of Niemann-Pick disease types A, B, or C using blood spot specimens Monitoring of individuals with Niemann-Pick disease type C This test isnotusefulfor the identification of carriers. | Liquid Chromatography Tandem Mass Spectrometry (LC-MS/MS) | Yes | Oxysterols, BS | If the patient has abnormal newborn screening results for Niemann- Pick disease, refer to the appropriateAmerican College of Medical Genetics and GenomicsNewborn Screening ACT Sheet.(1) | Supplies: -Card-Blood Spot Collection (Filter Paper) (T493) -Card-Postmortem Screening (Filter Paper) (T525) Container/Tube: Preferred:Blood Spot Collection Card (Filter Paper) Acceptable:Whatman Protein Saver 903 filter paper,PerkinElmer 226filter paper, Munktell filter paper, Postmortem Screening Card or collected with EDTA, sodium heparin, lithium heparin, or ACD B-containing devices Specimen Volume:2 Blood spots Collection Instructions: 1. Let blood dry completely on the filter paper at ambient temperature in a horizontal position for a minimum of 3 hours. 2. At least 1 spot should be complete, (ie, unpunched). 3. Do not expose specimen to heat or direct sunlight. 4. Do not stack wet specimens. 5. Keep specimen dry. Additional Information: 1. For collection instructions, seeBlood Spot Collection Instructions. 2. For collection instructions in Spanish, seeBlood Spot Collection Card-Spanish Instructions(T777). 3. For collection instructions in Chinese, seeBlood Spot Collection Card-Chinese Instructions(T800). | 1 Blood spot | Niemann-Pick disease types A, B, and C (NPA, NPB, and NPC, respectively) are a group of autosomal recessive lysosomal storage disorders affecting metabolism of specific lipids within cells. NPA and NPB, also known as acid sphingomyelinase deficiency, result in extensive storage of sphingomyelin and cholesterol in the liver, spleen, lungs, and may also affect the brain. NPA disease is more severe than NPB, and it is characterized by early onset with feeding problems, dystrophy, persistent jaundice, development of hepatosplenomegaly, neurological deterioration, deafness, and blindness leading to death by 3 years of age. NPB disease is limited to visceral symptoms, such as hepatosplenomegaly, with survival into adulthood. Some patients have been described with intermediary clinical phenotypes. Large, lipid-laden foam cells are characteristic of the disease. Approximately 50% of patient with this condition have cherry-red spots in the macula. The combined prevalence of NPA and NPB is estimated to be 1 in 250,000 individuals. NPA and NPB are inherited in an autosomal recessive manner and are caused by biallelic disease-causing variants in theSMPD1gene. Although there is a higher frequency of type A among the Ashkenazi Jewish population, both types are panethnic. Individuals with NPA and NPB typically have elevations of lyso-sphingomyelin (LSM) and LSM 509 combined with potential elevations in cholestane-3 beta, 5 alpha, 6 beta-triol (COT) or 7-ketocholesterol (7-KC). Molecular genetic testing for NPA and NPB disease is also available (see CGPH / Custom Gene Panel, Hereditary, Next-Generation Sequencing, Varies; specify gene list ID: IEMCP-W6S9XD). NPC is caused by a defect in cellular cholesterol trafficking that results in the progressive accumulation of unesterified cholesterol in late endosomes/lysosomes.(2) NPC is considered a lipid storage disorder with variable age of onset, from the neonatal period to adulthood, and highly variable clinical presentation. Most individuals are diagnosed during childhood with symptoms that include ataxia, vertical supranuclear gaze palsy, dystonia, progressive speech deterioration, and seizures. Infants may present with or without hepatosplenomegaly and respiratory failure. Those without liver and pulmonary disease may present with hypotonia and developmental delay. Adult-onset NPC is associated with a slower progression and is characterized by psychiatric illness, ataxia, dystonia, and speech difficulties. The incidence of NPC is approximately 1 in 120,000 to 150,000 live births. NPC is an autosomal recessive condition and is caused by variants in either theNPC1orNPC2genes. Most individuals with NPC exhibit elevated levels of oxysterol COT in dried blood spots, however, testing in plasma (OXNP / Oxysterols, Plasma) is more sensitive, particularly in patients with an atypical presentation. Elevations may also be seen in LSM 509 and 7-KC. The diagnosis of NPC can be confirmed by demonstration of impaired cholesterol esterification and positive filipin staining in cultured fibroblasts (NIEM / Niemann-Pick Type C Detection, Fibroblasts) or by molecular genetic analysis of theNPC1andNPC2genes (see CGPH / Custom Gene Panel, Hereditary, Next-Generation Sequencing, Varies; specify gene list ID: IEMCP-H683JG). | CHOLESTANE-3-BETA,5-ALPHA,6-BETA-TRIOL Cutoff: < or =0.800 nmol/mL LYSO-SPHINGOMYELIN Cutoff: < or =0.100 nmol/mL | An elevation of cholestane-3-beta, 5-alpha, 6-beta-triol is highly suggestive of Niemann-Pick disease type C (NPC) disease. An elevation of lyso-sphingomyelin (LSM) is highly suggestive of Niemann-Pick disease type A or B (NPA or NPB) disease. An elevation of LSM 509 is suggestive of NPA, NPB or NPC disease. | Nonspecific neonatal cholestasis may result in elevations of cholestane-3-beta, 5-alpha, 6-beta-triol and lyso-sphingomyelin 509. A normal result in dried blood spots does not rule out Niemann-Pick type C. | 1. Newborn Screening ACT Sheet [Decreased acid sphingomyelinase] Acid Sphingomyelinase Deficiency (ASMD). American College of Medical Genetics and Genomics; 2022. Revised May 2022. Accessed June 10, 2024. Available at www.acmg.net/PDFLibrary/Niemann-Pick.pdf 2. Wasserstein MP, Schuchman EH. Acid Sphingomyelinase Deficiency. In: Adam MP, Everman DB, Mirzaa GM, et al., eds. GeneReviews [Internet]. University of Washington, Seattle; 2006. Updated February 25, 2021. Accessed December 12, 2022. Available at www.ncbi.nlm.nih.gov/books/NBK1370/ 3.. Patterson M: Niemann-Pick disease type C. In: Adam MP, Everman DB, Mirzaa GM, et al, eds. GeneReviews [Internet]. University of Washington, Seattle; 2000. Updated December 10, 2020. Accessed December 12, 2022. Available at www.ncbi.nlm.nih.gov/books/NBK1296/ 4.Schuchman EH: The pathogenesis and treatment of acid sphingomyelinase-deficient Niemann-Pick disease. Int J Clin Pharmacol Ther. 2009;47(Suppl 1):S48-S57. doi: 10.5414/cpp47048. 5. Hollack CEM, de Sonnaville ESV, Cassiman D et al: Acid sphingomyelinase (Asm) deficiency patients in The Netherlands and Belgium: disease spectrum and natural course in attenuated patients. Mol Genet Metab. 2012 Nov;107(3):526-533 6. Wasserstein M, Dionisi-Vici C, Giugliani R, Hwu WL, Lidove O, Lukacs Z, Mengel E, Mistry PK, Schuchman EH, McGovern M. Recommendations for clinical monitoring of patients with acid sphingomyelinase deficiency (ASMD). Mol Genet Metab. 2019 Feb;126(2):98-105. 7. Geberhiwot T, Moro A, Dardis A, et al; International Niemann-Pick Disease Registry (INPDR): Consensus clinical management guidelines for Niemann-Pick disease type C. Orphanet J Rare Dis. 2018 Apr 6;13(1):50 | A 3-mm dried blood spot is extracted with internal standard. The extract is subjected to liquid chromatography tandem mass spectrometry (LC-MS/MS) analysis. The MS/MS is operated in the multiple reaction monitoring positive mode to follow the precursor to product species transitions for each analyte and internal standard. The ratio of the extracted peak areas to internal standard determined by the LC-MS/MS is used to calculate the concentration of in the sample.(Unpublished Mayo method) | 3 to 9 days | Normal result: 2 months; Abnormal result: Indefinitely | This test was developed and its performance characteristics determined by Mayo Clinic in a manner consistent with CLIA requirements. It has not been cleared or approved by the US Food and Drug Administration. | 82542 | Oxysterols, BS | 92741-8 | 36763 | Reviewed By | 18771-6
OXNP | Oxysterols, Plasma | Investigating a possible diagnosis of Niemann-Pick disease types A, B, or C using plasma specimens Monitoring of individuals with Niemann-Pick type C disease This test isnot useful forthe identification of carriers. | Liquid Chromatography Tandem Mass Spectrometry (LC-MS/MS) | Yes | Oxysterols, P | For more information seeNewborn Screen Follow-up for Acid Sphingomyelinase Deficiency | Collection Container/Tube: Preferred:Lavender top (EDTA) Acceptable:Green top (sodium heparin or lithium heparin), yellow top (ACD B) Submission Container/Tube:Plastic vial Specimen Volume:0.3 mL Collection Instructions: 1. Centrifuge at 4 degrees C. 2. Aliquot plasma into plastic vial.Do not disturb the buffy coat layer. 3. Send frozen. | 0.25 mL | Niemann-Pick disease types A, B, and C (NPA, NPB, and NPC, respectively) are a group of autosomal recessive lysosomal storage disorders affecting metabolism of specific lipids within cells. NPA and NPB, also known as acid sphingomyelinase deficiency, result in extensive storage of sphingomyelin and cholesterol in the liver, spleen, lungs, and may also affect the brain. NPA disease is more severe than NPB, and it is characterized by early onset with feeding problems, dystrophy, persistent jaundice, hepatosplenomegaly, neurological deterioration, deafness, and blindness leading to death by 3 years of age. NPB disease is limited to visceral symptoms, such as hepatosplenomegaly, with survival into adulthood. Some patients have been described with intermediary clinical phenotypes. Large, lipid-laden foam cells are characteristic of the disease. Approximately 50% of patients with this condition have cherry-red spots in the macula. The combined prevalence of NPA and NPB is estimated to be 1 in 250,000 individuals. NPA and NPB are inherited in an autosomal recessive manner and are caused by biallelic disease-causing variants in the SMPD1 gene. Although there is a higher frequency of type A among the Ashkenazi Jewish population, both types are panethnic. Individuals with NPA and NPB typically have elevations of lyso-sphingomyelin (LSM) and LSM 509 combined with potential elevations in cholestane-3 beta, 5 alpha, 6 beta-triol (COT) or 7-ketocholesterol (7-KC). Molecular genetic testing for NPA and NPB disease is also available (CGPH / Custom Gene Panel, Hereditary, Next-Generation Sequencing, Varies; specify gene list ID: IEMCP-W6S9XD). NPC is caused by a defect in cellular cholesterol trafficking that results in the progressive accumulation of unesterified cholesterol in late endosomes/lysosomes.(2) NPC is considered a lipid storage disorder with variable age of onset, from neonates to adulthood, and highly variable clinical presentation. Most individuals are diagnosed during childhood with symptoms that include ataxia, vertical supranuclear gaze palsy, dystonia, progressive speech deterioration, and seizures. Infants may present with or without hepatosplenomegaly and respiratory failure. Those without liver and pulmonary disease may present with hypotonia and developmental delay. Adult-onset NPC is associated with a slower progression and is characterized by psychiatric illness, ataxia, dystonia, and speech difficulties. The incidence of NPC is approximately 1 in 120,000 to 150,000 live births. NPC is an autosomal recessive condition and is caused by variants in either the NPC1 or NPC2 genes. Individuals with NPC exhibit elevated levels of oxysterol COT; LSM 509 and7-KC may also be elevated. The diagnosis of NPC can be confirmed by demonstration of impaired cholesterol esterification and positive filipin staining in cultured fibroblasts (NIEM / Niemann-Pick Type C Detection, Fibroblasts). For molecular confirmation, genetic testing for NPC disease can be performed (CGPH / Custom Gene Panel, Hereditary, Next-Generation Sequencing, Varies; specify gene list ID: IEMCP-H683JG). | CHOLESTANE-3-BETA, 5-ALPHA, 6-BETA-TRIOL Cutoff: < or =0.070 nmol/mL 7-KETOCHOLESTEROL Cutoff: < or =0.100 nmol/mL LYSO SPHINGOMYELIN Cutoff :< or = 0.100 nmol/mL | An elevation of cholestane-3-beta, 5-alpha, 6-beta-triol is highly suggestive of Niemann-Pick disease type C (NPC). An elevation of lyso-sphingomyelin (LSM) is highly suggestive of Niemann-Pick type A or B (NPA or NPB) disease. An elevation of LSM 509 is suggestive of NPA, NPB, or NPC disease. | Nonspecific neonatal cholestasis may result in elevations of cholestane-3-beta, 5-alpha, 6-beta-triol and lyso-sphingomyelin 509 | 1. Newborn Screening ACT Sheet [Decreased acid sphingomyelinase] Acid Sphingomyelinase Deficiency (ASMD). American College of Medical Genetics and Genomics; 2022. Revised May 2022. Accessed June 10, 2024. Available at www.acmg.net/PDFLibrary/Niemann-Pick.pdf 2.Wasserstein MP, Schuchman EH. Acid sphingomyelinase deficiency. In: Adam MP, Everman DB, Mirzaa GM, et al., eds. GeneReviews [Internet]. University of Washington, Seattle; 2006. Updated February 25,, 2021. Accessed December 12, 2022. Available at www.ncbi.nlm.nih.gov/books/NBK1370/ 3. Patterson M: Niemann-Pick disease type C. In: Adam MP, Everman DB, Mirzaa GM, et al, eds. GeneReviews [Internet]. University of Washington, Seattle; 2000. Updated December 10, 2020. Accessed December 12, 2022. Available at www.ncbi.nlm.nih.gov/books/NBK1296/ 4. Schuchman EH: The pathogenesis and treatment of acid sphingomyelinase-deficient Niemann-Pick disease. Int J Clin Pharmacol Ther. 2009;47(Suppl 1):S48-S57. doi: 10.5414/cpp47048. 5.. Hollack CEM, de Sonnaville ESV, Cassiman D et al: Acid sphingomyelinase (Asm) deficiency patients in The Netherlands and Belgium: disease spectrum and natural course in attenuated patients. Mol Genet Metab. 2012 Nov;107(3):526-533 6. Wasserstein M, Dionisi-Vici C, Giugliani R, Hwu WL, Lidove O, Lukacs Z, Mengel E, Mistry PK, Schuchman EH, McGovern M. Recommendations for clinical monitoring of patients with acid sphingomyelinase deficiency (ASMD). Mol Genet Metab. 2019 Feb;126(2):98-105. 7. Geberhiwot T, Moro A, Dardis A, et al; International Niemann-Pick Disease Registry (INPDR): Consensus clinical management guidelines for Niemann-Pick disease type C. Orphanet J Rare Dis. 2018 Apr 6;13(1):50 | An internal standard is added to an aliquot of plasma, which is then subjected to protein precipitation. Following centrifugation, the supernatant is subjected to liquid chromatography tandem mass spectrometry (LC-MS/MS) analysis. The MS/MS is operated in the multiple reaction monitoring positive mode to follow the precursor to product species transitions for each analyte and internal standard. The ratio of the extracted peak areas to internal standard determined by the LC-MS/MS is used to calculate the concentration of in the sample.(Unpublished Mayo method) | 3 to 7 days | 2 months | This test was developed and its performance characteristics determined by Mayo Clinic in a manner consistent with CLIA requirements. It has not been cleared or approved by the US Food and Drug Administration. | 82542 | Oxysterols, P | 92740-0 | 36434 | Reviewed By | 18771-6
OYST | Oyster, IgE, Serum | Establishing a diagnosis of an allergy to oyster Defining the allergen responsible for eliciting signs and symptoms Identifying allergens: -Responsible for allergic response and/or anaphylactic episode -To confirm sensitization prior to beginning immunotherapy -To investigate the specificity of allergic reactions to insect venom allergens, drugs, or chemical allergens | Fluorescence Enzyme Immunoassay (FEIA) | Yes | Oyster, IgE | Serum | Collection Container/Tube: Preferred:Serum gel Acceptable:Red top Submission Container/Tube:Plastic vial Specimen Volume:0.5 mL for every 5 allergens requested Collection Instructions:Centrifuge and aliquot serum into a plastic vial. | For 1 allergen: 0.3 mL For more than 1 allergen: (0.05 mL x number of allergens) + 0.25 mL deadspace | Clinical manifestations of immediate hypersensitivity (allergic) diseases are caused by the release of proinflammatory mediators (histamine, leukotrienes, and prostaglandins) from IgE-sensitized effector cells (mast cells and basophils) when cell-bound IgE antibodies interact with an allergen. In vitro serum testing for IgE antibodies provides an indication of the immune response to allergens that may be associated with allergic disease. The allergens chosen for testing often depend upon the age of the patient, history of allergen exposure, season of the year, and clinical manifestations. In individuals predisposed to develop allergic disease, the sequence of sensitization and clinical manifestations proceed as follows: eczema and respiratory disease (rhinitis and bronchospasm) in infants and children less than 5 years due to food sensitivity (milk, egg, soy, and wheat proteins) followed by respiratory disease (rhinitis and asthma) in older children and adults due to sensitivity to inhalant allergens (dust mite, mold, and pollen inhalants). | Class,IgE kU/L,Interpretation, 0,<0.10,Negative, 0/1,0.10-0.34,Borderline/equivocal, 1,0.35-0.69,Equivocal, 2,0.70-3.49,Positive, 3,3.50-17.4,Positive, 4,17.5-49.9,Strongly positive, 5,50.0-99.9,Strongly positive, 6,> or =100,Strongly positive, | Detection of IgE antibodies in serum (class 1 or greater) indicates an increased likelihood of allergic disease as opposed to other etiologies and defines the allergens that may be responsible for eliciting signs and symptoms. The level of IgE antibodies in serum varies directly with the concentration of IgE antibodies expressed as a class score or kU/L. | Testing for IgE antibodies is not useful in patients previously treated with immunotherapy to determine if residual clinical sensitivity exists or in patients in whom the medical management does not depend upon identification of allergen specificity. Some individuals with clinically insignificant sensitivity to allergens may have measurable levels of IgE antibodies in serum, and test results must be interpreted in the clinical context. False-positive results for IgE antibodies may occur in patients with markedly elevated serum IgE (>2500 kU/L) due to nonspecific binding to allergen solid phases. | Homburger HA, Hamilton RG: Allergic diseases. In: McPherson RA, Pincus MR, eds. Henry's Clinical Diagnosis and Management by Laboratory Methods. 23rd ed. Elsevier; 2017:1057-1070 | Specific IgE from the patient's serum reacts with the allergen of interest, which is covalently coupled to an ImmunoCAP. After washing away nonspecific IgE, enzyme-labeled anti-IgE antibody is added to form a complex. After incubation, unbound anti-IgE is washed away, and the bound complex incubated with a developing agent. After stopping the reaction, the fluorescence of the eluate is measured. Fluorescence is proportional to the amount of specific IgE present in the patient's sample (ie, the higher the fluorescence value, the more IgE antibody is present).(Package insert: ImmunoCAP System Specific IgE FEIA. Phadia; Rev 06/2020) | Same day/1 to 3 days | 14 days | This test has been cleared, approved, or is exempt by the US Food and Drug Administration and is used per manufacturer's instructions. Performance characteristics were verified by Mayo Clinic in a manner consistent with CLIA requirements. | 86003 | Oyster, IgE | 7558-0 | OYST | Oyster, IgE | 7558-0
CCPQ | P/Q-Type Calcium Channel Antibody, Serum | Confirming a diagnosis of Lambert-Eaton syndrome Implicating autoimmunity as a disease-causing mechanism in patients with complex neurologic presentations, particularly in those with a history of cancer Implicating autoimmunity as the basis of limbic encephalitis, cerebellar ataxia, myelopathy,peripheralneuropathy,or autonomic neuropathy This test isnot usefulas a general screening test for cancer. | Only orderable as part of a profile. For more information see: PAVAL / Paraneoplastic, Autoantibody Evaluation, Serum MGLE / Myasthenia Gravis/Lambert-Eaton Myasthenic Syndrome Evaluation, Serum MDS2 / Movement Disorder, Autoimmune Evaluation, Serum PNEFS / Neuroimmunology Antibody Follow-Up, Serum Radioimmunoassay (RIA) | Yes | P/Q-Type Calcium Channel Ab | Serum | Only orderable as part of a profile. For more information see: PAVAL / Paraneoplastic, Autoantibody Evaluation, Serum MGLE / Myasthenia Gravis/Lambert-Eaton Myasthenic Syndrome Evaluation, Serum MDS2 / Movement Disorder, Autoimmune Evaluation, Serum PNEFS / Neuroimmunology Antibody Follow-Up, Serum | 0.5 mL | This test is not offered as a standalone test but is included in the following test procedures as an aid for diagnosis of neurological autoimmunity, usually in a paraneoplastic context. -MGLE / Myasthenia Gravis/Lambert-Eaton Myasthenic Syndrome Evaluation, Serum -MDS2 / Movement Disorder, Autoimmune Evaluation, Serum P/Q-type calcium channels regulate neurotransmitter release at motor nerve terminals and are involved in central neurotransmission. A snail venom toxin, omega conopeptide MVIIC, is a specific high-affinity antagonist for P/Q-typechannels. Autoantibodies directed against extracellular epitopes of P/Q-type calcium channels are implicated as the effectors of the Lambert-Eaton myasthenic syndrome (LES). These antibodies generally reflect an immune response against cancer. P/Q-type calcium channel binding antibodies are found in 95% of nonimmunosuppressed patients with LES (100% of those with cancer) and in 20% of patients who have encephalomyeloneuropathies related to carcinoma of lung, breast, or ovary. | Only orderable as part of a profile. For more information see: PAVAL / Paraneoplastic, Autoantibody Evaluation, Serum MGLE / Myasthenia Gravis/Lambert-Eaton Myasthenic Syndrome Evaluation, Serum MDS2 / Movement Disorder, Autoimmune Evaluation, Serum PNEFS / Neuroimmunology Antibody Follow-Up, Serum < or =0.02 nmol/L | Values greater than 0.02 nmol/L are consistent with neurologic autoimmunity and suggest a paraneoplastic basis. Values in nonimmunosuppressed patients with Lambert-Eaton syndrome are usually greater than 0.1 nmol/L. | High-dose intravenous IgG therapy may cause false-lowering of (or negative) values. Plasma specimens can yield false-positive results. The influence of myeloma M proteins is uncertain. | 1. Lennon VA, Kryzer TJ, Griesmann GE, et al. Calcium-channel antibodies in the Lambert-Eaton myasthenic syndrome and other paraneoplastic syndromes. N Engl J Med. 1995;332(22):1467-1474 2. Lennon VA. Serological profile of myasthenia gravis and distinction from the lambert-eaton myasthenic syndrome. Neurology. 1997;48(Suppl 5):S23-S27 3. Zalewski NL, Lennon VA, Lachance DH, Klein CJ, Pittock SJ, Mckeon A. P/Q- and N-type calcium-channel antibodies: Oncological, neurological, and serological accompaniments. Muscle Nerve. 2016;54(2):220-227. doi: 10.1002/mus.25027 | High voltage-activated calcium channels of P/Q-type (ie, high affinity receptors for omega-peptide MVIIC) are solubilized fromporcinecerebral cortical membranes in detergent and are complexed with (125)I-labeled omega-conopeptide-MVIIC. After incubating patient sample with labeled receptors, anti-human IgG is added to form an immunoprecipitate. The amount of (125)I-labeled receptors in the immunoprecipitate is measured using a gamma-counter. The amount of gamma emission in the precipitate is proportional to the amount of CCPQ-IgG in the sample. Results are reported as units of precipitated antigen (nMol) per L of patient sample.(Griesmann GE, Kryzer, TJ, Lennon VA: Autoantibody profiles of myasthenia gravis and Lambert-Eaton myasthenic syndrome. In: Rose NR, Hamilton RG, Detrick B, eds. Manual of Clinical and Laboratory Immunology. 6th ed. ASM Press; 2002:1005-1012; Jones AL, Flanagan EP, Pittock SJ, et al. Responses to and outcomes of treatment of autoimmune cerebellar ataxia in adults. JAMA Neurol. 2015;72[11]:1304-1312 doi:10.1001/jamaneurol.2015.2378) | 3 to 7 days | 28 days | This test was developed and its performance characteristics determined by Mayo Clinic in a manner consistent with CLIA requirements. It has not been cleared or approved by the US Food and Drug Administration. | 86596 | P/Q-Type Calcium Channel Ab | 94349-8 | 81185 | P/Q-Type Calcium Channel Ab | 94349-8
P16 | p16 (INK4a/CDKN2A) Immunostain, Technical Component Only | Aids in the identification of human papilloma virus infection | Immunohistochemistry (IHC) | Yes | p16 (INK4a/CDKN2A) IHC, Tech Only | For the initial technical component only immunohistochemical (IHC) stain performed, the appropriate bill-only test ID will be reflexed and charged (IHTOI). For each additional technical component only IHC stain performed, an additional bill-only test ID will be reflexed and charged (IHTOA). | Supplies:Immunostain Technical Only Envelope (T693) Specimen Type:Tissue Container/Tube:Immunostain Technical Only Envelope Preferred:2 Unstained positively charged glass slide (25- x 75- x 1-mm) per test ordered; sections 4-microns thick Acceptable:Formalin-fixed, paraffin-embedded tissue block |  | p16 (INK4a/CDKN2A) is a cell cycle regulatory protein that is overexpressed in cervical dysplasia related to human papilloma virus (HPV) infection. Nuclear and cytoplasmic staining is seen in dysplastic squamous cervical epithelial cells infected with HPV but not in normal cells. A subset of pancreatic islet cells and dendritic cells show expression of p16 and can serve as positive control. |  | This test does not include pathologist interpretation, only technical performance of the stain. If interpretation is required, order PATHC / Pathology Consultation for a full diagnostic evaluation or second opinion of the case. The positive and negative controls are verified as showing appropriate immunoreactivity. If a control tissue is not included on the slide, a scanned image of the relevant quality control tissue is available upon request; call 855-516-8404. Interpretation of this test should be performed in the context of the patient's clinical history and other diagnostic tests by a qualified pathologist. | Age of a cut paraffin section can affect immunoreactivity. Stability thresholds vary widely among published literature and are antigen dependent. Best practice is for paraffin sections to be cut within 6 weeks. | 1. Castle PE. A LASTing impression: incorporating p16 immunohistochemistry into routine diagnosis of cervical neoplasia. Pathol Case Rev. 2013;18:154-157 2. Doxtader EE, Katzenstein AL. The relationship between p16 expression and high-risk human papillomavirus infection in squamous cell carcinomas from sites other than uterine cervix: a study of 137 cases. Hum Pathol. 2012;43(3):327-332 3. El-Naggar AK, Westra WH. p16 expression as a surrogate marker for HPV-related oropharyngeal carcinoma: a guide for interpretative relevance and consistency. Head Neck. 2012;34(4):459-461 4. Klaes R, Benner A, Friedrich T, et al. p16INK4a immunohistochemistry improves interobserver agreement in the diagnosis of cervical intraepithelial neoplasia. Am J Surg Pathol. 2002;26(11):1389-1399 5. Singhi AD, Westra WH. Comparison of human papillomavirus in situ hybridization and p16 immunohistochemistry in the detection of human papillomavirus-associated head and neck cancer based on a prospective clinical experience. Cancer. 2010;116(9):2166-2173 6. Abdelhakam DA, Huenerberg KA, Nassar A. Utility of p16 and HPV testing in oropharyngeal squamous cell carcinoma: An institutional review. Diagn Cytopathol. 2021;49(1):54-59 7. Magaki S, Hojat SA, Wei B, So A, Yong WH. An introduction to the performance of immunohistochemistry. Methods Mol Biol. 2019;1897:289-298. doi:10.1007/978-1-4939-8935-5_25 | Immunohistochemistry on sections of paraffin-embedded tissue.(Unpublished Mayo method) | 1 to 3 days | Until staining is complete. | This test was developed and its performance characteristics determined by Mayo Clinic in a manner consistent with CLIA requirements. It has not been cleared or approved by the US Food and Drug Administration. | 88342-TC, primary88341-TC, if additional IHC | p16 (INK4a/CDKN2A) IHC, Tech Only | Order only;no result | 70836 | p16 (INK4a/CDKN2A) IHC, Tech Only | Bill only; no result
P40NA | p40 + Napsin A Immunostain, Technical Component Only | p40 aids in the classification of carcinomas and lymphomas Napsin A aids in the identification of primary lung adenocarcinoma | Immunohistochemistry (IHC) | Yes | p40 + Napsin A IHC, Tech Only | For the initial technical component only immunohistochemical (IHC) stain performed, the appropriate bill-only test ID will be reflexed and charged (IHTOI). For each additional technical component only IHC stain performed, an additional bill-only test ID will be reflexed and charged (IHTOA). | Supplies:Immunostain Technical Only Envelope (T693) Specimen Type:Tissue Container/Tube:Immunostains Technical Only Envelope Preferred:2 Unstained positively charged glass slide (25- x 75- x 1-mm) per test ordered; sections 4-microns thick. Acceptable:Formalin-fixed, paraffin-embedded tissue block |  | p40 is an antibody (detected by the chromogen 3,3'-diaminobenzidine) that recognizes the deltaNp63 isoform of p63. This isoform may exert an oncogenic effect and is selectively expressed in squamous cell carcinoma. Napsin A is an aspartic proteinase involved in the proteolytic processing of surfactant precursors in the normal alveolar epithelium. In normal tissues, napsin A is expressed in the cytoplasm of alveolar macrophages, type II pneumocytes, pancreatic ducts and acini, and in renal tubules (detected by the chromogen fast red). Napsin A has clinical utility for the identification of primary lung adenocarcinomas. Napsin A is also positive in a subset of thyroid and renal cell carcinomas (especially papillary types). |  | This test does not include pathologist interpretation, only technical performance of the stain. If interpretation is required, order PATHC / Pathology Consultation for a full diagnostic evaluation or second opinion of the case. The positive and negative controls are verified as showing appropriate immunoreactivity. If a control tissue is not included on the slide, a scanned image of the relevant quality control tissue is available upon request; call 855-516-8404. Interpretation of this test should be performed in the context of the patient's clinical history and other diagnostic tests by a qualified pathologist. | Age of a cut paraffin section can affect immunoreactivity. Stability thresholds vary widely among published literature and are antigen dependent. Best practice is for paraffin sections to be cut within 6 weeks. | 1. Whithaus K, Fukuoka J, Prihoda TJ, Jagirdar J. Evaluation of napsin A, cytokeratin 5/6, p63, and thyroid transcription factor 1 in adenocarcinoma versus squamous cell carcinoma of the lung. Arch Pathol Lab Med. 2012;136(2):155-162 2. Sterlacci W, Savic S, Schmid T, et al. Tissue-sparing application of the newly proposed IASLC/ATS/ERS classification of adenocarcinoma of the lung shows practical diagnostic and prognostic impact. Am J Clin Pathol. 2012;137(6):946-956 3. Nonaka D. A study of deltaNp63 expression in lung non-small cell carcinomas. Am J Surg Pathol. 2012;36(6):895-899 4. Kargi A, Gurel D, Tuna B. The diagnostic value of TTF-1, CK 5/6, and p63 immunostaining in classification of lung carcinomas. Appl Immunohistochem Mol Morphol. 2007;15(4):415-420 5. Magaki S, Hojat SA, Wei B, So A, Yong WH. An Introduction to the Performance of Immunohistochemistry. Methods Mol Biol. 2019;1897:289-298 | Immunohistochemistry on sections of paraffin-embedded tissue.(Unpublished Mayo method) | 1 to 3 days | Until staining is complete. | This test has been cleared, approved, or is exempt by the US Food and Drug Administration and is used per manufacturer's instructions. Performance characteristics were verified by Mayo Clinic in a manner consistent with CLIA requirements. | 88344-TC | p40 + Napsin A IHC, Tech Only | Order only;no result | 70838 | p40 + Napsin A IHC, Tech Only | Bill only; no result
P40 | p40 Immunostain, Technical Component Only | Diagnosis and classification of carcinomas and lymphomas | Immunohistochemistry (IHC) | Yes | p40 IHC, Tech Only | For the initial technical component only immunohistochemical (IHC) stain performed, the appropriate bill-only test ID will be reflexed and charged (IHTOI). For each additional technical component only IHC stain performed, an additional bill-only test ID will be reflexed and charged (IHTOA). | Supplies:Immunostain Technical Only Envelope (T693) Specimen Type:Tissue Container/Tube:Immunostains Technical Only Envelope Preferred:2 Unstained positively charged glass slide (25- x 75- x 1-mm) per test ordered; sections 4-microns thick. Acceptable:Formalin-fixed, paraffin-embedded tissue block |  | p40 is an antibody that recognizes the deltaNp63 isoform of p63. This isoform may exert an oncogenic effect and is selectively expressed in squamous cell carcinoma. |  | This test does not include pathologist interpretation, only technical performance of the stain. If interpretation is required, order PATHC / Pathology Consultation for a full diagnostic evaluation or second opinion of the case. The positive and negative controls are verified as showing appropriate immunoreactivity. If a control tissue is not included on the slide, a scanned image of the relevant quality control tissue is available upon request; call 855-516-8404. Interpretation of this test should be performed in the context of the patient's clinical history and other diagnostic tests by a qualified pathologist. | Age of a cut paraffin section can affect immunoreactivity. Stability thresholds vary widely among published literature and are antigen dependent. Best practice is for paraffin sections to be cut within 6 weeks. | 1. Travis WD, Brambilla E, Noguchi M, et al. Diagnosis of lung cancer in small biopsies and cytology: implications of the 2011 International Association for the Study of Lung Cancer/American Thoracic Society/European Respiratory Society classification. Arch Pathol Lab Med. 2013;137(5):668-684 2. Nonaka D. A study of deltaNp63 expression in lung non-small cell carcinomas. Am J Surg Pathol. 2012;36(6):895-899 3. Pelosi G, Fabbri A, Bianchi F, et al. DeltaNp63 (p40) and thyroid transcription factor-1 immunoreactivity on small biopsies or cellblocks for typing non-small cell lung cancer: a novel two-hit, sparing-material approach. J Thorac Oncol. 2012;7(2):281-290 4. Bishop JA, Teruya-Feldstein J, Westra WH, Pelosi G, Travis WD, Rekhtman N. p40 (deltaNp63) is superior to p63 for the diagnosis of pulmonary squamous cell carcinoma. Mod Pathol. 2012;25(3):405-415 5. Geddert H, Kiel S, Heep HJ, Gabbert HE, Sarbia M. The role of p63 and deltaNp63 (p40) protein expression and gene amplification in esophageal carcinogenesis. Hum Pathol. 2003;34(9):850-856 6. Magaki S, Hojat SA, Wei B, So A, Yong WH. An introduction to the performance of immunohistochemistry. Methods Mol Biol. 2019;1897:289-298. doi:10.1007/978-1-4939-8935-5_25 | Immunohistochemistry on sections of paraffin-embedded tissue.(Unpublished Mayo method) | 1 to 3 days | Until staining is complete. | This test has been cleared, approved, or is exempt by the US Food and Drug Administration and is used per manufacturer's instructions. Performance characteristics were verified by Mayo Clinic in a manner consistent with CLIA requirements. | 88342-TC, primary88341-TC, if additional IHC | p40 IHC, Tech Only | Order only;no result | 70839 | p40 IHC, Tech Only | Bill only; no result
P504S | P504S Immunostain, Technical Component Only | Characterization of renal cell carcinoma and the identification of high-grade prostatic intraepithelial neoplasia and prostate carcinoma | Immunohistochemistry (IHC) | Yes | P504S IHC, Tech Only | For the initial technical component only immunohistochemical (IHC) stain performed, the appropriate bill-only test ID will be reflexed and charged (IHTOI). For each additional technical component only IHC stain performed, an additional bill-only test ID will be reflexed and charged (IHTOA). | Supplies:Immunostain Technical Only Envelope (T693) Specimen Type:Tissue Container/Tube:Immunostain Technical Only Envelope Preferred:2 unstained positively charged glass slide (25- x 75- x 1-mm) per test ordered; sections 4-microns thick. Acceptable:Formalin-fixed, paraffin-embedded tissue block |  | Alpha-methylacyl coenzyme A racemase, also known as p504S, is a peroxisomal and mitochondrial enzyme that exhibits a granular expression in the cytoplasm(detected by the chromogen Fast Red). P504S expression is useful in the differentiation between benign prostate glands and prostatic adenocarcinoma as well as in characterizing primary and metastatic renal cell carcinomas. |  | This test does not include pathologist interpretation, only technical performance of the stain. If interpretation is required, order PATHC / Pathology Consultation for a full diagnostic evaluation or second opinion of the case. The positive and negative controls are verified as showing appropriate immunoreactivity. If a control tissue is not included on the slide, a scanned image of the relevant quality control tissue is available upon request; call 855-516-8404. Interpretation of this test should be performed in the context of the patient's clinical history and other diagnostic tests by a qualified pathologist. | Age of a cut paraffin section can affect immunoreactivity. Stability thresholds vary widely among published literature and are antigen dependent. Best practice is for paraffin sections to be cut within 6 weeks. | 1. Strojan Flezar M, Gutnik H, Jeruc J, Kirbis IS. Typing of renal tumors by morphological and immunocytochemical evaluation of fine needle aspirates. Virchows Arch. 2011;459(6):607-614 2. Molinie V, Balaton A, Rotman S, et al. Alpha-methyl CoA racemase expression in renal cell carcinomas. Hum Pathol. 2006;37(6):698-703 3. Lin F, Brown RE, Shen T, Yang XJ, Schuerch C. Immunohistochemical detection of P504S in primary and metastatic renal cell carcinomas. Appl Immunohistochem Mol Morphol. 2004;12(2):153-159 4. Jiang Z, Fanger GR, Woda BA, et al. Expression of alpha-methylacyl-CoA racemase (P504s) in various malignant neoplasms and normal tissues: astudy of 761 cases. Hum Pathol. 2003;34(8):792-796 5. Magaki S, Hojat SA, Wei B, So A, Yong WH. An Introduction to the Performance of Immunohistochemistry. Methods Mol Biol. 2019;1897:289-298 | Immunohistochemistry on sections of paraffin-embedded tissue.(Unpublished Mayo method) | 1 to 3 days | Until staining is complete. | This test has been cleared, approved, or is exempt by the US Food and Drug Administration and is used per manufacturer's instructions. Performance characteristics were verified by Mayo Clinic in a manner consistent with CLIA requirements. | 88342-TC, primary88341-TC, if additional IHC | P504S IHC, Tech Only | No LOINC Needed | 610459 | P504S IHC, Tech Only | No LOINC Needed
P53 | p53 Immunostain, Technical Component Only | Aiding in the identification of neoplastic cells | Immunohistochemistry (IHC) | Yes | p53 IHC, Tech Only | For the initial technical component only immunohistochemical (IHC) stain performed, the appropriate bill-only test ID will be reflexed and charged (IHTOI). For each additional technical component only IHC stain performed, an additional bill-only test ID will be reflexed and charged (IHTOA). | Supplies:Immunostain Technical Only Envelope (T693) Specimen Type:Tissue Container/Tube:Immunostain Technical Only Envelope Preferred:2 Unstained positively charged glass slide (25- x 75- x 1-mm) per test ordered; sections 4-microns thick Acceptable:Formalin-fixed, paraffin-embedded tissue block |  | p53 is a tumor-suppressor protein. Genetic events (variant and deletion) that affect bothP53alleles can lead to loss of cell cycle control in the setting of DNA damage, resulting in genetic instability and neoplastic transformation. Altered p53 also has a prolonged half-life compared to wildtype p53 and, thus, accumulates in the nucleus and can be detected by immunohistochemistry. Abnormalities of theP53gene are one of the most common genetic changes associated with cancer and can be found in a wide variety of tumor types, where they are generally associated with a worse prognosis. The p53 protein can be readily detected in a subset of cancers of thecolon, stomach, bladder, breast, lung, and testes and in melanoma and lymphoma. |  | This test does not include pathologist interpretation, only technical performance of the stain. If interpretation is required, order PATHC / Pathology Consultation for a full diagnostic evaluation or second opinion of the case. The positive and negative controls are verified as showing appropriate immunoreactivity. If a control tissue is not included on the slide, a scanned image of the relevant quality control tissue is available upon request; call 855-516-8404. Interpretation of this test should be performed in the context of the patient's clinical history and other diagnostic tests by a qualified pathologist. | Age of a cut paraffin section can affect immunoreactivity. Stability thresholds vary widely among published literature and are antigen dependent. Best practice is for paraffin sections to be cut within 6 weeks. | 1. Magaki S, Hojat SA, Wei B, So A, Yong WH. An Introduction to the Performance of Immunohistochemistry. Methods Mol Biol. 2019;1897:289-298 2. Camelo-Piragua S, Jansen M, Ganguly A, et al. A sensitive and specific diagnostic panel to distinguish diffuse astrocytoma from astrocytosis: chromosome 7 gain with mutant isocitrate dehydrogenase 1 and p53. J Neuropathol Exp Neurol. 2011;70(2):110-115 3. Klemi PJ, Pylkkanen L, Kiilholma P, Kurvinen K, Joensuu H. p53 protein detected by immunohistochemistry as a prognostic factor in patients with epithelial ovarian carcinoma. Cancer. 1995;76(7):1201-12084. Mayall FG, Goddard H, Gibbs AR. p53 immunostaining in the distinction between benign and malignant mesothelial proliferations using formalin-fixed paraffin sections. J Pathol. 1992;168(4):377-3815. van den Berg FM, Baas IO, Polak MM, Offerhaus GJ. Detection of p53 overexpression in routinely paraffin-embedded tissue of human carcinomas using a novel target unmasking fluid. Am J Pathol. 1993;142(2):381-385 6. Zarei S, Wang Y, Jenkins SM, Voss JS, Kerr SE, Bell DA. Clinicopathologic, Immunohistochemical, and Molecular Characteristics of Ovarian Serous Carcinoma With Mixed Morphologic Features of High-grade and Low-grade Serous Carcinoma. Am J Surg Pathol. 2020;44(3):316-328 7. Magaki S, Hojat SA, Wei B, So A, Yong WH. An introduction to the performance of immunohistochemistry. Methods Mol Biol. 2019;1897:289-298. doi:10.1007/978-1-4939-8935-5_25 | Immunohistochemistry on sections of paraffin-embedded tissue.(Unpublished Mayo method) | 1 to 3 days | Until staining is complete. | This test was developed and its performance characteristics determined by Mayo Clinic in a manner consistent with CLIA requirements. It has not been cleared or approved by the US Food and Drug Administration. | 88342-TC, primary88341-TC, if additional IHC | p53 IHC, Tech Only | Order only;no result | 70840 | p53 IHC, Tech Only | Bill only; no result
P57I | p57 (KIP2/CDKN1C) Immunostain, Technical Component Only | Aids in the identification of cytotrophoblasts, intermediate trophoblasts, and villous stromal cells | Immunohistochemistry (IHC) | Yes | p57 (KIP2/CDKN1C) IHC, Tech Only | For the initial technical component only immunohistochemical (IHC) stain performed, the appropriate bill-only test ID will be reflexed and charged (IHTOI). For each additional technical component only IHC stain performed, an additional bill-only test ID will be reflexed and charged (IHTOA). | Supplies:Immunostain Technical Only Envelope (T693) Specimen Type:Tissue Container/Tube:Immunostains Technical Only Envelope Preferred:2 Unstained positively charged glass slide (25- x 75- x 1-mm) per test ordered; sections 4-microns thick. Acceptable:Formalin-fixed, paraffin-embedded tissue block |  | p57 (KIP2/CDKN1C) is a cell cycle regulatory protein that acts as a tumor-suppressor gene by inhibiting the activity of cyclin dependent kinases. p57 is expressed in the cytotrophoblasts, intermediate trophoblasts, and villous stromal cells in normal placenta. Loss of p57 expression is associated with complete hydatidiform moles and can help distinguish them from partial hydatidiform moles and hydropic abortions. |  | This test does not include pathologist interpretation, only technical performance of the stain. If interpretation is required, order PATHC / Pathology Consultation for a full diagnostic evaluation or second opinion of the case. The positive and negative controls are verified as showing appropriate immunoreactivity. If a control tissue is not included on the slide, a scanned image of the relevant quality control tissue is available upon request; call 855-516-8404. Interpretation of this test should be performed in the context of the patient's clinical history and other diagnostic tests by a qualified pathologist. | Age of a cut paraffin section can affect immunoreactivity. Stability thresholds vary widely among published literature and are antigen dependent. Best practice is for paraffin sections to be cut within 6 weeks. | 1. Banet N, DeScipio C, Murphy KM, et al. Characteristics of hydatidiform moles: analysis of a prospective series with p57 immunohistochemistry and molecular genotyping. Mod Pathol. 2014;27(2):238-254 2. Marjoniemi VM. Immunohistochemistry in gynaecological pathology: a review. Pathology. 2004;36(2):109-119 3. McConnell TG, Murphy KM, Hafez M, Vang R, Ronnett BM. Diagnosis and subclassification of hydatidiform moles using p57 immunohistochemistry and molecular genotyping: validation and prospective analysis in routine and consultation practice settings with development of an algorithmic approach. Am J Surg Pathol. 2009;33(6):805-817 4. Magaki S, Hojat SA, Wei B, So A, Yong WH. An introduction to the performance of immunohistochemistry. Methods Mol Biol. 2019;1897:289-298. doi:10.1007/978-1-4939-8935-5_25 | Immunohistochemistry on sections of paraffin-embedded tissue.(Unpublished Mayo method) | 1 to 3 days | Until staining is complete. | This test has been cleared, approved, or is exempt by the US Food and Drug Administration and is used per manufacturer's instructions. Performance characteristics were verified by Mayo Clinic in a manner consistent with CLIA requirements. | 88342-TC, primary88341-TC, if additional IHC | p57 (KIP2/CDKN1C) IHC, Tech Only | Order only;no result | 70841 | p57 (KIP2/CDKN1C) IHC, Tech Only | Bill only; no result
P62 | p62 Immunostain, Technical Component Only | Aids in diagnosing argyrophilic grain disease | Immunohistochemistry (IHC) | Yes | p62 IHC, Tech Only | For the initial technical component only immunohistochemical (IHC) stain performed, the appropriate bill-only test ID will be reflexed and charged (IHTOI). For each additional technical component only IHC stain performed, an additional bill-only test ID will be reflexed and charged (IHTOA). | Supplies:Immunostain Technical Only Envelope (T693) Specimen Type:Tissue Container/Tube:Immunostains Technical Only Envelope Preferred:2 Unstained positively charged glass slide (25- x 75- x 1-mm) per test ordered; sections 4-microns thick. Acceptable:Formalin-fixed, paraffin-embedded tissue block |  | Argyrophilic grain disease (AGD) is a common, late-onset dementia characterized by the presence of argyrophilic grains and coiled bodies. AGD is a frequent pathologic finding in patients who have been diagnosed with amnestic-type mild cognitive impairment. Immunohistochemical detection of ubiquitin-binding protein p62 is a sensitive and reproducible method to identify grain pathology in AGD. |  | This test does not include pathologist interpretation, only technical performance of the stain. If interpretation is required, order PATHC / Pathology Consultation for a full diagnostic evaluation or second opinion of the case. The positive and negative controls are verified as showing appropriate immunoreactivity. If a control tissue is not included on the slide, a scanned image of the relevant quality control tissue is available upon request; call 855-516-8404. Interpretation of this test should be performed in the context of the patient's clinical history and other diagnostic tests by a qualified pathologist. | Age of a cut paraffin section can affect immunoreactivity. Stability thresholds vary widely among published literature and are antigen dependent. Best practice is for paraffin sections to be cut within 6 weeks. | 1. Scott IS, Lowe JS. The ubiquitin-binding protein p62 identifies argyrophilic grain pathology with greater sensitivity than conventional silver stains. Acta Neuropathol 2006;113(4):417-420 2. Ferrer I, Santpere G, van Leeuwen FW. Argyrophilic grain disease. Brain. 2008;131(Pt 6):1416-1432 3. Kuusisto E, Kauppinen T, Alafuzoff I. Use of p62/SQSTM1 antibodies for neuropathological diagnosis. Neuropathol Appl Neurobiol. 2008;34(2):169-180 4. Jicha GA, Petersen RC, et al: Argyrophilic grain disease in demented subjects presenting initially with amnestic mild cognitive impairment. J Neuropathol Exp Neurol 2006;65:602-609 5. Magaki S, Hojat SA, Wei B, So A, Yong WH. An introduction to the performance of immunohistochemistry. Methods Mol Biol. 2019;1897:289-298. doi:10.1007/978-1-4939-8935-5_25 | Immunohistochemistry on sections of paraffin-embedded tissue.(Unpublished Mayo method) | 1 to 3 days | Until staining is complete. | This test has been cleared, approved, or is exempt by the US Food and Drug Administration and is used per manufacturer's instructions. Performance characteristics were verified by Mayo Clinic in a manner consistent with CLIA requirements. | 88342-TC, Primary88341-TC,If additional IHC | p62 IHC, Tech Only | Order only;no result | 70900 | p62 IHC, Tech Only | Bill only; no result
P63 | p63 Immunostain, Technical Component Only | Aiding in identifying squamous, urothelial, or myoepithelial differentiation in tumors | Immunohistochemistry (IHC) | Yes | p63 IHC, Tech Only | For the initial technical component only immunohistochemical (IHC) stain performed, the appropriate bill-only test ID will be reflexed and charged (IHTOI). For each additional technical component only IHC stain performed, an additional bill-only test ID will be reflexed and charged (IHTOA). | Supplies:Immunostain Technical Only Envelope (T693) Specimen Type:Tissue Container/Tube:Immunostain Technical Only Envelope Preferred:2 Unstained positively charged glass slide (25- x 75- x 1-mm) per test ordered; sections 4-microns thick Acceptable:Formalin-fixed, paraffin-embedded tissue block |  | The p63 protein is a member of the p53 family of tumor-suppressor proteins. The predominant localization of p63 protein is in the basal layer of stratified squamous and transitional epithelia. p63 is negative in malignant tumors of the prostate. Striated muscle staining may be observed with p63. |  | This test does not include pathologist interpretation, only technical performance of the stain. If interpretation is required, order PATHC / Pathology Consultation for a full diagnostic evaluation or second opinion of the case. The positive and negative controls are verified as showing appropriate immunoreactivity. If a control tissue is not included on the slide, a scanned image of the relevant quality control tissue is available upon request; call 855-516-8404. Interpretation of this test should be performed in the context of the patient's clinical history and other diagnostic tests by a qualified pathologist. | Age of a cut paraffin section can affect immunoreactivity. Stability thresholds vary widely among published literature and are antigen dependent. Best practice is for paraffin sections to be cut within 6 weeks. | 1. Livasy CA, Karaca G, Nanda R, et al. Phenotypic evaluation of the basal-like subtype of invasive breast carcinoma. Mod Pathol. 2006;19(2):264-271 2. Ueo T, Kashima K, Daa T, Kondo Y, Sasaki A, Yokoyama S. Immunohistochemical analysis of morules in colonic neoplasma: morules are morphologically and qualitatively different from squamous metaplasia. Pathobiology. 2005;72(5):269-278 3. Varma M, Jasani B. Diagnostic utility of immunohistochemistry in morphologically difficult prostate cancer: review of current literature. Histopathology. 2005;47(1):1-16 4. Weinstein MH, Signoretti S, Loda M. Diagnostic utility of immunohistochemical staining for p63, a sensitive marker of prostatic basal cells. Mod Pathol. 2002;15(12):1302-1308 5.Hu WM, Jin JT, Wu CY, et al. Expression of P63 and its correlation with prognosis in diffuse large B-cell lymphoma: a single center experience. Diagn Pathol. 2019;14(1):128. doi:10.1186/s13000-019-0880-7 6. Magaki S, Hojat SA, Wei B, So A, Yong WH. An introduction to the performance of immunohistochemistry. Methods Mol Biol. 2019;1897:289-298. doi:10.1007/978-1-4939-8935-5_25 | Immunohistochemistry on sections of paraffin-embedded tissue.(Unpublished Mayo method) | 1 to 3 days | Until staining is complete. | This test has been cleared, approved, or is exempt by the US Food and Drug Administration and is used per manufacturer's instructions. Performance characteristics were verified by Mayo Clinic in a manner consistent with CLIA requirements. | 88342-TC, Primary88341-TC, If additional IHC | p63 IHC, Tech Only | Order only;no result | 70842 | p63 IHC, Tech Only | Bill only; no result
SQUI | Pacific Squid, IgE, Serum | Establishing a diagnosis of an allergy to pacific squid Defining the allergen responsible for eliciting signs and symptoms Identifying allergens: -Responsible for allergic response and/or anaphylactic episode -To confirm sensitization prior to beginning immunotherapy -To investigate the specificity of allergic reactions to insect venom allergens, drugs, or chemical allergens | Fluorescence Enzyme Immunoassay (FEIA) | Yes | Pacific Squid, IgE | Serum | Collection Container/Tube: Preferred:Serum gel Acceptable:Red top Submission Container/Tube:Plastic vial Specimen Volume:0.5 mL for every 5 allergens requested Collection Instructions:Centrifuge and aliquot serum into a plastic vial. | For 1 allergen: 0.3 mL For more than 1 allergen: (0.05 mL x number of allergens) + 0.25 mL deadspace | Clinical manifestations of immediate hypersensitivity (allergic) diseases are caused by the release of proinflammatory mediators (histamine, leukotrienes, and prostaglandins) from IgE-sensitized effector cells (mast cells and basophils) when cell-bound IgE antibodies interact with an allergen. In vitro serum testing for IgE antibodies provides an indication of the immune response to allergens that may be associated with allergic disease. The allergens chosen for testing often depend upon the age of the patient, history of allergen exposure, season of the year, and clinical manifestations. In individuals predisposed to develop allergic disease, the sequence of sensitization and clinical manifestations proceed as follows: eczema and respiratory disease (rhinitis and bronchospasm) in infants and children less than 5 years due to food sensitivity (milk, egg, soy, and wheat proteins) followed by respiratory disease (rhinitis and asthma) in older children and adults due to sensitivity to inhalant allergens (dust mite, mold, and pollen inhalants). | Class,IgE kU/L,Interpretation, 0,<0.10,Negative, 0/1,0.10-0.34,Borderline/equivocal, 1,0.35-0.69,Equivocal, 2,0.70-3.49,Positive, 3,3.50-17.4,Positive, 4,17.5-49.9,Strongly positive, 5,50.0-99.9,Strongly positive, 6,> or =100,Strongly positive, | Detection of IgE antibodies in serum (class 1 or greater) indicates an increased likelihood of allergic disease as opposed to other etiologies and defines the allergens that may be responsible for eliciting signs and symptoms. The level of IgE antibodies in serum varies directly with the concentration of IgE antibodies expressed as a class score or kU/L. | Testing for IgE antibodies is not useful in patients previously treated with immunotherapy to determine if residual clinical sensitivity exists or in patients in whom the medical management does not depend upon identification of allergen specificity. Some individuals with clinically insignificant sensitivity to allergens may have measurable levels of IgE antibodies in serum, and test results must be interpreted in the clinical context. False-positive results for IgE antibodies may occur in patients with markedly elevated serum IgE (>2500 kU/L) due to nonspecific binding to allergen solid phases. | Homburger HA, Hamilton RG: Allergic diseases. In: McPherson RA, Pincus MR, eds. Henry's Clinical Diagnosis and Management by Laboratory Methods. 23rd ed. Elsevier; 2017:1057-1070 | Specific IgE from the patient's serum reacts with the allergen of interest, which is covalently coupled to an ImmunoCAP. After washing away nonspecific IgE, enzyme-labeled anti-IgE antibody is added to form a complex. After incubation, unbound anti-IgE is washed away, and the bound complex incubated with a developing agent. After stopping the reaction, the fluorescence of the eluate is measured. Fluorescence is proportional to the amount of specific IgE present in the patient's sample (ie, the higher the fluorescence value, the more IgE antibody is present).(Package insert: ImmunoCAP System Specific IgE FEIA. Phadia; Rev 06/2020) | Same day/1 to 3 days | 14 days | This test has been cleared, approved, or is exempt by the US Food and Drug Administration and is used per manufacturer's instructions. Performance characteristics were verified by Mayo Clinic in a manner consistent with CLIA requirements. | 86003 | Pacific Squid, IgE | 14038-4 | SQUI | Pacific Squid, IgE | 14038-4
PANOX | Pain Clinic Survey 10, Chain of Custody, Random, Urine | Detecting drug use involving amphetamines, barbiturates, benzodiazepines, cocaine, methadone, opiates, phencyclidine, and tetrahydrocannabinol This chain-of-custody test is intended to be used in a setting where the test results can be used to make a definitive diagnosis.Chain of custody is required whenever the results of testing could be used in a court of law. Its purpose is to protect the rights of the individual contributing the specimen by demonstrating that it was always under the control of personnel involved with testing the specimen; this control implies that the opportunity for specimen tampering would be limited. This test isnot intended for usein employment-related testing. | Immunoassay followed by Gas Chromatography Mass Spectrometry (GC-MS) or Liquid Chromatography Tandem Mass Spectrometry (LC-MS/MS) as needed | Yes | Pain Clinic Survey 10, CoC, U | Testing begins with screening tests for alcohol and drugs of abuse. Positives are confirmed and quantitated by definitive methods (gas chromatography mass spectrometry for barbiturates, cocaine and metabolites, methadone, and phencyclidine) at an additional charge. Amphetamines, benzodiazepines, opiates, and tetrahydrocannabinol metabolite that screen positive will be quantified with liquid chromatography tandem mass spectrometry at an additional charge. | Supplies:Chain of Custody Kit (T282) Container/Tube:Chain-of-Custody Kit containing the specimen containers, seals, and documentation is required. Specimen Volume:30 mL Collection Instructions:Collect a random specimen without preservative in the container provided, seal, and submit with the associated documentation to satisfy the legal requirements for chain-of-custody testing. Additional Information:Submitting less than 30 mL will compromise the ability to perform all necessary testing. | 20 mL | This assay was designed to test for and confirm by gas chromatography mass spectrometry (GC-MS) the following: -Barbiturates -Cocaine -Methadone -Phencyclidine This assay was designed to test for and confirm by liquid chromatography tandem mass spectrometry (LC-MS/MS) the following: -Opiates -Benzodiazepines -Carboxy-tetrahydrocannabinol -Amphetamines This test uses the simple screening technique which involves immunoassay testing for drugs by class. Oxycodone is not detected well with the opiate screening assay; therefore, confirmation testing is included to detect this drug. All positive screening results are confirmed by either GC-MS or LC-MS/MS and quantitated before a positive result is reported. Chain of custody is a record of the disposition of a specimen to document the individuals who collected, handled, and performed the analysis. When a specimen is submitted in this manner, analysis will be performed in such a way that it will withstand regular court scrutiny. | Negative Screening cutoff concentrations Amphetamines: 500 ng/mL Barbiturates: 200 ng/mL Benzodiazepines: 100 ng/mL Cocaine (benzoylecgonine-cocaine metabolite): 150 ng/mL Methadone metabolite: 300 ng/mL Opiates: 300 ng/mL Phencyclidine: 25 ng/mL Tetrahydrocannabinol carboxylic acid: 50 ng/mL This report is intended for use in clinical monitoring or management of patients. It is not intended for use in employment-related testing. | A positive result derived by this testing indicates that the patient has used one of the drugs detected by these techniques in the recent past. For information about drug testing, including estimated detection times, seeDrug Class Testingon MayoClinicLabs.com. | The testdoes not screenfor drug classes other than those listed previously. More comprehensive screening is available using the serum or urine drug screens(DSSX / Drug Screen, Prescription/Over the Counter, Chain of Custody, Serum or PDSUX / Drug Screen, Prescription/Over the Counter, Chain of Custody, Urine). | 1. Physician's Desk Reference (PDR). 60th ed. Medical Economics Company; 2006 2. Bruntman LL. Goodman and Gilman's The Pharmacological Basis of Therapeutics. 11th ed. McGraw-Hill Book Company; 2006 3. Langman LJ, Bechtel LK, Holstege CP. Clinical toxicology. In: Rifai N, Chiu RWK, Young I, Burnham CAD, Wittwer CT, eds. Tietz Textbook of Laboratory Medicine. 7th ed. Elsevier; 2023:chap 43 | Adulterant: All results are measured using spectrophotometry at wavelengths specified by the reagent manufacturer. The use of a refractometer may also be used in the specific gravity measurement.(Package inserts: Specimen Validity Test Creatinine. Roche Diagnostics; V3.0, 08/2015; Specimen Validity Test Nitrite. Roche Diagnostics; V3.0, 08/2018, Specimen Validity Test Oxidant. Roche Diagnostics; V 3.0, 08/2018; Specimen Validity Test pH Roche Diagnostics; V3.0, 02/2019, Specimen Validity Test Specific Gravity. Roche Diagnostics; V4.0, 08/2022) The amphetamines, barbiturates, benzodiazepines, cocaine, methadone metabolite, opiates, phencyclidine, and tetrahydrocannabinol metabolite assays are based on the kinetic interaction of microparticles in a solution as measured by changes in light transmission. In the absence of sample drug, soluble drug conjugates bind to antibody-bound microparticles causing the formation of particle aggregates. As the aggregation reaction proceeds in the absence of sample drug, the absorbance increases. When a urine sample contains the drug in question, this drug competes with the drug derivative conjugate for microparticle-bound antibody. Antibody bound to sample drug is no longer available to promote particle aggregation, and subsequent particle lattice formation is inhibited. The presence of sample drug diminishes the increasing absorbance in proportion to the concentration of drug in the sample. Sample drug content is determined relative to the value obtained for a known cutoff concentration of drug.(Package inserts: AMPS2. Roche Diagnostics; V 10.0, 09/2018; BARB. Roche Diagnostics; V 13.0, 09/2021; THC2. Roche Diagnostics; V 13.0, 03/2022; BNZ2. Roche Diagnostics; V 2.0, 04/2024; COC2. Roche Diagnostics; V 9.0, 03/2019; OPI2. Roche Diagnostics; V 16.0, 01/2022; PCP. Roche Diagnostics; V 13.0, 09/2021; EDDP Specific Urine Enzyme Immunoassay, Immunalysis Corp; 09/2018) | 2 to 3 days | 2 weeks | This test has been modified from the manufacturer's instructions. Its performance characteristics were determined by Mayo Clinic in a manner consistent with CLIA requirements. This test has not been cleared or approved by the US Food and Drug Administration. | 80307 | Pain Clinic Survey 10, CoC, U | 69739-1 | 36027 | Chain of Custody | 77202-0
PN10X | Pain Clinic Survey 10, Chain of Custody, Random, Urine | Detecting drug use involving amphetamines, barbiturates, benzodiazepines, cocaine, methadone, opiates, phencyclidine, and carboxy-tetrahydrocannabinol This chain-of-custody test is intended to be used in a setting where the test results can be used to make a definitive diagnosis. Chain of custody is required whenever the results of testing could be used in a court of law. Its purpose is to protect the rights of the individual contributing the specimen by demonstrating that it was always under the control of personnel involved with testing the specimen; this control implies that the opportunity for specimen tampering would be limited. This test isnot intended for usein employment-related testing. | Only orderable as part of a profile. For more information see PANOX / Pain Clinic Survey 10, Chain of Custody, Urine. Immunoassay | Yes | Pain Clinic Survey 10, CoC | Testing begins with screening tests for alcohol and drugs of abuse. Positives are confirmed and quantitated by definitive methods (gas chromatography mass spectrometry for barbiturates, cocaine and metabolites, methadone, and phencyclidine) at an additional charge. Amphetamines, benzodiazepines, opiates, and tetrahydrocannabinol metabolite that screen positive will be quantified with liquid chromatography tandem mass spectrometry at an additional charge. | Only orderable as part of a profile. For more information see PANOX / Pain Clinic Survey 10, Chain of Custody, Urine. Supplies:Chain of Custody Kit (T282) Container/Tube:Chain-of-Custody Kit containing the specimen containers, seals, and documentation is required. Specimen Volume:30 mL Collection Instructions:Collect a random specimen without preservative in the container provided, seal, and submit with the associated documentation to satisfy the legal requirements for chain-of-custody testing. Additional Information:Submitting less than 30 mL will compromise the ability to perform all necessary testing. |  | This assay was designed to test for and confirm by gas chromatography mass spectrometry the following: -Barbiturates -Cocaine -Methadone -Phencyclidine This assay was designed to test for and confirm by liquid chromatography tandem mass spectrometry the following -Opiates -Benzodiazepines -Carboxy-tetrahydrocannabinol -Amphetamines Chain of custody is a record of the disposition of a specimen to document the individuals who collected, handled, and performed the analysis. When a specimen is submitted in this manner, analysis will be performed in such a way that it will withstand regular court scrutiny. | Only orderable as part of a profile. For more information see PANOX / Pain Clinic Survey 10, Chain of Custody, Urine. Negative Screening cutoff concentrations: Amphetamines: 500 ng/mL Barbiturates: 200 ng/mL Benzodiazepines: 100 ng/mL Cocaine (benzoylecgonine-cocaine metabolite): 150 ng/mL Methadone metabolite: 300 ng/mL Opiates: 300 ng/mL Phencyclidine: 25 ng/mL Tetrahydrocannabinol carboxylic acid: 50 ng/mL This report is intended for use in clinical monitoring or management of patients. It is not intended for use in employment-related testing. | A positive result derived by this testing indicates that the patient has used one of the drugs detected by these techniques in the recent past. For information about drug testing, including estimated detection times, seeDrug Class Testingon MayoClinicLabs.com. | The testdoes not screenfor drug classes other than those listed above. More comprehensive screening is available using the serum or urine drug screens(DSSX / Drug Screen, Prescription/Over the Counter, Chain of Custody, Serum or PDSUX / Drug Screen, Prescription/Over the Counter, Chain of Custody, Urine). | 1. Physician's Desk Reference (PDR). 60th edition. Medical Economics Company; 2006 2. Bruntman LL. Goodman and Gilman's: The Pharmacological Basis of Therapeutics. 11th ed. McGraw-Hill Book Company; 2006 3. Langman LJ, Bechtel LK, Holstege CP. Clinical toxicology. In: Rifai N, Chiu RWK, Young I, Burnham CAD, Wittwer CT, eds. Tietz Textbook of Laboratory Medicine. 7th ed. Elsevier; 2023:chap 43 | The amphetamines, barbiturates, benzodiazepines, cocaine, methadone metabolite, opiates, phencyclidine, and tetrahydrocannabinol metabolite assays are based on the kinetic interaction of microparticles in a solution as measured by changes in light transmission. In the absence of sample drug, soluble drug conjugates bind to antibody-bound microparticles causing the formation of particle aggregates. As the aggregation reaction proceeds in the absence of sample drug, the absorbance increases. When a urine sample contains the drug in question, this drug competes with the drug derivative conjugate for microparticle-bound antibody. Antibody bound to sample drug is no longer available to promote particle aggregation, and subsequent particle lattice formation is inhibited. The presence of sample drug diminishes the increasing absorbance in proportion to the concentration of drug in the sample. Sample drug content is determined relative to the value obtained for a known cutoff concentration of drug.(Package inserts: AMPS2. Roche Diagnostics; V 10.0, 09/2018; BARB. Roche Diagnostics; V 13.0, 09/2021; THC2. Roche Diagnostics; V 13.0, 03/2022; BNZ2. Roche Diagnostics; V 2.0, 04/2024; COC2. Roche Diagnostics; V 9.0, 03/2019; OPI2. Roche Diagnostics; V 16.0, 01/2022; PCP. Roche Diagnostics; V 13.0, 09/2021; EDDP Specific Urine Enzyme Immunoassay, Immunalysis Corp; 09/2018) | 2 to 3 days | 14 days | This test has been modified from the manufacturer's instructions. Its performance characteristics were determined by Mayo Clinic in a manner consistent with CLIA requirements. This test has not been cleared or approved by the US Food and Drug Administration. | 80307 | Pain Clinic Survey 10, CoC | 69739-1 | 36260 | Methadone metabolite | 41858-2
FPALI | Paliperidone, Serum |  | High Performance Liquid Chromatography/Tandem Mass Spectrometry (LC-MS/MS) | Yes | Paliperidone, Serum | Serum Red | ***Must submit one specimen per order. Specimens cannot be shared between multiple orders.*** Specimen Type:Serum Collection Container/Tube:Red Submission Container/Tube:Plastic vial Specimen Volume:1 mL Collection Instructions:Draw blood in a plain, red-top tube(s). (Serum gel tube is not acceptable.) Spin down and send 1 mL of serum refrigerate in a preservative-free plastic vial. | 0.5 mL |  | None Detected ng/mL Units: ng/mL | Paliperidone is an atypically-structured antipsychotic agent and the main pharmacologically active metabolite of Risperidone (commonly referred to as 9-hydroxyrisperidone). The following mean plasma paliperidone concentrations have been reported: 3 mg single extended release oral dose: 4.9 ng/mL at 24 hours 6 mg single extended release oral dose: 10 ng/mL at 24 hours 12 mg single extended release oral dose: 20 ng/mL at 24 hours 3 mg extended release oral dose for 7 days: 11 ng/mL at 22 hours after last dose 78-156 mg IM once monthly for 6 months: 10-20 ng/mL (median trough concentration) Acute ingestion of 180 and 504 mg extended release paliperidone resulted in serum concentrations of 170 and 883 ng/mL, respectively, approximately 40 hours after ingestion and the reported serum concentration following acute ingestion of 270 mg was 100 ng/mL 16 hours post-ingestion. A femoral blood paliperidone concentration of 240 ng/mL was the only finding in an individual who died 2 weeks after a 525 depot IM injection. The blood/plasma ratio of paliperidone is 0.7-0.8. |  |  |  | 8 to 10 days |  | This test was developed and its performance characteristics determined by NMS Labs. It has not been cleared or approved by the U.S. Food and Drug Administration. | 80342 | Paliperidone, Serum | 9383-1 | Z3528 | Paliperidone | 9383-1
FPANP | Pancreastatin, Plasma |  | Direct Radioimmunoassay | Yes | Pancreastatin, Plasma | Z-Tube Plasma | Patient Preparation: 1. Patient should not be on any medications that may influence Insulin levels, if possible, for at least 48 hours prior to collection. 2. Patient should be fasting 10 hours prior to collection. Patient may drink plain water; no other liquid is acceptable. Specimen Type:Plasma Collection Container/Tube:Z tube (MCL T701) Submission Container/Tube: Plastic vial Specimen Volume:3 mL Collection Instructions: 1. Draw 10 mL of blood in special Z-tube, pre-chilled (MCL T701). 2. Separate plasma from cells immediately after draw and freeze immediately after separation. 3. Send 3 mL of plasma frozen in a plastic vial. | 1 mL | Pancreastatin is a 49 amino acid peptide produced by degradation of Chromo-granin A. It inhibits Chromogranin A and Parathyroid Hormone release. Pancreastatin also inhibits release of Somatostatin upon glucose stimulation. It may also control carbohydrate metabolism and hyperglycemia. Although there are no compounds with significant structural homology with Pancreastatin, there are minor similarities to Gastrin and Anti-Diuretic Hormone. Pancreastatin reduces the early phase of Glucose induced Insulin release.Suppression of Insulin release upon Glucose stimulation is a characteristic feature of Type II Diabetes. Pancreastatin could play an important therapeutic role in the treatment of diabetes. Pancreastatin also inhibits release of Somatostatin. It may also control carbohydrate metabolism and hyperglycemia. | 10-135 pg/mL |  |  | 1. Raines D, Chester M, Diebold AE, et al. A prospective evaluation of the effect of chronic proton pump inhibitor use on plasma biomarker levels in humans. Pancreas. 2012;41(4):508-511. 2. O’Dorisio TM, Krutzik SR, Woltering EA, et al. Development of a highly sensitive and specific carboxy-terminal human Pancreastatin assay to monitor neuroendocrine tumor behavior. Pancreas. 201;39(5):611-616. 3. Pier E, Mirelles P, Silvestre RA, et al. Pancreastatin inhibits insulin secretion as induced by glucagon, vasoactive intestinal polypeptide, gastric inhibiting peptide, and 8-cholecystokinin in the perfused rat pancreas. Metabolism. 1989;38:679-82. 4. Tatemoto K, Efendi S, Mutt S, et al. Pancreastatin, a novel pancreatic peptide that inhibits insulin secretion. Nature. 1986;324:476-8. 5. Calhoun K, Toth-Fejel S, Chee J, et al. Serum peptide profiles in patients with carcinoid tumors. Am J Surg. 2003;186(1):28-31. 6. Syverson U, Jacobsen MN, O’Connor DT, et al. Immunoassays for measurement of chromogranin A and pancreastatin-like immunoreactivity in humans: correspondence in patients with neuroendocrine neoplasia. Neuropeptides. 1994;26(3):201-6. 7. Kogner P, Bjellerup P, Svensson T, et al. Pancreastatin immunoreactivity in favourable childhood neuroblastoma and ganglioneuroma. Eur J Cancer 1995;31A(4):557-60. 8. Desai DC, O’Dorisio TM, Schirmer WJ, et al. Serum pancreastatin levels predict response to hepatic artery chemoembolization and somatostatin analog therapy in metastatic neuroendocrine tumors. Regul Pept. 2001;96(3):113-17. |  | 9 to 11 days |  | This radioimmunoassay was developed and its performance characteristics determined by Inter Science Institute. It has not been cleared or approved by the FDA and such approval or clearance is not required at this time. Values obtained with different methods, different laboratories or with kits cannot be used interchangeably with the results on this report. The results cannot be interpreted as absolute evidence of the presence or absence of malignant disease. | 83519 | Pancreastatin, Plasma | 49013-6 | FPANP | Pancreastatin, Plasma | 49013-6
FPAN2 | Pancreastatin, Plasma |  | Direct Radioimmunoassay | Yes | Pancreastatin, Plasma | Z-Tube Plasma | Patient Preparation: 1. Patient should not be on any medications that may influence Insulin levels, if possible, for at least 48 hours prior to collection. 2. Patient should be fasting 10 hours prior to collection. Patient may drink plain water; no other liquid is acceptable. Specimen Type: Plasma Collection Container/Tube: Z tube (MCL T701) Submission Container/Tube: Plastic vial Specimen Volume: 3 mL Collection Instructions: 1. Draw 10 mL of blood in special Z-tube, pre-chilled (MCL T701). 2. Separate plasma from cells immediately after draw and freeze immediately after separation. 3. Send 3 mL of plasma frozen in a plastic vial. | 1 mL | Pancreastatin is a 49 amino acid peptide produced by degradation of Chromo-granin A. It inhibits Chromogranin A and Parathyroid Hormone release. Pancreastatin also inhibits release of Somatostatin upon glucose stimulation. It may also control carbohydrate metabolism and hyperglycemia. Although there are no compounds with significant structural homology with Pancreastatin, there are minor similarities to Gastrin and Anti-Diuretic Hormone. Pancreastatin reduces the early phase of Glucose induced Insulin release.Suppression of Insulin release upon Glucose stimulation is a characteristic feature of Type II Diabetes. Pancreastatin could play an important therapeutic role in the treatment of diabetes. Pancreastatin also inhibits release of Somatostatin. It may also control carbohydrate metabolism and hyperglycemia. | 10-135 pg/mL |  |  | 1. Raines D, Chester M, Diebold AE, et al. A prospective evaluation of the effect of chronic proton pump inhibitor use on plasma biomarker levels in humans. Pancreas. 2012;41(4):508-511 2. O'Dorisio TM, Krutzik SR, Woltering EA, et al. Development of a highly sensitive and specific carboxy-terminal human Pancreastatin assay to monitor neuroendocrine tumor behavior. Pancreas. 201;39(5):611-616 3. Piero E, Mirelles P, Silvestre RA, et al. Pancreastatin inhibits insulin secretion as induced by glucagon, vasoactive intestinal polypeptide, gastric inhibiting peptide, and 8-cholecystokinin in the perfused rat pancreas. Metabolism. 1989;38(7):679-682 4. Tatemoto K, Efendic S, Mutt S, et al. Pancreastatin, a novel pancreatic peptide that inhibits insulin secretion. Nature. 1986;324(6096):476-478 5. Calhoun K, Toth-Fejel S, Chee J, et al. Serum peptide profiles in patients with carcinoid tumors. Am J Surg. 2003;186(1):28-31 6. Syverson U, Jacobsen MB, O'Connor DT, et al. Immunoassays for measurement of chromogranin A and pancreastatin-like immunoreactivity in humans: correspondence in patients with neuroendocrine neoplasia. Neuropeptides. 1994;26(3):201-206 7. Kogner P, Bjellerup P, Svensson T, et al. Pancreastatin immunoreactivity in favourable childhood neuroblastoma and ganglioneuroma. Eur J Cancer. 1995;31A(4):557-560 8. Desai DC, O'Dorisio TM, Schirmer WJ, et al. Serum pancreastatin levels predict response to hepatic artery chemoembolization and somatostatin analog therapy in metastatic neuroendocrine tumors. Regul Pept. 2001;96(3):113-117 |  | 5 to 9 days |  | This test was developed and its characteristics determined by Inter Science Institute. Values obtained with different methods, laboratories, or kits cannot be used interchangeably with the results on this report. The results cannot be interpreted as absolute evidence of the presences or absence of malignant disease. | 83519 | Pancreastatin, Plasma | Not Provided | FPAN2 | Pancreastatin, Plasma | 49013-6
ELASF | Pancreatic Elastase, Feces | Diagnosis of exocrine pancreatic insufficiency in case of unexplained diarrhea, constipation, steatorrhea, flatulence, weight loss, upper abdominal pain, and food intolerances Monitoring of exocrine pancreatic function in cystic fibrosis, diabetes mellitus, or chronic pancreatitis | Enzyme-Linked Immunosorbent Assay (ELISA) | Yes | Pancreatic Elastase, F | Fecal | Supplies:Stool container, Small (Random), 4 oz (T288) Container/Tube:Stool container Specimen Volume:5 g Collection Instructions: 1. Collect afresh random fecal specimen, no preservatives. 2. If specimen is sent refrigerate, send immediately after collection. 3. If specimen cannot be sent immediately, freeze specimen and send frozen. Additional Information: 1.Separate specimens must be submitted when multiple tests are ordered, with the exception of CALPR / Calprotectin, Feces. If only a single specimen is collected, it must be split prior to transport. 2. Testing cannot be added on to a previously collected specimen. | 1 g | Pancreatic elastase (PE) is a proteolytic enzyme produced in the pancreatic acinar cells. It is released as a zymogen, which is then converted to an active enzyme in the duodenum by trypsin. PE has an important role in digestion and proteolytically degrades proteins preferentially at alanine residues. Exocrine pancreatic insufficiency (EPI) is described as a reduction in pancreatic enzyme activity below the normal digestive threshold level.(1) Clinical symptoms of EPI include steatorrhea, bloating, abdominal discomfort, and weight loss.(2) EPI is most commonly caused by chronic pancreatitis but can also be associated with pancreatic cancer, pancreatic surgery, necrotizing acute pancreatitis, cystic fibrosis, inflammatory bowel disease (both Crohn disease and ulcerative colitis), diabetes (types I and II), gastric surgery, short bowel syndrome, and Zollinger-Ellison syndrome.(2,3) If left untreated, patients with EPI can experience weight loss and significant nutrient deficiencies. Treatment for EPI centers on administration of pancreatic enzyme replacement therapy. Stool testing is a critical component for the diagnosis of EPI. The 72-hour fecal fat test is useful for evaluating for the presence of steatorrhea.(4) However, this testing is cumbersome for the patient and not easily tolerated due to the requirement of consuming 100 g fat/day. An alternate to the 72-hour fecal fat test is the measurement of PE in stool. The amount of PE in stool is representative of pancreatic enzyme production; patients with EPI may have reduced concentrations of PE in feces. | <100 mcg/g (Severe Pancreatic Insufficiency) 100-200 mcg/g (Moderate Pancreatic Insufficiency) >200 mcg/g (Normal) Reference values apply to all ages. | Pancreatic elastase concentrations above 200 mcg/g are normal and are not indicative of exocrine pancreatic insufficiency. Pancreatic elastase concentrations from 100 to 200 mcg/g are suggestive for moderate exocrine pancreatic insufficiency. Pancreatic elastase concentrations below 100 mcg/g are consistent with exocrine pancreatic insufficiency. | Normal concentrations do not exclude the possibility of exocrine pancreatic insufficiency. Consistency of raw fecal sample may affect analytical performance. | 1. Phillips ME, Hopper AD, Leeds JS, et al: Consensus for the management of pancreatic exocrine insufficiency: UK practical guidelines. 2021 Jun;8(1):e000643 2. Capurso G, Traini M, Piciucchi M, Signoretti M, Arcidiacono PG: Exocrine pancreatic insufficiency: prevalence, diagnosis, and management. Clin Exp Gastroenterol. 2019 Mar 21;12:129-139 3. Leeds JS, Oppong K, Sanders DS: The role of fecal elastase-1 in detecting exocrine pancreatic disease. Nat Rev Gastroenterol Hepatol. 2011 May 31;8(7):405-415 4. Chowdhury SD, Kurien RT, Ramachandran A, et al: Pancreatic exocrine insufficiency: Comparing fecal elastase 1 with 72-h stool for fecal fat estimation. Indian J Gastroenterol. 2016 Nov;35(6):441-444 | The Immundiagnostik Pancreatic Elastase assay is an enzyme-linked immunosorbent assay (ELISA). Calibrators, controls, and diluted patient samples are added to a 96-well plate pre-coated with monoclonal antibodies to pancreatic elastase. If present, pancreatic elastase will bind to the antibodies on the surface of the microtiter wells. After a wash step, a peroxidase-labeled conjugate (mouse anti-pancreatic elastase) is added. After another washing step, substrate tetramethylbenzidine is added, which reacts with the peroxidase. An acidic stop solution is added causing the color to change from blue to yellow. The intensity of the yellow color is directly proportional to the concentration of pancreatic elastase. A dose response curve of absorbance unit (optical density at 450 nm) vs. concentration is generated using the values obtained from the standards. Pancreatic elastase present in the patient samples is determined directly from this curve.(Package insert: IDK Pancreatic Elastase ELISA kit. Immundiagnostik AG; 2022) | 3 to 5 days | Extracted feces: 7 days | This test has been cleared, approved, or is exempt by the US Food and Drug Administration and is used per manufacturer's instructions. Performance characteristics were verified by Mayo Clinic in a manner consistent with CLIA requirements. | 82653 | Pancreatic Elastase, F | 25907-7 | ELASF | Pancreatic Elastase, F | 25907-7
HPP | Pancreatic Polypeptide, Plasma | Detecting pancreatic endocrine tumors Assessing vagal nerve function after meal or sham feeding | Radioimmunoassay (RIA) | Yes | Pancreatic Polypeptide, P | Plasma EDTA | Patient Preparation:Fasting (8 hours) Collection Container/Tube:Lavender top (EDTA) Submission Container/Tube:Plastic vial Specimen Volume:3 mL Collection Instructions: 1.Placespecimen on wet ice and keep cold at all times following collection. 2. Centrifuge (refrigerated centrifuge is not required) and aliquot plasma into plastic vial. Freeze immediately. | 0.35 mL | Pancreatic polypeptide (PP) is secreted by the pancreas in response to hypoglycemia, ingestion of food, or "sham" feeding (food is chewed, but not swallowed) secondary to vagal nerve stimulation. Secretion is blocked by vagotomy or atropine. The exact physiologic role of PP is undetermined, although the hormone is thought to be involved in exocrine pancreatic secretion and gallbladder emptying. Markedly elevated levels are often associated with endocrine tumors of the pancreas (eg, insulinoma, glucagonoma, pancreatic polypeptide-secreting tumor of the pancreas). Patients with diabetes may also have elevated PP levels. A lack of response to sham feeding may indicate vagal nerve damage (eg, surgery-related nerve damage, autonomic nerve disorders). Extensive pancreatic destruction (eg, chronic pancreatitis, pancreatic cancer) may also result in low basal PP levels and a lack of response to sham feeding. | 0-19 years: Not established 20-29 years: <228 pg/mL 30-39 years: <249 pg/mL 40-49 years: <270 pg/mL 50-59 years: <291 pg/mL 60-69 years: <312 pg/mL 70-79 years: <332 pg/mL > or =80 years: Not established | High levels of pancreatic polypeptide may be seen in pancreatic endocrine tumors, diabetes, and a nonfasting state. Markedly elevated levels may be seen in some pancreatic exocrine tumors. A normal response to a sham feeding consists of a rapid pancreatic polypeptide rise over baseline followed by a return to baseline. With vagal damage, no increase over baseline is seen. | Pancreatic polypeptide (PP) normal values increase with age (approximately 20 pg/mL per decade). Nonfasting state results in falsely elevated values. The sham feeding test is invalid if food is swallowed. Ingestion of food typically results in a significant and prolonged PP increase overbaseline (typically >200 pg/mL). This test should not be requested in patients who have recently received radioisotopes, therapeutically or diagnostically, because of potential assay interference. A recommended time period before collection cannot be made because it will depend on the isotope administered, the dose given, and the clearance rate in the individual patient. Specimens will be screened for radioactivity prior to analysis. Radioactive specimens received in the laboratory will be held and assayed after the radioactivity has sufficiently decayed. This will result in a test delay. | 1. Panzuto F, Severi C, Cannizzaro R, et al: Utility of combined use of plasma levels of chromogranin A and pancreatic polypeptide in the diagnosis of gastrointestinal and pancreatic endocrine tumors. J Endocrinol Invest. 2004 Jan;27(1):6-11 2. Brimnes Damholt M, Rasmussen BK, Hilsted L, et al: Basal serum pancreatic polypeptide is dependent on age and gender in an adult population. Scand J Clin Lab Invest. 1997 Dec;57(8):695-702 3. Escobar H, Jushnir M, Ray J, et al: Measurement of pancreatic polypeptide and its peptide variant in human serum and plasma by immunocapture-liquid-chromatography-tandem mass spectrometry. Reference intervals and practical assay considerations. Biochem Physiol. 2014 Aug;3:140. doi: 10.4172/2168-9652.1000140 4. Balaji N, Crookes P, Banki F, et al: A Safe and Noninvasive Test for Vagal Integrity Revisited. Arch Surg. 2002 Aug;137(8):954-959 | A radioimmunoassay technique is used. The assay system utilizes rabbit-antihuman pancreatic polypeptide (PP) antiserum, a standard or patient plasma specimen, and radiolabeled human PP that has been iodinated by a modified Hunter-Greenwood technique.(Unpublished Mayo method) | 4 to 8 days | 2 weeks | This test was developed and its performance characteristics determined by Mayo Clinic in a manner consistent with CLIA requirements. It has not been cleared or approved by the US Food and Drug Administration. | 83519 | Pancreatic Polypeptide, P | 2721-9 | 8014 | Pancreatic Polypeptide, P | 2721-9
PAPY | Papaya, IgE, Serum | Establishing the diagnosis of an allergy to papaya Defining the allergen responsible for eliciting signs and symptoms Identifying allergens: -Responsible for allergic response and/or anaphylactic episode -To confirm sensitization prior to beginning immunotherapy -To investigate the specificity of allergic reactions to insect venom allergens, drugs, or chemical allergens Testing for IgE antibodies isnot usefulin patients previously treated with immunotherapy to determine if residual clinical sensitivity exists, or in patients in whom the medical management does not depend upon identification of allergen specificity. | Fluorescence Enzyme Immunoassay (FEIA) | Yes | Papaya, IgE | Serum | Collection Container/Tube: Preferred:Serum gel Acceptable:Red top Submission Container/Tube:Plastic vial Specimen Volume:0.5 mL for every 5 allergens requested Collection Instructions:Centrifuge and aliquot serum into a plastic vial. | For 1 allergen: 0.3 mL More than 1 allergen: (0.05 mL x number of allergens) + 0.25 mL dead space | Clinical manifestations of immediate hypersensitivity (allergic) diseases are caused by the release of proinflammatory mediators (histamine, leukotrienes, and prostaglandins) from IgE-sensitized effector cells (mast cells and basophils) when cell-bound IgE antibodies interact with an allergen. In vitro serum testing for IgE antibodies provides an indication of the immune response to allergens that may be associated with allergic disease. The allergens chosen for testing often depend upon the age of the patient, history of allergen exposure, season of the year, and clinical manifestations. In individuals predisposed to develop allergic disease, the sequence of sensitization and clinical manifestations proceed as follows: eczema and respiratory disease (rhinitis and bronchospasm) in infants and children less than 5 years due to food sensitivity (milk, egg, soy, and wheat proteins) followed by respiratory disease (rhinitis and asthma) in older children and adults due to sensitivity to inhalant allergens (dust mite, mold, and pollen inhalants). | Class,IgE kU/L,Interpretation, 0,<0.10,Negative, 0/1,0.10-0.34,Borderline/equivocal, 1,0.35-0.69,Equivocal, 2,0.70-3.49,Positive, 3,3.50-17.4,Positive, 4,17.5-49.9,Strongly positive, 5,50.0-99.9,Strongly positive, 6,> or =100,Strongly positive, | Detection of IgE antibodies in serum (class 1 or greater) indicates an increased likelihood of allergic disease as opposed to other etiologies and defines the allergens that may be responsible for eliciting signs and symptoms. The level of IgE antibodies in serum varies directly with the concentration of IgE antibodies expressed as a class score or kU/L. | Testing for IgE antibodies is not useful in patients previously treated with immunotherapy to determine if residual clinical sensitivity exists or in patients in whom the medical management does not depend upon identification of allergen specificity. Some individuals with clinically insignificant sensitivity to allergens may have measurable levels of IgE antibodies in serum, and test results must be interpreted in the clinical context. False-positive results for IgE antibodies may occur in patients with markedly elevated serum IgE (>2500 kU/L) due to nonspecific binding to allergen solid phases. | Homburger HA, Hamilton RG: Allergic diseases. In: McPherson RA, Pincus MR, eds. Henry's Clinical Diagnosis and Management by Laboratory Methods. 23rd ed. Elsevier; 2017:1057-1070 | Specific IgE from the patient's serum reacts with the allergen of interest, which is covalently coupled to an ImmunoCAP. After washing away nonspecific IgE, enzyme-labeled anti-IgE antibody is added to form a complex. After incubation, unbound anti-IgE is washed away, and the bound complex incubated with a developing agent. After stopping the reaction, the fluorescence of the eluate is measured. Fluorescence is proportional to the amount of specific IgE present in the patient's sample (ie, the higher the fluorescence value, the more IgE antibody is present).(Package insert: ImmunoCAP System Specific IgE FEIA. Phadia; Rev 06/2020) | Same day/1 to 3 days | 14 days | This test was developed and its performance characteristics determined by Mayo Clinic in a manner consistent with CLIA requirements. It has not been cleared or approved by the US Food and Drug Administration. | 86003 | Papaya, IgE | 6850-2 | PAPY | Papaya, IgE | 6850-2
PAPR | Paprika, IgE, Serum | Establishing a diagnosis of an allergy to paprika Defining the allergen responsible for eliciting signs and symptoms Identifying allergens: -Responsible for allergic response and/or anaphylactic episode -To confirm sensitization prior to beginning immunotherapy -To investigate the specificity of allergic reactions to insect venom allergens, drugs, or chemical allergens | Fluorescence Enzyme Immunoassay (FEIA) | Yes | Paprika, IgE | Serum | Collection Container/Tube: Preferred:Serum gel Acceptable:Red top Submission Container/Tube:Plastic vial Specimen Volume:0.5 mL for every 5 allergens requested Collection Instructions:Centrifuge and aliquot serum into a plastic vial. | For 1 allergen: 0.3 mL For more than 1 allergen: (0.05 mL x number of allergens) + 0.25 mL deadspace | Clinical manifestations of immediate hypersensitivity (allergic) diseases are caused by the release of proinflammatory mediators (histamine, leukotrienes, and prostaglandins) from IgE-sensitized effector cells (mast cells and basophils) when cell-bound IgE antibodies interact with an allergen. In vitro serum testing for IgE antibodies provides an indication of the immune response to allergens that may be associated with allergic disease. The allergens chosen for testing often depend upon the age of the patient, history of allergen exposure, season of the year, and clinical manifestations. In individuals predisposed to develop allergic disease, the sequence of sensitization and clinical manifestations proceed as follows: eczema and respiratory disease (rhinitis and bronchospasm) in infants and children less than 5 years due to food sensitivity (milk, egg, soy, and wheat proteins) followed by respiratory disease (rhinitis and asthma) in older children and adults due to sensitivity to inhalant allergens (dust mite, mold, and pollen inhalants). | Class,IgE kU/L,Interpretation, 0,<0.10,Negative, 0/1,0.10-0.34,Borderline/equivocal, 1,0.35-0.69,Equivocal, 2,0.70-3.49,Positive, 3,3.50-17.4,Positive, 4,17.5-49.9,Strongly positive, 5,50.0-99.9,Strongly positive, 6,> or =100,Strongly positive, | Detection of IgE antibodies in serum (class 1 or greater) indicates an increased likelihood of allergic disease as opposed to other etiologies and defines the allergens that may be responsible for eliciting signs and symptoms. The level of IgE antibodies in serum varies directly with the concentration of IgE antibodies expressed as a class score or kU/L. | Testing for IgE antibodies is not useful in patients previously treated with immunotherapy to determine if residual clinical sensitivity exists or in patients in whom the medical management does not depend upon identification of allergen specificity. Some individuals with clinically insignificant sensitivity to allergens may have measurable levels of IgE antibodies in serum, and test results must be interpreted in the clinical context. False-positive results for IgE antibodies may occur in patients with markedly elevated serum IgE (>2500 kU/L) due to nonspecific binding to allergen solid phases. | Homburger HA, Hamilton RG: Allergic diseases. In: McPherson RA, Pincus MR, eds. Henry's Clinical Diagnosis and Management by Laboratory Methods. 23rd ed. Elsevier; 2017:1057-1070 | Specific IgE from the patient's serum reacts with the allergen of interest, which is covalently coupled to an ImmunoCAP. After washing away nonspecific IgE, enzyme-labeled anti-IgE antibody is added to form a complex. After incubation, unbound anti-IgE is washed away, and the bound complex incubated with a developing agent. After stopping the reaction, the fluorescence of the eluate is measured. Fluorescence is proportional to the amount of specific IgE present in the patient's sample (ie, the higher the fluorescence value, the more IgE antibody is present).(Package insert: ImmunoCAP System Specific IgE FEIA. Phadia; Rev 06/2020) | Same day/1 to 3 days | 14 days | This test has been cleared, approved, or is exempt by the US Food and Drug Administration and is used per manufacturer's instructions. Performance characteristics were verified by Mayo Clinic in a manner consistent with CLIA requirements. | 86003 | Paprika, IgE | 7563-0 | PAPR | Paprika, IgE | 7563-0
PFIB | Parafibromin, Immunostain, Technical Component Only |  | Immunohistochemistry (IHC) | Yes | Parafibromin IHC, Tech Only | For the initial technical component only immunohistochemical (IHC) stain performed, the appropriate bill-only test ID will be reflexed and charged (IHTOI). For each additional technical component only IHC stain performed, an additional bill-only test ID will be reflexed and charged (IHTOA). | Supplies:Immunostain Technical Only Envelope (T693) Specimen Type:Tissue Container/Tube:Immunostains Technical Only Envelope (T693) Preferred:2 unstained positively charged glass slide (25- x 75- x 1-mm) per test ordered; sections 4-microns thick. Acceptable:Formalin-fixed, paraffin-embedded tissue block |  | Parafibromin is a protein encoded by theHRPT2oncosuppressor gene, and the expression is reported to be decreased or absent in parathyroid carcinomas. Parafibromin is expressed in the nucleus of benign parathyroids, parathyroid adenomas, and other normal tissues but shows loss of expression in parathyroid carcinomas, making it a good diagnostic tool to identify parathyroid carcinomas and distinguish them from parathyroid adenomas. |  | This test does not include pathologist interpretation, only technical performance of the stain. If interpretation is required, order PATHC / Pathology Consultation for a full diagnostic evaluation or second opinion of the case. The positive and negative controls are verified as showing appropriate immunoreactivity. If a control tissue is not included on the slide, a scanned image of the relevant quality control tissue is available upon request; call 855-516-8404. Interpretation of this test should be performed in the context of the patient's clinical history and other diagnostic tests by a qualified pathologist. | Age of a cut paraffin section can affect immunoreactivity. Stability thresholds vary widely among published literature and are antigen dependent. Best practice is for paraffin sections to be cut within 6 weeks. | 1.Gill A, Clarkson A, Gimm O, et al. Loss of nuclear rxpression of parafibromin distinguishes parathyroid carcinomas and hyperparathyroidism-jaw tumor (HPT-JT) syndrome-related adenomas from sporadic parathyroid adenomas and hyperplasias. Am J Surg Pathol. 2006:30(9):1140-1149 2. Juhlin C, Hoog A.Parafibromin as a diagnostic instrument for parathyroid carcinoma-lone ranger or part of the posse? Int J Endocrinol 2010;2010:324964 3. Kim HK, Oh YL, Kim SH, et al. Parafibromin immunohistochemical staining to differentiate parathyroid carcinoma from parathyroid adenoma. Head and Neck. 2012;34(2):201-206. doi:10.1002/hed.21716 4.Magaki S, Hojat SA, Wei B, So A, Yong WH. An introduction to the performance of immunohistochemistry. Methods Mol Biol. 2019;1897:289-298. doi:10.1007/978-1-4939-8935-5_25 | Immunohistochemistry on sections of paraffin-embedded tissue.(Unpublished Mayo method) | 1 to 3 days | Until staining is complete. | This test has been cleared, approved, or is exempt by the US Food and Drug Administration and is used per manufacturer's instructions. Performance characteristics were verified by Mayo Clinic in a manner consistent with CLIA requirements. | 88342-TC, primary88341-TC, if additional IHC | Parafibromin IHC, Tech Only | Order only;no result | 601951 | Parafibromin IHC, Tech Only | Bill only; no result
PNPAB | Paraneoplastic Pemphigus Antibody, IgG, Serum | Diagnosis ofparaneoplasticpemphigus/paraneoplastic autoimmune multiorgan syndromein the setting of erosive or lichenoid mucocutaneous disease | Indirect Immunofluorescence Assay (IFA) | Yes | Paraneoplastic Pemphigus, IgG Ab, S | Serum | Collection Container/Tube: Preferred:Serum gel Acceptable:Red top Submission Container/Tube:Plastic vial Specimen Volume:2 mL Collection Instructions: Centrifuge and aliquot serum into a plastic vial. | 0.5 mL | Paraneoplastic pemphigus (PNP) (also paraneoplastic autoimmune multiorgan syndrome [PAMS] to denote the systemic nature of the syndrome) is an autoimmune mucocutaneous blistering disease affecting adults or, rarely, children that generally heralds the presence of an underlying malignancy. PNP/PAMS can be defined and identified by a combination of the following features: 1. Painful stomatitis and a polymorphous cutaneous eruption with lesions that may be blistering, lichenoid, erythema multiforme-like, or morbilliform 2. Variable histopathologic findings, including acantholysis, lichenoid, or interface change 3. Variable direct immunofluorescence findings from a perilesional biopsy, often demonstrating deposition of IgG and complement in the epidermal intercellular spaces, granular/linear complement deposition along the epidermal basement membrane zone, or a lichenoid tissue reaction 4. Indirect immunofluorescence evidence of cell surface deposition on primate esophagus or rat bladder epithelium 5. Enzyme-linked immunosorbent assay evidence of serum autoantibodies against desmogleins 1 or 3 and, possibly, against bullous pemphigoid 180 and 230 antigens The incidence of the disease is unknown, but it is less common than pemphigus vulgaris or foliaceus. Clinical features of the disease can mimic those seen in a drug reaction, erythema multiforme, Stevens-Johnson syndrome, pemphigus, lichen planus, or toxic epidermal necrolysis. In the majority of cases, PNP/PAMS is associated with non-Hodgkin lymphoma, chronic lymphocytic leukemia, thymoma, or Castleman disease. A serious complication includes bronchiolitis obliterans, which may lead to respiratory failure. | Negative | In the appropriate clinical setting, a positive result can support a diagnosis of paraneoplastic pemphigus/paraneoplastic autoimmune multiorgan syndrome (PNP/PAMS). However, correlation with clinical features, histopathologic findings, results of serum studies (such as indirect immunofluorescence on primate esophagus substrate and enzyme-linked immunosorbent assay for Dsg1/3) is required for a final diagnosis. As the test is not entirely sensitive, a negative test result does not exclude the possibility of PNP/PAMS. | Test results must be interpreted in the patient's individual clinical context. | 1. Anhalt GJ, Kim SC, Stanley JR, et al. Paraneoplastic pemphigus. An autoimmune mucocutaneous disease associated with neoplasia. N Engl J Med. 1990;323(25):1729-1735. doi:10.1056/NEJM199012203232503 2. Anhalt GJ, Aris-Abdo L, Bonitz P, Labib RS. Antigen specificity of paraneoplastic pemphigus: predictive value of diagnostic techniques based on the study of 17 patients and 135 control subjects. J Invest Dermatol. 1992(4);98:580. Abstract 172 3. Liu AY, Valenzuela R, Helm TN, Camisa C, Melton AL, Bergfeld WF. Indirect immunofluorescence on rat bladder transitional epithelium: a test with high specificity for paraneoplastic pemphigus. J Am Acad Dermatol. 1993;28(5 Pt 1):696-699. doi: 10.1016/0190-9622(93)70095-b 4. Camisa C, Helm TN. Paraneoplastic pemphigus is a distinct neoplasia-induced autoimmune disease. Arch Dermatol. 1993;129(7):883-886 5. Montagnon CM, Tolkachjov SN, Murrell DF, et al. Intraepithelial autoimmune blistering dermatoses: Clinical features and diagnosis. J Am Acad Dermatol. 2021;84(6): 1507-1519. doi:10.1016/j.jaad.2020.11.075 6. Montagnon CM, Lehman JS, Murrell DF, et al. Intraepithelial autoimmune bullous dermatoses: disease activity assessment and therapy. J Am Acad Dermatol. 2021;84(6);1523-1537. doi:10.1016/j.jaad.2021.02.073 | Commercially-prepared sections of rat bladder (substrate) are overlaid with patient’s serum; incubated, covered with fluorescein-conjugated IgG antiserum, and interpreted using fluorescent microscopy.(Unpublished Mayo method) | 7 days | 30 days | This test was developed and its performance characteristics determined by Mayo Clinic in a manner consistent with CLIA requirements. It has not been cleared or approved by the US Food and Drug Administration. | 86255 | Paraneoplastic Pemphigus, IgG Ab, S | 93233-5 | 61881 | Paraneoplastic Pemphigus, IgG Ab, S | 93233-5
PVLE | Paraneoplastic Vision Loss Evaluation, Serum | Evaluating patients with rapidly progressive vision loss where a paraneoplastic cause for vision loss (retinopathy or optic neuritis with other findings [eg, retinitis] is suspected) Evaluating patients with small-cell carcinoma who develop vision loss | PVLEI: Medical Interpretation CRMTS, CRMS: Indirect Immunofluorescence Assay (IFA) CRMWS: Western Blot (WB) RCVBS: Immunoblot (IB) | Yes | Paraneoplastic Vision Loss Eval, S | If the indirect immunofluorescence assay (IFA) patterns suggest collapsin response-mediator protein-5 (CRMP-5) antibody, then CRMP-5 IFA titer and CRMP-5 Western blot will be performed at an additional charge. | Patient Preparation: 1. For optimal antibody detection, specimen collection is recommended prior to initiation of immunosuppressant medication. 2. This test should not be requested for patients who have recently received radioisotopes, therapeutically or diagnostically, because of potential assay interference. The specific waiting period before specimen collection will depend on the isotope administered, the dose given, and the clearance rate in the individual patient. Specimens will be screened for radioactivity prior to analysis. Radioactive specimens received in the laboratory will be held 1 week and assayed if sufficiently decayed or canceled if radioactivity remains. Supplies:Sarstedt Aliquot Tube, 5 mL (T914) Collection Container/Tube: Preferred:Red top Acceptable:Serum gel Submission Container/Tube:Plastic vial Specimen Volume:4 mL Collection Instructions:Centrifuge and aliquot serum into a plastic vial. | 2 mL | There are 2 recognized forms of paraneoplastic vision loss: paraneoplastic autoimmune optic neuropathy with retinopathy accompanying collapsin response-mediator protein-5 (CRMP-5)-IgG and cancer associated retinopathy (CAR) accompanying recoverin antibody. Both occur in the setting of occult small-cell carcinoma of the lung or other body region. Patients with CRMP-5-IgG associated optic neuropathy commonly present with painless bilateral visual loss over weeks to months. At onset, there is typically bilateral optic disc edema without evidence of enhancement of the optic nerve on magnetic resonance imaging or elevated opening pressure on lumbar puncture. Visual acuity can range from 20/20 to hand motion. In most cases, patients have coexisting vitritis or retinitis. In addition, patients can have diplopia, usually from cerebellar involvement. The majority of patients with CRMP-5 associated optic neuropathy will have other neurologic deficits from CRMP-5 autoimmunity, such as asymmetric axonal polyradiculoneuropathy. CAR presents with subacute painless progressive bilateral (although asymmetry has been described) progressive vision loss over weeks to months, reflecting both rod and cone retinal dysfunction in most patients. Accordingly, symptoms often include nyctalopia (inability to see in dim light or at night), impaired dark adaptation, photopsia (flashes of light in the field of vision), photosensitivity, dyschromatopsia, and, ultimately, severe visual acuity loss. Patients with CRMP-5-IgG-related ophthalmitis may have improvements with intra-ocular or systemic corticosteroid treatment. Patients with recoverin-related retinopathy are unlikely to have vision improvement with treatment. | COLLAPSIN RESPONSE-MEDIATOR PROTEIN-5-IgGNegative RECOVERIN IMMUNOBLOT Negative COLLAPSIN RESPONSE-MEDIATOR PROTEIN-5 TITER <1:240 COLLAPSIN RESPONSE-MEDIATOR PROTEIN-5 WESTERN BLOT Negative Titers lower than 1:240 are detectable by recombinant CRMP-5 Western blot analysis. CRMP-5 Western blot analysis will be done on request on stored serum (held 4 weeks). This supplemental testing is recommended in cases of chorea, vision loss, cranial neuropathy, and myelopathy. Call 1-800-533-1710 to request CRMP-5 Western blot. Neuron-restricted patterns of IgG staining that do not fulfill criteria for CRMP-5-IgG may be reported as "unclassified antineuronal IgG." Complex patterns that include non-neuronal elements may be reported as "uninterpretable." | Recoverin IgG: Seropositivity is consistent with a diagnosis of paraneoplastic retinopathy. Considerations include small-cell carcinoma, pulmonary, or extrapulmonary. Collapsin response-mediator protein-5 IgG: Seropositivity is consistent with a diagnosis of paraneoplastic retinitis or ophthalmitis. Considerations include small-cell carcinoma, pulmonary, or extrapulmonary. | Negative results do not exclude the diagnosis of paraneoplastic eye disease. | 1. Cross SA, Salomao DR, Parisi JE, et al: Paraneoplastic autoimmune optic neuritis with retinitis defined by CRMP-5-IgG. Ann Neurol. 2003 Jul;54(1):38-50 doi: 10.1002/ana.10587 2. Lopez A, McKeon A, Lachance D, et al: Recoverin antibody: Ophthalmologic and oncologic significance. Neurology. 2016 Apr 5;86(16 Supplement)P6.131 | Indirect Immunofluorescence Assay: The patient's sample is tested by a standardized immunofluorescence assay that uses a composite frozen section of mouse cerebellum, kidney, and gut tissues. After incubation with sample and washing, fluorescein-conjugated goat-antihuman IgG is applied. Neuron-specific autoantibodies are identified by their characteristic fluorescence staining patterns. Samples that are scored positive for any neuronal nuclear or cytoplasmic autoantibody are titrated to an endpoint. Interference by coexisting non-neuron-specific autoantibodies can usually be eliminated by serologic absorption.(Honorat JA, Komorowski L, Josephs KA, et al: IgLON5 antibody: neurological accompaniments and outcomes in 20 patients. Neurol Neuroimmunol Neuroinflamm 2017 Jul 18;4(5):e385. doi: 10.1212/NXI.0000000000000385) Immunoblot: All steps are performed at ambient temperature (18-28 degrees C) utilizing the EUROBlot One instrument. Diluted patient specimen (1:12.5) is added to test strips (strips containing recombinant antigen manufactured and purified using biochemical methods) in individual channels and incubated for 30 minutes. Positive specimens will bind to the purified recombinant antigen and negative specimens will not bind. Strips are washed to remove unbound antibodies and then incubated with anti-human IgG antibodies (alkaline phosphatase-labelled) for 30 minutes. The strips are again washed to remove unbound anti-human IgG antibodies and nitroblue tetrazolium chloride/5-bromo-4-chloro-3-indolylphosphate (NBT/BCIP) substrate is added. Alkaline phosphatase enzyme converts the soluble substrate into a colored insoluble product on the membrane to produces a black band. Strips are digitized via picture capture on the EUROBlot One instrument and evaluated with the EUROLineScan software.(O'ConnorK, Waters P, Komorowski L, et al: GABAA receptor autoimmunity: A multicenter experience. Neurol Neuroimmunol Neuroinflamm. 2019 Apr 4;6[3]:e552. doi: 10.1212/NXI.0000000000000552) Western Blot: Neuronal antigens extracted aqueously from adult rat cerebellum, full-length recombinant human collapsin response-mediator protein-5 (CRMP-5), or full-length recombinant human amphiphysin protein is denatured, reduced, and separated by electrophoresis on 10% polyacrylamide gel. IgG is detected autoradiographically by enhanced chemiluminescence.(Yu Z, Kryzer TJ, Griesmann GE, et al: CRMP-5 neuronal autoantibody: marker of lung cancer and thymoma-related autoimmunity. Ann Neurol. 2001;49[2]:145-154; Dubey D, Jitprapaikulsan J, Bi H, et al: Amphiphysin-IgG autoimmune neuropathy: A recognizable clinicopathologic syndrome. Neurology. 2019 Nov 12;93(20):e1873-e1880. doi: 10.1212/WNL.0000000000008472) | 8 to 10 days | 28 days | This test was developed and its performance characteristics determined by Mayo Clinic in a manner consistent with CLIA requirements. It has not been cleared or approved by the US Food and Drug Administration. | 86255 x184182 x184182 CRMWS (if appropriate)86256 CRMTS (if appropriate) | Paraneoplastic Vision Loss Eval, S | 104992-3 | 618908 | IFA Notes | 48767-8
PAVAL | Paraneoplastic, Autoantibody Evaluation, Serum | Serological evaluation of patients who present with a subacute neurological disorder of undetermined etiology, especially those with known risk factors for cancer Directing a focused search for cancer Investigating neurological symptoms that appear during, or after, cancer therapy and are not explainable by metastasis Differentiating autoimmune neuropathies from neurotoxic effects of chemotherapy Monitoring the immune response of seropositive patients during cancer therapy Detecting early evidence of cancer recurrence in previously seropositive patients | PAINT: Medical Interpretation AGN1S, AGNTS, AMPHS, APHTS, ANN1S, ANN2S, ANN3S, AN2TS, AN3TS, CRMS, CRMTS, PCABP, PC1TS, PCAB2, PC2TS, PCATR, PCTTS, AN1TS: Indirect Immunofluorescence Assay (IFA) CCPQ, VGKC: Radioimmunoassay (RIA) CRMWS: Western Blot (WB) AGNBS, AMIBS, AN1BS, AN2BS, PC1BS, PCTBS: Immunoblot (IB) CS2CS, LG1CS: Cell-Binding Assay (CBA) | Yes | Paraneoplastic Autoantibody Eval, S | If the immunofluorescence assay (IFA) patterns suggest antiglial nuclear antibody-1 (AGNA-1) antibody, then AGNA-1 immunoblot and AGNA-1 IFA titer will be performed at an additional charge. | Patient Preparation:For optimal antibody detection, specimen collection is recommended prior to initiation of immunosuppressant medication or intravenous immunoglobulin treatment. Supplies:SarstedtAliquot Tube, 5 mL (T914) Collection Container/Tube: Preferred:Red top Acceptable:Serum gel Submission Container/Tube:Plastic vial Specimen Volume:4 mL Collection Instructions:Centrifuge and aliquot serum into a plastic vial. | 2 mL | Paraneoplastic autoimmune neurological disorders reflect a patient's humoral and cellular immune responses to cancer. The cancer may be new or recurrent, is usually limited in metastatic volume, and is often occult by standard imaging procedures. Autoantibodies specific for onconeural proteins found in the plasma membrane, cytoplasm, and nucleus of neurons, glia, or muscle are generated in this immune response and serve as serological markers of paraneoplastic autoimmunity. Cancers recognized in this context most commonly are small-cell lung carcinoma, thymoma, ovarian (or related Mullerian) carcinoma, breast carcinoma, and Hodgkin lymphoma. Pertinent childhood neoplasms recognized thus far include neuroblastoma, thymoma, Hodgkin lymphoma, and chondroblastoma. An individual patient's autoantibody profile can predict a specific neoplasm with 90% certainty but not the neurological syndrome. Four classes of autoantibodies are recognized in this evaluation: -Antineuronal nuclear antibodies (ANNA-1, ANNA-2, ANNA-3) -Anti-glial/neuronal nuclear antibodies (AGNA-1; also known as Sox1) -Neuronal and muscle cytoplasmic antibodies (Purkinje cytoplasmic antibody [PCA]-1, PCA-2, PCA-Tr, collapsin response-mediator protein [CRMP]-5, and amphiphysin) -Plasma membrane cation channel, P/Q-type calcium channel, and dendrotoxin-sensitive potassium channels. These autoantibodies are potential effectors of neurological dysfunction. Patients who are seropositive usually present with subacute neurological signs and symptoms, such as encephalopathy, cerebellar ataxia, myelopathy, radiculopathy, plexopathy, or sensory, sensorimotor, or autoimmune neuropathy, with or without a neuromuscular transmission disorder: Lambert-Eaton syndrome, myasthenia gravis, or neuromuscular hyperexcitability. Initial signs may be subtle, but a subacute multifocal and progressive syndrome usually evolves. Sensorimotor neuropathy and cerebellar ataxia are common presentations, but the clinical picture in some patients is dominated by striking gastrointestinal dysmotility, limbic encephalopathy, basal ganglionitis, or cranial neuropathy (especially loss of vision, hearing, smell, or taste). Cancer risk factors include previous or family history of cancer, history of smoking, or social or environmental exposure to carcinogens. Early diagnosis and treatment of the neoplasm favor less neurological morbidity and offer the best hope for survival. | Test ID,Reporting name,Methodology*,Reference value, PAINT,Interpretive Comments,Medical interpretation,Not applicable, AMPHS,Amphiphysin Ab, S,IFA,Negative, AGN1S,Anti-Glial Nuclear Ab, Type 1,IFA,Negative, ANN1S,Anti-Neuronal Nuclear Ab, Type 1,IFA,Negative, ANN2S,Anti-Neuronal Nuclear Ab, Type 2,IFA,Negative, ANN3S,Anti-Neuronal Nuclear Ab, Type 3,IFA,Negative, CRMS,CRMP-5-IgG, S,IFA,Negative, VGKC,Neuronal (V-G) K+ Channel Ab, S,RIA,< or =0.02 nmol/L, CCPQ,P/Q-Type Calcium Channel Ab,RIA,< or =0.02 nmol/L, PCABP,Purkinje Cell Cytoplasmic Ab Type 1,IFA,Negative, PCAB2,Purkinje Cell Cytoplasmic Ab Type 2,IFA,Negative, PCATR,Purkinje Cell Cytoplasmic Ab Type Tr,IFA,Negative, Test ID,Reporting name,Methodology*,Reference value, AGNBS,AGNA-1 Immunoblot, S,IB,Negative, AGNTS,AGNA-1 Titer, S,IFA,<1:240, AMIBS,Amphiphysin Immunoblot, S,IB,Negative, AN1BS,ANNA-1 Immunoblot, S,IB,Negative, AN1TS,ANNA-1 Titer, S,IFA,<1:240, AN2BS,ANNA-2 Immunoblot, S,IB,Negative, AN2TS,ANNA-2 Titer, S,IFA,<1:240, AN3TS,ANNA-3 Titer, S,IFA,<1:240, APHTS,Amphiphysin Ab Titer, S,IFA,<1:240, CRMTS,CRMP-5-IgG Titer, S,IFA,<1:240, CS2CS,CASPR2-IgG CBA, S,CBA,Negative, CRMWS,CRMP-5-IgG Western Blot, S,WB,Negative, LG1CS,LGI1-IgG CBA, S,CBA,Negative, PC1BS,PCA-1 Immunoblot, S,IB,Negative, PC1TS,PCA-1 Titer, S,IFA,<1:240, PC2TS,PCA-2 Titer, S,IFA,<1:240, PCTBS,PCA-Tr Immunoblot, S,IB,Negative, PCTTS,PCA-Tr Titer, S,IFA,<1:240, | Antibodies directed at onconeural proteins shared by neurons, glia, muscle, and certain cancers are valuable serological markers of a patient's immune response to cancer. They are not found in healthy subjects and are usually accompanied by subacute neurological symptoms and signs. Several autoantibodies have a syndromic association, but no autoantibody predicts a specific neurological syndrome. Conversely, a positive autoantibody profile has 80% to 90% predictive value for a specific cancer. It is not uncommon for more than one paraneoplastic autoantibody to be detected, each predictive of the same cancer. | Negative results do not exclude cancer. Intravenous immunoglobulin treatment prior to the serum collection may cause a false-positive result. This evaluation does not include Ma2 autoantibody (also known as MaTa). Ma2 autoantibody has been described in patients with brainstem and limbic encephalitis in the context of testicular germ cell neoplasms. Scrotal ultrasound is advisable in men who present with unexplained subacute encephalitis. N-methyl-D-aspartate receptor antibodies have been reported in women with paraneoplastic encephalitis related to ovarian teratoma. | 1. McKeon A, Pittock SJ: Paraneoplastic encephalomyelopathies: pathology and mechanisms. Acta Neuropathol. 2011 Oct;122(4):381-400 2. Horta ES, Lennon VA, Lachance DH, et al: Neural autoantibody clusters aid diagnosis of cancer. Clin Cancer Res. 2014 Jun;20(14):3862-3869 | Indirect Immunofluorescence Assay: The patient's specimen is tested by a standardized indirect immunofluorescence assay (IFA) that uses a composite frozen section of mouse cerebellum, kidney, and gut tissues. After incubation with specimen and washing, fluorescein-conjugated goat-antihuman IgG is applied. Neuron-specific autoantibodies are identified by their characteristic fluorescence staining patterns. Samples that are scored positive for any neuronal nuclear or cytoplasmic autoantibody are titrated to an endpoint. Interference by coexisting non-neuron-specific autoantibodies can usually be eliminated by serologic absorption.(Honorat JA, Komorowski L, Josephs KA, et al: IgLON5 antibody: neurological accompaniments and outcomes in 20 patients. Neurol Neuroimmunol Neuroinflamm. 2017 Jul 18;4(5):e385. doi: 10.1212/NXI.0000000000000385 Radioimmunoassay: (125)I-labeled recombinant human antigens or labeled receptors are incubated with patient sample. After incubation, anti-human IgG is added to form an immunoprecipitate. The amount of (125)I-labeled antigen in the immunoprecipitate is measured using a gamma-counter. The amount of gamma emission in the precipitate is proportional to the amount of antigen-specific IgG in the sample. Results are reported as units of precipitated antigen (nMol) per L of patient sample.(Vernino S, Kryzer TJ, Lennon AV: Autoimmune autonomic neuropathy and neuromuscular hyperexcitability disorders. In: Rose NR, Hamilton RG, Detrick B, eds. Manual of Clinical and Laboratory Immunology. 6th ed. ASM Press; 2002:1013-1017;Jones AL, Flanagan EP, Pittock SJ, et al. Responses to and outcomes of treatment of autoimmune cerebellar ataxia in adults.JAMA Neurol. 2015;72[11]:1304-1312 doi:10.1001/jamaneurol.2015.2378) Cell-Binding Assay: Patient serum is applied to a composite slide containing transfected and nontransfected HEK-293 cells. After incubation and washing, fluorescein-conjugated goat-antihuman IgG is applied to detect the presence of patient IgG binding.(Package insert: IIFT: Neurology Mosaics, Instructions for the indirect immunofluorescence test. EUROIMMUN; FA_112d-1_A_UK_C13, 02/2019) Immunoblot: All steps are performed at room temperature (18-28 degrees C) utilizing the EUROBlot One instrument. Diluted patient serum (1:101) is added to test strips (strips containing recombinant antigen manufactured and purified using biochemical methods) in individual channels and incubated for 30 minutes. Positive serums will bind to the purified recombinant antigen, and negative serums will not bind. Strips are washed to remove unbound serum antibodies and then incubated with anti-human IgG antibodies (alkaline phosphatase-labelled) and incubated for 30 minutes. The strips are again washed to remove unbound anti-human IgG antibodies, and nitroblue tetrazolium chloride/5-bromo-4-chloro-3-indolyl phosphate substrate is added. Alkaline phosphatase enzyme converts the soluble substrate into a colored insoluble product on the membrane to produce a black band. Strips are digitized via picture capture on the EUROBlot One instrument and evaluated with the EUROLineScan software.(O'ConnorK, Waters P, Komorowski L, et al. GABAA receptor autoimmunity: A multicenter experience. Neurol Neuroimmunol Neuroinflamm. 2019;6[3]:e552. doi:10.1212/NXI.0000000000000552) Western Blot: Neuronal antigens extracted aqueously from adult rat cerebellum, full-length recombinant human collapsin response-mediator protein-5 (CRMP-5), or full-length recombinant human amphiphysin protein is denatured, reduced, and separated by electrophoresis on 10% polyacrylamide gel. IgG is detected autoradiographically by enhanced chemiluminescence. (Yu Z, Kryzer TJ, Griesmann GE, et al: CRMP-5 neuronal autoantibody: marker of lung cancer and thymoma-related autoimmunity. Ann Neurol. 2001 Feb;49[2]:146-154; Dubey D, Jitprapaikulsan J, Bi H, et al: Amphiphysin-IgG autoimmune neuropathy: A recognizable clinicopathologic syndrome. Neurology. 2019;93(20):e1873-e1880. doi:10.1212/WNL.0000000000008472) | 10 to 17 days | 28 days | This test was developed and its performance characteristics determined by Mayo Clinic in a manner consistent with CLIA requirements. It has not been cleared or approved by the US Food and Drug Administration. | 835198659686255 x 984182-AGNBS (if appropriate)86256-AGNTS (if appropriate)84182-AMIBS (if appropriate)86256-APHTS (if appropriate)84182-AN1BS (if appropriate)86256 AN1TS (if appropriate)84182-AN2BS (if appropriate)86256 AN2TS (if appropriate)86256 AN3TS (if appropriate)86256 CRMTS (if appropriate)86255-CS2CS (if appropriate)84182-CRMWS (if appropriate)86255-LG1CS (if appropriate)84182-PC1BS (if appropriate)86256 PC1TS (if appropriate)86256 PC2TS (if appropriate)84182-PCTBS (if appropriate)86256 PCTTS (if appropriate) | Paraneoplastic Autoantibody Eval, S | 43104-9 | 89165 | Neuronal (V-G) K+ Channel Ab, S | 97560-7
PAC1 | Paraneoplastic, Autoantibody Evaluation, Spinal Fluid | Aiding in the diagnosis of paraneoplastic neurological autoimmune disorders related to carcinoma of lung, breast, ovary, thymoma, or Hodgkin lymphoma using spinal fluid specimens | AGN1C, AMPHC, ANN1C, ANN2C, ANN3C, CRMC, PCA1C, PCA2C7, PCTRC, AGNTC, APHTC, AN1TC, AN2TC, AN3TC, CRMTC, PC1TC, PC2TC, PCTTC: Indirect Immunofluorescence Assay (IFA) CRMWC: Western Blot AGNBC, AMIBC, AN1BC, AN2BC, PC1BC, PCTBC: Immunoblot (IB) | Yes | Paraneoplas Autoantibody Eval,CSF | If the indirect immunofluorescence assay (IFA) pattern suggests AGNA-1 antibody, then AGNA-1 immunoblot (IB) and AGNA-1 IFA titer will be performed at an additional charge. | Container/Tube:Sterile vial Preferred:Vial number 2 Acceptable:Any vial Specimen Volume:4 mL | 2 mL | Several antineuronal and glial autoantibodies are recognized clinically as markers of a patient's immune response to specific cancers (paraneoplastic autoantibodies). Seropositive patients present with neurologic signs and symptoms in more than 90% of cases. The cancers are most commonly small-cell lung carcinoma, ovarian (or related mullerian) carcinoma, breast carcinoma, thymoma, or Hodgkin lymphoma. The cancers may be new or recurrent, are usually limited in metastatic volume, and are often occult by standard imaging procedures. Detection of the informative marker autoantibodies allows early diagnosis and treatment of the cancer, which may lessen neurological morbidity and improve survival. Serum is the preferred specimen for paraneoplastic autoantibodies. However, cerebrospinal fluid (CSF) results are sometimes positive when serum results are negative (especially for collapsin response-mediator protein-5-IgG [CRMP-5] and other inflammatory central nervous system autoimmunity). Additionally, CSF is more readily interpretable because it generally lacks the interfering nonorgan-specific antibodies that are common in the serum of patients with cancer. Because neurologists typically perform spinal taps in these patients, the recommendation is to submit CSF specimens with serum specimens, either for simultaneous testing or to be held for testing only if serum is negative. CRMP-5-IgG western blot is also performed by specific request for more sensitive detection of CRMP-5-IgG. Testing should be requested in cases of subacute basal ganglionic disorders (chorea, parkinsonism), cranial neuropathies (especially loss of vision, taste, or smell), and myelopathies. | Test ID,Reporting name,Methodology,Reference value, AMPHC,Amphiphysin Ab, CSF,IFA,Negative, AGN1C,Anti-Glial Nuclear Ab, Type 1,IFA,Negative, ANN1C,Anti-Neuronal Nuclear Ab, Type 1,IFA,Negative, ANN2C,Anti-Neuronal Nuclear Ab, Type 2,IFA,Negative, ANN3C,Anti-Neuronal Nuclear Ab, Type 3,IFA,Negative, CRMC,CRMP-5-IgG, CSF,IFA,Negative, PCTRC,Purkinje Cell Cytoplasmc Ab Type Tr,IFA,Negative, PCA1C,Purkinje Cell Cytoplasmic Ab Type 1,IFA,Negative, PCA2C,Purkinje Cell Cytoplasmic Ab Type 2,IFA,Negative, Test ID,Reporting name,Methodology,Reference value, AGNBC,AGNA-1 Immunoblot, CSF,IB,Negative, AGNTC,AGNA-1 Titer, CSF,IFA,<1:2, AMIBC,Amphiphysin Immunoblot, CSF,IB,Negative, AN1BC,ANNA-1 Immunoblot, CSF,IB,Negative, AN1TC,ANNA-1 Titer, CSF,IFA,<1:2, AN2BC,ANNA-2 Immunoblot, CSF,IB,Negative, AN2TC,ANNA-2 Titer, CSF,IFA,<1:2, AN3TC,ANNA-3 Titer, CSF,IFA,<1:2, APHTC,Amphiphysin Ab Titer, CSF,IFA,<1:2, CRMTC,CRMP-5-IgG Titer, CSF,IFA,<1:2, CRMWC,CRMP-5-IgG Western Blot, CSF,WB,Negative, PC1BC,PCA-1 Immunoblot, CSF,IB,Negative, PC1TC,PCA-1 Titer, CSF,IFA,<1:2, PC2TC,PCA-2 Titer, CSF,IFA,<1:2, PCTBC,PCA-Tr Immunoblot, CSF,IB,Negative, PCTTC,PCA-Tr Titer, CSF,IFA,<1:2, | Antibodies directed at onconeural proteins shared by neurons, glia, muscle, and certain cancers are valuable serological markers of a patient's immune response to cancer. They are not found in healthy subjects and are usually accompanied by subacute neurological signs and symptoms. Several autoantibodies have a syndromic association, but no autoantibody predicts a specific neurological syndrome. Conversely, a positive autoantibody profile has 80% to 90% predictive value for a specific cancer. It is not uncommon for more than one paraneoplastic autoantibody to be detected, each predictive of the same cancer. | No significant cautionary statements | 1. Lucchinetti CF, Kimmel DW, Lennon VA: Paraneoplastic and oncological profiles of patients seropositive for type 1 anti-neuronal nuclear antibody. Neurology. 1998 Mar;50(3):652-657 2. Graus F, Vincent A, Pozo-Rosich P, et al: Anti-glial nuclear antibody: marker of lung cancer-related paraneoplastic neurological syndromes. J Neuroimmunol. 2005 Aug;165(1-2):166-171 3. Pittock SJ, Lucchinetti CF, Lennon VA: Anti-neuronal nuclear autoantibody type 2: paraneoplastic accompaniments. Ann Neurol. 2003 May;53(5):580-587 4. Chan KH, Vernino S, Lennon VA: ANNA-3 anti-neuronal nuclear antibody: marker of lung cancer-related autoimmunity. Ann Neurol. 2001 Sep;50(3):301-311 5. Hetzel DJ, Stanhope CR, O'Neill BP, Lennon VA: Gynecologic cancer in patients with subacute cerebellar degeneration predicted by anti-Purkinje cell antibodies and limited in metastatic volume. Mayo Clin Proc. 1990 Dec;65(12):1558-1563 6. Pittock SJ, Lucchinetti CF, Parisi JE, et al: Amphiphysin autoimmunity: paraneoplastic accompaniments. Ann Neurol. 2005 Jul;58(1):96-107 7. McKeon A, Pittock SJ: Paraneoplastic encephalomyelopathies: pathology and mechanisms. Acta Neuropathol. 2011 Oct;122(4):381-400 8. Horta ES, Lennon VA, Lachance DH, et al: Neural autoantibody clusters aid diagnosis of cancer. Clin Cancer Res. 2014 Jul 15;20(14):3862-3869 | Indirect Immunofluorescence Assay (IFA): The patient's sample is tested by a standardized immunofluorescence assay (IFA) that uses a composite frozen section of mouse cerebellum, kidney, and gut tissues. After incubation with sample and washing, fluorescein-conjugated goat-antihuman IgG is applied. Neuron-specific autoantibodies are identified by their characteristic fluorescence staining patterns. Samples that are scored positive for any neuronal nuclear or cytoplasmic autoantibody are titrated to an endpoint. Interference by coexisting non-neuron-specific autoantibodies can usually be eliminated by serologic absorption.(Honorat JA, Komorowski L, Josephs KA, et al: IgLON5 antibody: neurological accompaniments and outcomes in 20 patients. Neurol Neuroimmunol Neuroinflamm. 2017 Jul 18;4(5):e385. doi: 10.1212/NXI.0000000000000385689) Western Blot: Neuronal antigens extracted aqueously from adult rat cerebellum, full-length recombinant human collapsin response-mediator protein-5 (CRMP-5), or full-length recombinant human amphiphysin protein is denatured, reduced, and separated by electrophoresis on 10% polyacrylamide gel. IgG is detected autoradiographically by enhanced chemiluminescence.(Yu Z, Kryzer TJ, Griesmann GE, et al: CRMP-5 neuronal autoantibody: marker of lung cancer and thymoma-related autoimmunity. Ann Neurol. 2001 Feb;49[2]:146-154; Dubey D, Jitprapaikulsan J, Bi H, et al: Amphiphysin-IgG autoimmune neuropathy: A recognizable clinicopathologic syndrome. Neurology. 2019 Nov 12;93(20):e1873-e1880 Immunoblot (IB): All steps are performed at ambient temperature (18-28 degrees C) utilizing the EUROBlot One instrument. Diluted patient serum (1:12.5) is added to test strips (strips containing recombinant antigen manufactured and purified using biochemical methods) in individual channels and incubated for 30 minutes. Positive specimens will bind to the purified recombinant antigen and negative specimens will not bind. Strips are washed to remove unbound antibodies and then incubated with anti-human IgG antibodies (alkaline phosphatase-labelled) for 30 minutes. The strips are again washed to remove unbound anti-human IgG antibodies and nitroblue tetrazolium chloride/5-bromo-4-chloro-3-indolylphosphate (NBT/BCIP) substrate is added. Alkaline phosphatase enzyme converts the soluble substrate into a colored insoluble product on the membrane to produces a black band. Strips are digitized via picture capture on the EUROBlot One instrument and evaluated with the EUROLineScan software.(O'ConnorK, Waters P, Komorowski L, et al: GABAA receptor autoimmunity: A multicenter experience. Neurol Neuroimmunol Neuroinflamm. 2019 Apr 4;6[3]:e552. doi: 10.1212/NXI.0000000000000552) | 10 to 17 days | 28 days | This test was developed and its performance characteristics determined by Mayo Clinic in a manner consistent with CLIA requirements. It has not been cleared or approved by the US Food and Drug Administration. | 86255 x 984182-AGNBC (if appropriate)86256-AGNTC (if appropriate)84182-AMIBC (if appropriate)84182-AN1BC (if appropriate)86256-AN1TC (if appropriate)84182-AN2BC (if appropriate)86256-AN2TC (if appropriate)86256-AN3TC (if appropriate)86256-APHTC (if appropriate)86256-CRMTC (if appropriate)84182-CRMWC (if appropriate)84182-PC1BC (if appropriate)86256-PC1TC (if appropriate)86256-PC2TC (if appropriate)84182-PCTBC (if appropriate)86256-PCTTC (if appropriate) | Paraneoplas Autoantibody Eval,CSF | 94818-2 | 619519 | IFA Notes | 48767-8
PARID | Parasite Identification, Varies | Gross identification of parasites (eg, worms) and arthropods (eg, ticks, bed bugs, lice, mites) Detecting or eliminating the suspicion of parasitic infection by identifying suspect material passed in stool or found on the body Supporting the diagnosis of delusional parasitosis Identifying ticks, includingIxodesspecies (the vector for Lyme disease) | BUG: Arthropod and Artifact Identification WORMY: Gross and Microscopic Examination | Yes | Parasite Identification | When this test is ordered, 1 of the 2 reflex tests above will be performed and charged based on whether the object is an arthropod or worm. For parasite artifacts and nonhuman parasites, the reflex test performed will be based on whether the object most closely resembles a worm (eg, mucus strands, food material, fibers) or an arthropod (eg, ticks, mites, free-living insects). | Specimen Type:Parasitic worms, insects, or mites Container/Tube:Sterile container (10% formalin or 70% alcohol may be added if appropriate specimen type) Specimen Volume:Entire specimen Collection Instructions: 1.For scabies, submit skin scrapings on glass microscope slide. Cover with a clean slide and use a rubber band to hold the 2 slides together (do not tape). Place the slides in a clean, dry container for transport. If no slides are available at time of collection, the dry skin scraping can be submitted in a sterile container and will be placed on slide at time of examination. Skin scraping must be visible with the naked eye to be of a quantity sufficient for testing. 2. Submit whole worms and worm segments in 70% alcohol or formalin. Worms must be clean of stool to be suitable for examination. 3. Submit arthropods (ticks, lice, nits, bed bugs, etc) in a clean, dry container. Do not wrap in tape, gauze, or tissue that might obscure them during examination. | See Specimen Required. | Infectious diseases are spread and caused by a variety of macroscopic vectors. A wide array of macroscopic parasites (worms and ectoparasites) and parasite mimics or artifacts may be submitted for examination and identification. It is important to promptly and accurately identify these specimens so that the ordering physician can appropriately treat and counsel the patient. | A descriptive report is provided. | A descriptive report is provided identifying the worm or arthropod. Worms and hard ticks are identified to the species level, when possible, while other parasitic arthropods are identified to the genus level. Arthropods that do not cause human disease and parasite mimics resembling worms are reported as nonparasites or free-living insects. | This test identifies a tick's species, age, sex, and level of engorgement. It does not include analysis of ticks for the presence ofBorrelia burgdorferi,the causative agent of Lyme disease. Testing ticks for potential pathogens such asB burgdorferiis not recommended since it does not indicate if the organism has been passed to the host during feeding. Instead, morphologic features of the submitted tick including the gender and degree of engorgement are more useful for predicting the risk ofB burgdorferitransmission. Only female ticks transmitB burgdorferi, and they must be attached for 36 hours or more for transmission to occur. The latter is reflected by the degree of tick engorgement. Ticks that are not engorged with blood pose little risk for Lyme disease. | Mathison BA, Pritt BS. Laboratory Identification of Arthropod Ectoparasites. Clin Microbiol Rev. 2014;27(1):48-67 | The submitted organism or material is examined macroscopically and microscopically, as appropriate for the specimen. Organisms are identified to the species level when possible.(Mathison BA, Pritt BS. Laboratory Identification of Arthropod Ectoparasites. Clin Microbiol Rev. 2014;27[1]:48-67) | 1 to 4 days | 1 week | This test has been cleared, approved, or is exempt by the US Food and Drug Administration and is used per manufacturer's instructions. Performance characteristics were verified by Mayo Clinic in a manner consistent with CLIA requirements. | 87168-Arthropod (if appropriate)87169-Parasite (if appropriate) | Parasite Identification | 20932-0 | PARID | Parasite Identification | 20932-0
PTH | Parathyroid Hormone (PTH) Immunostain, Technical Component Only | Identification of parathyroid glands | Immunohistochemistry (IHC) | Yes | Parathyroid Hormone IHC, Tech Only | For the initial technical component only immunohistochemical (IHC) stain performed, the appropriate bill-only test ID will be reflexed and charged (IHTOI). For each additional technical component only IHC stain performed, an additional bill-only test ID will be reflexed and charged (IHTOA). | Supplies:Immunostain Technical Only Envelope (T693) Specimen Type:Tissue Container/Tube:Immunostain Technical Only Envelope Preferred:2 Unstained positively charged glass slide (25- x 75- x 1-mm) per test ordered; sections 4-microns thick Acceptable:Formalin-fixed, paraffin-embedded tissue block |  | Parathyroid hormone staining is useful in identifying parathyroid glands in cases of hyperparathyroidism. Hyperproduction of parathyroid-like hormone may occur in association with lung tumors; such tumors may have reactivity with parathyroid hormone antibodies. |  | This test does not include pathologist interpretation, only technical performance of the stain. If interpretation is required, order PATHC / Pathology Consultation for a full diagnostic evaluation or second opinion of the case. The positive and negative controls are verified as showing appropriate immunoreactivity. If a control tissue is not included on the slide, a scanned image of the relevant quality control tissue is available upon request; call 855-516-8404. Interpretation of this test should be performed in the context of the patient's clinical history and other diagnostic tests by a qualified pathologist. | Age of a cut paraffin section can affect immunoreactivity. Stability thresholds vary widely among published literature and are antigen dependent. Best practice is for paraffin sections to be cut within 6 weeks. | 1. Matsushita H, Usui M, Hara Y, et al. Co-secretion of parathyroid hormone and parathyroid-hormone-related protein via a regulated pathway in human parathyroid adenoma cells. Am J Pathol. 1997;150(3):661-871 2. Oka T, Yoshioka T, Shrestha GR, et al. Immunohistochemical study of nodular hyperplastic parathyroid glands in patients with secondary hyperparathyroidism. Virchows Arch A Pathol Anat Histopathol. 1988;413(1):53-60 3. Wick MR, Ritter JH, Humphrey PA, Nappi O. Clear cell neoplasms of the endocrine system and thymus. Semin Diagn Pathol. 1997;14(3):183-202 4.Sass MR, Wewer Albrechtsen NJ, Pedersen J, et al. Secretion of parathyroid hormone may be coupled to insulin secretion in humans. Endocr Connect. 2020;9(7):747-754. doi:10.1530/EC-20-0092 5.Magaki S, Hojat SA, Wei B, So A, Yong WH. An introduction to the performance of immunohistochemistry. Methods Mol Biol. 2019;1897:289-298. doi:10.1007/978-1-4939-8935-5_25 | Immunohistochemistry on sections of paraffin-embedded tissue.(Unpublished Mayo method) | 1 to 3 days | Until staining is complete. | This test has been cleared, approved, or is exempt by the US Food and Drug Administration and is used per manufacturer's instructions. Performance characteristics were verified by Mayo Clinic in a manner consistent with CLIA requirements. | 88342-TC, primary88341-TC, if additional IHC | Parathyroid Hormone IHC, Tech Only | Order only;no result | 70856 | Parathyroid Hormone IHC, Tech Only | Bill only; no result
PTHFN | Parathyroid Hormone, Fine-Needle Aspiration Biopsy (FNAB)-Needle Wash | Discriminating thyroid tissue from enlarged parathyroid glands Facilitating parathyroid localization prior to surgery An adjunct to cytology examination of fine-needle aspiration specimens to confirm or excludepresence of parathyroid tissue in the biopsied area. | Electrochemiluminescence Immunoassay | Yes | PTH, FNAB, Needle Wash | Fine Needle Wash | Patient Preparation: For 12 hours before specimen collection do nottake multivitamins or dietary supplements containing biotin (vitamin B7), which is commonly found in hair, skin, and nail supplements and multivitamins. Collection Container/Tube:Plain, plastic, screw-top tube Specimen Volume:1 to 1.5 mL Collection Instructions: 1. Needle wash specimens for analysis should be collected in conjunction with cytology specimens. 2. Have saline available prior to start of procedure. Saline is the only acceptable solution for needle washings. 3. After each fine-needle aspiration biopsy (FNAB) has been collected and the material in the needle has been expelled onto a slide for cytologic analysis, attach the used FNAB needle to an empty syringe. 4. Draw between 0.10 mL and 0.25 mL of saline up through the needle until the saline starts to fill the hub of the needle or end of the syringe. 5. Expel this fluid back through the needle into a separate plastic aliquot tube. This is the needle washing used for analysis. 6. Repeat steps 2 through 4 for each needle pass of the same biopsied site and empty into the same tube, accumulating a total of 0.5 mL to 1.5 mL of fluid to send to the laboratory. (If more than 1 site is biopsied, see Additional Information) 7. Inspect specimen for visible blood or tissue contamination: a. If bloody, centrifuge specimen and transfer supernatant to a new plastic aliquot tube (5-mL standard tube) to send to laboratory. The supernatant, not the cellular material, is used for analysis. b. If specimen is clear, centrifugation is not necessary. 8. Freeze within 2 to 4 hours of collection. Additional Information: 1. If more than 1 site is biopsied, each washing material should be submitted on a separate tube and under a different order number. 2. A minimum of 0.5 mL is required for testing; however, the total collection volume should not exceed 1.5 mL. Sample volumes outside these parameters may be rejected. 3. Do not send saline control. This test has been validated to rule-out saline matrix effect. | 0.5 mL | Parathyroid hormone (PTH) is produced and secreted by the parathyroid glands, which are located along the posterior aspect of the thyroid gland. PTH analysis in rinse material obtained fromfine-needle aspiration (FNA) biopsieshas gained popularity todiscriminate thyroid tissues from enlarged parathyroid glands as well as facilitate parathyroid localization prior to surgery.Various groups have reported on the utility of this technique with specificity of 91% to100% and sensitivity of 82% to 100%. Measuring PTH in the rinse material proves to be very useful in cases of nondiagnostic cytology. Comparing the results of the PTH rinse material with serum PTH is highly recommended. An elevated PTH in the serum could falsely elevate PTH in the washings if the rinse is contaminated with blood. In these cases, only PTH values significantly higher than the serum should be considered as true positive results. Cytologic examination and measurement of PTH can be performed on the same specimen. To measure PTH, the FNA needle is rinsed with a small volume of normal saline solution immediately after a specimen for cytological examination has been expelled from the needle for a smear or CytoTrap preparation. Specimen collection is critical for the performance of the assay, and the needle should be rinsed with a minimal volume. Each FNA needle from a single biopsied area is washed with 0.1 to 0.5 mL of normal saline. The washes from a single area are pooled (final volume 0.5-1.5 mL). PTH levels are measured in the saline wash. | An interpretive report will be provided. | Parathyroid hormone (PTH) values less than 100 pg/mL suggest the biopsied site does not contain PTH-secreting tissue. PTH values greater than or equal to 100 pg/mL are suggestive of the presence PTH-secreting tissue at the site biopsied or along the needle track. This result is dependent on accurate sampling and a total needle wash volume between 0.5 and 1.5 mL. This test should be interpreted in the context of the clinical presentation, imaging, and cytology findings. If the results are discordant with the clinical presentation, a sampling error at the time of the biopsy should be considered. | Specimens should not be collected from patients receiving therapy with high biotin or vitamin B7 doses (ie, >5 mg/day) until at least 12 hours following the last biotin administration. This test cannot distinguish between benign and malignant parathyroid tissue. In some immunoassays, the presence of unusually high concentrations of analyte may result in a high-dose "hook" effect. This may result in a lower, or even normal, measured analyte concentration. If the reported result is inconsistent with the clinical presentation, the laboratory should be alerted for troubleshooting. In rare cases, some individuals can develop antibodies to mouse or other animal antibodies (often referred to as human anti-mouse antibodies [HAMA] or heterophile antibodies), which may cause interference in some immunoassays. Rarely, the presence of antibodies to streptavidin or ruthenium can occur and may also interfere in this assay. Caution should be used in interpretation of results, and the laboratory should be alerted if the result does not correlate with the clinical presentation. Results are dependent on accurate sampling and a maximum needle wash volume of 1.5 mL or less. While the needle washes from several distinct needle passes or aspirations from a single area should be pooled, biopsies from different areas should be submitted as separate specimens. | 1.Bancos I, Grant CS, Nadeem S, et al. Risks and benefits of parathyroid fine-needle aspiration with parathyroid hormone washout. Endocr Pract. 2012;18(4):441-449 2. Ketha H, Lasho MA, Algeciras-Schimnich A. Analytical and clinical validation of parathyroid hormone (PTH) measurement in fine-needle aspiration biopsy (FNAB) washings. Clin Biochem. 2016;49(1-2):16-21 3. Trimboli P, D'Aurizio F, Tozzoli R, Giovanella L. Measurement of thyroglobulin, calcitonin, and PTH in FNA washout fluids. Clin Chem Lab Med. 2017;55(7):914-925 | The saline needle-wash specimen is analyzed with the Elecsys PTH reagent. The Roche cobas assay for determining intact parathyroid hormone (PTH) employs a sandwich test principle in which a biotinylated monoclonal antibody reacts with the N-terminal fragment (1-37) and a monoclonal antibody labeled with a ruthenium complex reacts with the C-terminal fragment (38-84). Application of a voltage to the electrode then induces chemiluminescent emission, which is measured by a photomultiplier. The antibodies used in this assay are reactive with epitopes in the amino acid regions 26-32 and 37-42.(Package insert: Elecsys PTH, Roche Diagnostics; 05/2023) For all samples with high concentrations of PTH, a dilution series is performed. A linear dilution excludes hooking and most major interferences. Samples that contain low PTH concentrations are spiked with exogenous PTH to identify possible interferences that may cause a false-low result. | 1 to 3 days | 14 days | This test has been modified from the manufacturer's instructions. Its performance characteristics were determined by Mayo Clinic in a manner consistent with CLIA requirements. This test has not been cleared or approved by the US Food and Drug Administration. | 83970 | PTH, FNAB, Needle Wash | 88106-0 | SITEA | Site | 39111-0
PTH2 | Parathyroid Hormone, Serum | Diagnosis and differential diagnosis of hypercalcemia Diagnosis of primary, secondary, and tertiary hyperparathyroidism Diagnosis of hypoparathyroidism Monitoring kidney failure patients for possible renal osteodystrophy | Electrochemiluminescence | Yes | Parathyroid Hormone (PTH), S | Serum | Patient Preparation: 1.For 12 hours before specimen collection,patientshould nottake multivitamins or dietary supplements (eg, hair, skin, and nail supplements) containing biotin (vitamin B7). 2. Patient should be fasting for 12 hours Supplies:Sarstedt Aliquot Tube, 5 mL (T914) Collection Container/Tube: Preferred:Serum gel Acceptable:Red top Submission Container/Tube:Plastic vial Specimen Volume:1 mL Collection Instructions:Centrifuge and aliquot serum into a plastic vial. | 0.75 mL | Parathyroid hormone (PTH) is produced and secreted by the parathyroid glands, which are located along the posterior aspect of the thyroid gland. The hormone is synthesized as a 115-amino acid precursor (pre-pro-PTH), cleaved to pro-PTH, and then to the 84-amino acid molecule, PTH (numbering, by universal convention, starting at the amino terminus). The precursor forms generally remain within the parathyroid cells. Secreted PTH undergoes cleavage and metabolism to form carboxyl-terminal fragments (PTH-C), amino-terminal fragments (PTH-N), and mid-molecule fragments (PTH-M). Only those portions of the molecule that carry the amino terminus (ie, the whole molecule and PTH-N) are biologically active. The active forms have half-lives of approximately 5 minutes. The inactive PTH-C fragments, with half-lives of 24 to 36 hours, make up more than 90% of the total circulating PTH and are primarily cleared by the kidneys. In patients with kidney failure, PTH-C fragments can accumulate to very high levels. PTH 184 is also elevated in these patients, with mild elevations being considered a beneficial compensatory response to end organ PTH resistance, which is observed in kidney failure. The serum calcium level regulates PTH secretion via negative feedback through the parathyroid calcium sensing receptor (CASR). Decreased calcium levels stimulate PTH release. Secreted PTH interacts with its specific type II G-protein receptor, causing rapid increases in renal tubular reabsorption of calcium and decreased phosphorus reabsorption. It also participates in long-term calciostatic functions by enhancing mobilization of calcium from bone and increasing kidney synthesis of 1,25-dihydroxy vitamin D, which, in turn, increases intestinal calcium absorption. In rare inherited syndromes of parathyroid hormone resistance or unresponsiveness, and in kidney failure, PTH release may not increase serum calcium levels. Hyperparathyroidism causes hypercalcemia, hypophosphatemia, hypercalcuria, and hyperphosphaturia. Long-term consequences are dehydration, kidney stones, hypertension, gastrointestinal disturbances, osteoporosis, and sometimes neuropsychiatric and neuromuscular problems. Hyperparathyroidism is most commonly primary and caused by parathyroid adenomas. It can also be secondary in response to hypocalcemia or hyperphosphatemia. This is most commonly observed in kidney failure. Long-standing secondary hyperparathyroidism can result in tertiary hyperparathyroidism, which represents the secondary development of autonomous parathyroid hypersecretion. Rare cases of mild, benign hyperparathyroidism can be caused by inactivatingCASRgenetic variants. Hypoparathyroidism is most commonly secondary to thyroid surgery but can also occur on an autoimmune basis or due to activatingCASRgenetic variants. The symptoms of hypoparathyroidism are primarily those of hypocalcemia with weakness, tetany, and possible optic nerve atrophy. | <1 month: 7.0-59 pg/mL 4 weeks-11 months: 8.0-61 pg/mL 12 months-10 years: 11-59 pg/mL 11 years-17 years: 15-68 pg/mL 18 years and older: 15-65 pg/mL | Approximately 90% of the patients with primary hyperparathyroidism have elevated parathyroid hormone (PTH) levels. The remaining patients have normal (inappropriate for the elevated calcium level) PTH levels. Approximately 40% of the patients with primary hyperparathyroidism have serum phosphorus levels below 2.5 mg/dL, and about 80% have serum phosphorus levels below 3.0 mg/dL. A (appropriately) low PTH level and high phosphorus level in a patient with hypercalcemic suggests that the hypercalcemia is not caused by PTH or PTH-like substances. A (appropriately) low PTH level with a low phosphorus level in a patient with hypercalcemia suggests the diagnosis of paraneoplastic hypercalcemia caused by parathyroid-related peptide (PTHRP). PTHRP shares N-terminal homology with PTH and can transactivate the PTH receptor. It can be produced by many different tumor types. A low or normal PTH in a patient with hypocalcemia suggests hypoparathyroidism, provided the serum magnesium level is normal. Low magnesium levels inhibit PTH release and action and can mimic hypoparathyroidism. Low serum calcium and high PTH levels in a patient with normal kidney function suggest resistance to PTH action (pseudohypoparathyroidism type 1a, 1b, 1c, or 2) or, very rarely, bio-ineffective PTH. A limited number of the PTH-C fragments, which accumulate in kidney failure, chiefly PTH 7-84, cross-react in this and other intact PTH assays. PTH 1-84 is also elevated in kidney failure, with mild elevations being considered beneficial. Consequently, when measured with an intact PTH assay, concentrations of 1.5 to 3 times the upper limit of the healthy reference range appear to represent the optimal range for patients with kidney failure. Lower concentrations may be associated with adynamic renal bone disease, while higher levels suggest possible secondary or tertiary hyperparathyroidism, which can result in high-turnover renal osteodystrophy. Some patients with moderate hypercalcemia and equivocal phosphate levels, who have either mild elevations in PTH or (inappropriately) normal PTH levels, may be suffering from familial hypocalciuric hypercalcemia, which is due to inactivatingCASRgenetic variants. The molar renal calcium to creatinine clearance is typically less than 0.01 in these individuals. The condition can be confirmed byCASRgene sequencing; see CASRG /CASRFull Gene Sequencing with Deletion/Duplication, Varies. | Parathyroid hormone (PTH) values should be interpreted in conjunction with serum calcium and phosphorus levels, and the overall clinical presentation and history of the patient. Do not interpret an elevated PTH value with a normal serum calcium result as necessarily indicative of primary hyperparathyroidism. It is possible that the elevation in PTH is due to secondary causes, the most likely being vitamin D deficiency. Normal reference ranges may vary based on geographical locations of the populations studied. The carboxyl-terminal (PTH-C) fragment 7-84, which accumulates in kidney failure, shows substantial cross-reactivity in this assay. Healthy population reference ranges, therefore, do not apply in kidney failure. In rare cases, some individuals can develop antibodies to mouse or other animal antibodies (often referred to as human anti-mouse antibodies [HAMA] or heterophile antibodies), which may cause interference in some immunoassays. The presence of antibodies to streptavidin or ruthenium can also rarely occur and may interfere in this assay. Caution should be used in interpretation of results, and the laboratory should be alerted if the result does not correlate with the clinical presentation. | 1. Boudou P, Ibrahim F, Cormier C, Chabas A, Sarfati E, Souberbielle JC. Third- or second-generation parathyroid hormone assays: a remaining debate in the diagnosis of primary hyperparathyroidism. J Clin Endocrinol Metab. 2005;90(12):6370-6372 2. Silverberg SJ, Bilezikian JP. The diagnosis and management of asymptomatic primary hyperparathyroidism. Nat Clin Pract Endocrinol Metab. 20062(9):494-503 3. Brossard JH, Cloutier M, Roy L, Lepage R, Gascon-Barre M, D'Amour P. Accumulation of a non-(1-84) molecular form of parathyroid hormone (PTH) detected by intact PTH assay in renal failure: importance in the interpretation of PTH values. J Clin Endocrinol Metab. 1996;81(11):3923-3929 4. Garfield N, Karaplis AC. Genetics and animal models of hypoparathyroidism. Trends Endocrinol Metab. 2001;12(7):288-294 5. Sakhaee K. Is there an optimal parathyroid hormone level in end-stage renal failure: the lower the better? Curr Opin Nephrol Hypertens. 2001;10(3):421-427 6. Vetter T, Lohse MJ. Magnesium and the parathyroid. Curr Opin Nephrol Hypertens. 2002;11(4):403-410 7. Bilezikian JP, Potts JT Jr, Fuleihan GEH, et al. Summary statement from a workshop on asymptomatic primary hyperparathyroidism: a perspective for the 21st century. J Clin Endocrinol Metab. 2002;87(12):5353-5361 8. Minisola S, Pepe J, Piemonte S, Cipriani C. The diagnosis and management of hypercalcaemia. BMJ. 2015;350:h2723 9. Cooper MS.Disorders of calcium metabolism and parathyroid disease.Best Pract Res Clin Endocrinol Metab. 2011;25(6):975-983.doi: 10.1016/j.beem.2011.07.001 10. De Sanctis V, Soliman A, Fiscina B.Hypoparathyroidism:from diagnosis to treatment.Curr Opin Endocrinol Diabetes Obes.2012;19(6):435-442. doi:10.1097/MED.0b013e3283591502 | The Roche cobas assay for determining intact parathyroid hormone employs a sandwich test principle in which a biotinylated monoclonal antibody reacts with the N-terminal fragment (1-37) and a monoclonal antibody labeled with a ruthenium complex reacts with the C-terminal fragment (38-84). Application of a voltage to the electrode then induces chemiluminescent emission, which is measured by a photomultiplier. The antibodies used in this assay are reactive with epitopes in the amino acid regions 26-32 and 37-42.(Package insert: Elecsys PTH. Roche Diagnostics; V 4.0 English, 05/2023) | Same day/1 to 2 days | 14 days | This test has been cleared, approved, or is exempt by the US Food and Drug Administration and is used per manufacturer's instructions. Performance characteristics were verified by Mayo Clinic in a manner consistent with CLIA requirements. | 83970 | Parathyroid Hormone (PTH), S | 2731-8 | PTH2 | Parathyroid Hormone (PTH), S | 2731-8
PTHRP | Parathyroid Hormone-Related Peptide, Plasma | Aiding in the evaluation of individuals with hypercalcemia of unknown origin Aiding in the evaluation of individuals with suspected humoral hypercalcemia of malignancy The testshould not be usedto exclude cancer or screen individuals with tumors for humoral hypercalcemia of malignancy. | Immunochemiluminometric Assay (ICMA) | Yes | PTH-Related Peptide | Plasma EDTA | Collection Container/Tube:Ice-cooled, lavender top (EDTA) Submission Container/Tube:Plastic vial Specimen Volume:0.7 mL Collection Instructions: 1.Centrifuge specimen in a refrigerated centrifuge or in chilled centrifuge cups. 2. Aliquot plasma into plastic vial and freeze. | 0.25 mL | Parathyroid hormone-related peptide (PTHrP)exists in several isoforms, ranging in size from 60 to 173 amino acids, which are created by differential splicing and posttranslational processing by prohormone convertases. PTHrP is produced in low concentrations by virtually all tissues. The N-terminus and the secondary structure of multiple isoforms of PTHrP resemble parathyroid hormone (PTH), allowing PTHrP to bind to the same receptor as PTH. The physiological role of PTHrP can be divided into 5 categories: 1) Transepithelial calcium transport, particularly in the kidney and mammary gland 2) Smooth muscle relaxation in the uterus, bladder, gastrointestinal tract, and arterial wall 3) Regulation of cellular proliferation 4) Cellular differentiation and apoptosis of multiple tissues 5) As an indispensable component of successful pregnancy and fetal development (embryonic gene deletion is lethal in mammals) Humoral hypercalcemia of malignancy (HHM) is a common complication of cancer. Elevations of PTHrP are the most common cause of malignancy-associated hypercalcemia.PTHrP leads to hypercalcemia by stimulating calcium resorption from bone and reabsorption in the kidneys. It also plays a significant function in osteolysis in bony metastases, particularly in breast cancer, and has been postulated to play a role in malignancy-associated cachexia through induction of orexigenic peptides. Various malignancies secrete PTHrP resulting in HHM. PTHrP production is most commonly seen in carcinomas of breast, lung (squamous), head and neck (squamous), kidney, bladder, cervix, uterus, and ovary. Neuroendocrine tumors may also occasionally produce PTHrP. Most other carcinomas, sarcomas, and hematolymphoid malignancies only sporadically produce PTHrP, with the exception of T-cell lymphomas and myeloma. In HHM, the typical laboratory presentation includes elevated calcium and PTHrP, decreased PTH, and suppressed serum 1,25 dihydroxyvitamin D3 levels. Patients with HHM may have increased PTHrP values before treatment. PTHrP level decreases and PTH level increases, accompanied by decreased serum calcium values, are observed with successful treatment. | < or =4.2 pmol/L | Depending on the patient population, up to 80% of individuals with malignant tumors and hypercalcemia will be suffering from humoral hypercalcemia of malignancy (HHM). Of these, 50% to 70% might have an elevated parathyroid hormone-related peptide (PTHrP) level. These patients will also usually show typical biochemical changes of excess parathyroid hormone (PTH)-receptor activation, namely, besides the hypercalcemia, they might have hypophosphatemia, hypercalcuria, hyperphosphaturia, and elevated serum alkaline phosphatase. Their PTH levels will typically be less than 30 pg/mL or undetectable. In patients with biochemical findings that suggest, but do not prove, primary hyperparathyroidism (eg, hypercalcemia, but normal or near-normal serum phosphate, and a PTH level that is within the population reference range but above 30 pg/mL),HHMshould be considered as a diagnostic possibility, particularly if the patient is an older adult, has a history of malignancy, or has risk factors for malignancy. An elevated PTHrP level in such a patient is highly suggestive of HHM as the cause for the hypercalcemia. | Parathyroid hormone-related peptide (PTHrP) can be elevated in pregnant and lactating women and in newborn infants. Nonmalignant conditions that have been described in association with elevated plasma PTHrP levels include systemic lupus erythematosus, HIV-associated lymphadenopathy, lymphedema of chest or pleural cavities, and with benign tumors of the ovary, kidney, and the neuroendocrine system. Because of the complexity of PTHrP isoforms, the differences between various PTHrP assays and the lack of a common calibration standard, PTHrP measurements performed with different assays cannot be compared easily. The complex isoform mixture of PTHrP can occasionally lead to pronounced nonlinearity on dilution of patient specimens. In these situations an accurate measurement of PTHrP concentrations might be impossible. Like all immunometric assays, PTHrP assays are susceptible to false-low results at extremely high analyte concentrations ("hooking") and to rare false-positive results due to heterophile antibody interference. Therefore, if test results are incongruent with the clinical picture, the laboratory should be contacted. | 1.Donovan PJ,Achong N,Griffin K, Galligan J, Pretorius CJ, McLeod DS. PTHrP-mediated hypercalcemia: causes and survival in 138 patients.J Clin Endocrinol Metab.2015;100(5):2024-2029 2.Goltzman D: Nonparathyroid hypercalcemia.Front Horm Res.2019;51:77-90 3. Jacobs TP, Bilezikian JP. Clinical Review: Rare causes of hypercalcemia. J Clin Endocrinol Metab. 2005;90(11):6316-6322 4.MundyGR, Edwards JR. PTH-related peptide (PTHrP) in hypercalcemia. J Am Soc Nephrol. 2008;19(4):672-675 | The parathyroid hormone-related peptide (PTHrP) assay is a plate-based chemiluminescent assay utilizing an anti-PTHrP rabbit-polyclonal antibody for capture and an acridinium ester anti-PTHrP goat-polyclonal antibody for detection. The assay targets 1-86 PTHrP.(Ashrafzadeh-Kian S, Bornhorst J, Algeciras-Schimnich A. Development of a PTHrP chemiluminescent immunoassay to assess humoral hypercalcemia of malignancy. Clin Biochem. 2022;105-106:75-80. doi: 10.1016/j.clinbiochem.2022.04.005) | 2 to 5 days | 14 days | This test was developed and its performance characteristics determined by Mayo Clinic in a manner consistent with CLIA requirements. It has not been cleared or approved by the US Food and Drug Administration. | 82397 | PTH-Related Peptide | 15087-0 | 81774 | PTH-Related Peptide | 15087-0
PPAP | Parental Sample Prep for Prenatal Microarray Testing, Blood | Preparing parental blood specimen for possible confirmation testing if an abnormality is detected on the prenatal array sample DNA extraction of the maternal blood specimen used for maternal cell contamination testing | DNA Extraction/Cell Culture | Yes | Parental Prenatal Array Prep Test | This test contains no charge and serves as a way to correlate proband and parental specimens. If additional testing is warranted, the appropriate tests will be added. | This test requires 2 blood specimens: 1 sodium heparin and 1 EDTA Specimen Type:Whole blood Container/Tube:Green top (sodium heparin)andlavender top (EDTA) Specimen Volume:3 mL EDTAand4 mL sodium heparin Collection Instructions: 1. Invert several times to mix blood. 2. Send whole blood specimens in original tubes.Do not aliquot. | 2 mL EDTA and 2 mL sodium heparin whole blood | In order to interpret equivocal array results on a prenatal sample (amniotic fluid or chorionic villus), parental studies are performed to determine if the abnormality detected on the prenatal array is inherited or de novo. Maternal cell contamination testing is performed on the maternal blood and prenatal specimen to detect the presence of maternal cells in the fetal sample. | An interpretive report will be provided. | No interpretation will be provided. This test is for specimen processing only. | No significant cautionary statements |  | The heparinized sample will be cultured following standard laboratory protocols and a fixed-cell pellet will be prepared. DNA will be extracted from the EDTA sample and used to perform maternal cell contamination testing on the maternal sample. The fixed cell pellet and DNA will be stored in the laboratory for possible confirmation testing if an abnormality is detected on the prenatal array sample.(Unpublished Mayo method) | Varies | 4 weeks | Not Applicable | This test ID contains no charge and serves as a way to correlate proband parental specimens. If additional testing is warranted, the appropriate tests will be added. | Parental Prenatal Array Prep Test | In Process | 53339 | Method | 85069-3
PCAB | Parietal Cell Antibodies, IgG, Serum | Evaluating patients suspected of having pernicious anemia or autoimmune-mediated deficiency of vitamin B12 with or without megaloblastic anemia | Enzyme-Linked Immunosorbent Assay (ELISA) | Yes | Parietal Cell Ab, IgG, S | Serum | Collection Container/Tube: Preferred:Serum gel Acceptable:Red top Submission Container/Tube:Plastic vial Specimen Volume:0.5 mL Collection Instructions:Centrifuge and aliquot serum into a plastic vial. | 0.4 mL | Pernicious anemia (PA) is a common form of cobalamin (vitamin B12) deficiency anemia.(1) The disorder is characterized by abnormally large (megaloblastic) red blood cells and atrophic body gastritis (ABG) resulting from autoimmune-mediated destruction of parietal cells that line the stomach wall. The destruction of parietal cells leads to impaired production of intrinsic factor (IF) required for the absorption of vitamin B12. PA is frequently associated with other autoimmune conditions, such as autoimmune thyroid disease, type 1 diabetes mellitus, and vitiligo.(2-5)Diagnosis of PA relies on histologically proven ABG, peripheral blood examination showing megaloblastic anemia, vitamin B12 deficiency, parietal cell antibodies (PCA) with or without intrinsic factor antibodies (IFA), and elevated serum gastrin from loss of acid secretion.(2-4) PCA bind to the alpha- and beta-subunits of the membrane-bound H(+)/K(+)-ATPase while IFA bind directly to intrinsic factor, blocking its ability to bind vitamin B12.(1,4) Both PCA and IFA are useful diagnostic tests for PA, however, compared to PCA, IFA are more specific and lack diagnostic sensitivity.(2,4,5) | Negative: < or =20.0 Units Equivocal: 20.1-24.9 Units Positive: > or =25.0 Units Reference values apply to all ages. | A positive result indicates the presence of IgG antibodies to H(+)/K(+) ATPase and maybe suggestive of pernicious anemia (PA) or a related autoimmune disease. A negative result indicates no detectable IgG antibodies to H(+)/K(+) ATPase; it does not rule out PA. An equivocal result is inconclusive for the presence of IgG antibodies to H(+)/K(+)ATPase. Consider re-testing in 4-6 weeks if clinical suspicion for PA is high. | The presence of immune complexes or other immunoglobulin aggregates in the patient specimen may cause an increased nonspecific binding and produce false-positive results in this assay. A negative result does not rule out the presence of parietal cell antibodies; the concentration of antibody may be below the detection limit of the assay. A positive result only indicates the presence of antibody to H(+)/K(+) ATPase and does not necessarily indicate the presence of autoimmune disease or other diseases. The assay performance has not been established for pediatric patients. Results of this assay should be used in conjunction with clinical findings and other serological tests. The assay performance characteristics have not been established for matrices other than serum. | 1. Toh BH, Van Driel IR, Gleeson PA. Pernicious anemia. N Eng J Med. 1997;337(20):1441-1448 2. Bizzaro N, Antico A. Diagnosis and classification of pernicious anemia. Autoimmun Rev. 2014;13(4-5):565-568 3. Toh BH: Pathophysiology and laboratory diagnosis of pernicious anemia. Immunol Res. 2017;65(1):326-330 4. Lenti MV, Rugge M, Lahner E, et al. Autoimmune gastritis. Nat Rev Dis Primers. 2020;6(1):56 5. Oo TH: Diagnostic difficulties in pernicious anemia. Discov Med. 2019;28(155):247-253 | Purified H(+)/K(+) ATPase antigen, isolated from pig gastric mucosa, is bound to the wells of a polystyrene microwell plate under conditions that will preserve the antigen in its native state. Prediluted controls and diluted patient sera are added to separate wells, allowing any H(+)/K(+) ATPase antibodies present to bind to the immobilized antigen. Unbound sample is washed away, and an enzyme-labeled antihuman IgG conjugate is added to each well. A second incubation allows the enzyme-labeled antihuman IgG to bind to any patient antibodies, which have become attached to the microwells. After washing away any unbound enzyme-labeled antihuman IgG, the remaining enzyme activity is measured by adding a chromogenic substrate and measuring the intensity of the color that develops. The assay is evaluated spectrophotometrically by measuring and comparing the color intensity that develops in the patient wells with the color in the control wells.(Package insert: QUANTA Lite GPA. INOVA Diagnostics, Inc; Revision 6, 09/2019) | 2 to 4 days | 14 days | This test has been cleared, approved, or is exempt by the US Food and Drug Administration and is used per manufacturer's instructions. Performance characteristics were verified by Mayo Clinic in a manner consistent with CLIA requirements. | 83516 | Parietal Cell Ab, IgG, S | 40960-7 | PCAB | Parietal Cell Ab, IgG, S | 40960-7
PJUD | Parietaria judaica, IgE, Serum | Establishing a diagnosis of an allergy toParietaria judaica Defining the allergen responsible for eliciting signs and symptoms Identifying allergens: -Responsible for allergic response and/or anaphylactic episode -To confirm sensitization prior to beginning immunotherapy -To investigate the specificity of allergic reactions to insect venom allergens, drugs, or chemical allergens | Fluorescence Enzyme Immunoassay (FEIA) | Yes | Parietaria Judaica, IgE | Serum | Collection Container/Tube: Preferred:Serum gel Acceptable:Red top Submission Container/Tube:Plastic vial Specimen Volume:0.5 mL for every 5 allergens requested Collection Instructions:Centrifuge and aliquot serum into a plastic vial. | For 1 allergen: 0.3 mL For more than 1 allergen: (0.05 mL x number of allergens) + 0.25 mL deadspace | Clinical manifestations of immediate hypersensitivity (allergic) diseases are caused by the release of proinflammatory mediators (histamine, leukotrienes, and prostaglandins) from IgE-sensitized effector cells (mast cells and basophils) when cell-bound IgE antibodies interact with an allergen. In vitro serum testing for IgE antibodies provides an indication of the immune response to allergens that may be associated with allergic disease. The allergens chosen for testing often depend upon the age of the patient, history of allergen exposure, season of the year, and clinical manifestations. In individuals predisposed to develop allergic disease, the sequence of sensitization and clinical manifestations proceed as follows: eczema and respiratory disease (rhinitis and bronchospasm) in infants and children less than 5 years due to food sensitivity (milk, egg, soy, and wheat proteins) followed by respiratory disease (rhinitis and asthma) in older children and adults due to sensitivity to inhalant allergens (dust mite, mold, and pollen inhalants). | Class,IgE kU/L,Interpretation, 0,<0.10,Negative, 0/1,0.10-0.34,Borderline/equivocal, 1,0.35-0.69,Equivocal, 2,0.70-3.49,Positive, 3,3.50-17.4,Positive, 4,17.5-49.9,Strongly positive, 5,50.0-99.9,Strongly positive, 6,> or =100,Strongly positive, | Detection of IgE antibodies in serum (class 1 or greater) indicates an increased likelihood of allergic disease as opposed to other etiologies and defines the allergens that may be responsible for eliciting signs and symptoms. The level of IgE antibodies in serum varies directly with the concentration of IgE antibodies expressed as a class score or kU/L. | Testing for IgE antibodies is not useful in patients previously treated with immunotherapy to determine if residual clinical sensitivity exists or in patients in whom the medical management does not depend upon identification of allergen specificity. Some individuals with clinically insignificant sensitivity to allergens may have measurable levels of IgE antibodies in serum, and test results must be interpreted in the clinical context. False-positive results for IgE antibodies may occur in patients with markedly elevated serum IgE (>2500 kU/L) due to nonspecific binding to allergen solid phases. | Homburger HA, Hamilton RG: Allergic diseases. In: McPherson RA, Pincus MR, eds. Henry's Clinical Diagnosis and Management by Laboratory Methods. 23rd ed. Elsevier; 2017:1057-1070 | Specific IgE from the patient's serum reacts with the allergen of interest, which is covalently coupled to an ImmunoCAP. After washing away nonspecific IgE, enzyme-labeled anti-IgE antibody is added to form a complex. After incubation, unbound anti-IgE is washed away, and the bound complex incubated with a developing agent. After stopping the reaction, the fluorescence of the eluate is measured. Fluorescence is proportional to the amount of specific IgE present in the patient's sample (ie, the higher the fluorescence value, the more IgE antibody is present).(Package insert: ImmunoCAP System Specific IgE FEIA. Phadia; Rev 06/2020) | Same day/1 to 3 days | 14 days | This test has been cleared, approved, or is exempt by the US Food and Drug Administration and is used per manufacturer's instructions. Performance characteristics were verified by Mayo Clinic in a manner consistent with CLIA requirements. | 86003 | Parietaria Judaica, IgE | 6199-4 | PJUD | Parietaria Judaica, IgE | 6199-4
POFF | Parietaria officinalis, IgE, Serum | Establishing a diagnosis of an allergy toParietaria officinalis Defining the allergen responsible for eliciting signs and symptoms Identifying allergens: -Responsible for allergic response and/or anaphylactic episode -To confirm sensitization prior to beginning immunotherapy -To investigate the specificity of allergic reactions to insect venom allergens, drugs, or chemical allergens | Fluorescence Enzyme Immunoassay (FEIA) | Yes | Parietaria Officinalis, IgE | Serum | Collection Container/Tube: Preferred:Serum gel Acceptable:Red top Submission Container/Tube:Plastic vial Specimen Volume:0.5 mL for every 5 allergens requested Collection Instructions:Centrifuge and aliquot serum into a plastic vial. | For 1 allergen: 0.3 mL For more than 1 allergen: (0.05 mL x number of allergens) + 0.25 mL deadspace | Clinical manifestations of immediate hypersensitivity (allergic) diseases are caused by the release of proinflammatory mediators (histamine, leukotrienes, and prostaglandins) from IgE-sensitized effector cells (mast cells and basophils) when cell-bound IgE antibodies interact with an allergen. In vitro serum testing for IgE antibodies provides an indication of the immune response to allergens that may be associated with allergic disease. The allergens chosen for testing often depend upon the age of the patient, history of allergen exposure, season of the year, and clinical manifestations. In individuals predisposed to develop allergic disease, the sequence of sensitization and clinical manifestations proceed as follows: eczema and respiratory disease (rhinitis and bronchospasm) in infants and children less than 5 years due to food sensitivity (milk, egg, soy, and wheat proteins) followed by respiratory disease (rhinitis and asthma) in older children and adults due to sensitivity to inhalant allergens (dust mite, mold, and pollen inhalants). | Class,IgE kU/L,Interpretation, 0,<0.10,Negative, 0/1,0.10-0.34,Borderline/equivocal, 1,0.35-0.69,Equivocal, 2,0.70-3.49,Positive, 3,3.50-17.4,Positive, 4,17.5-49.9,Strongly positive, 5,50.0-99.9,Strongly positive, 6,> or =100,Strongly positive, | Detection of IgE antibodies in serum (class 1 or greater) indicates an increased likelihood of allergic disease as opposed to other etiologies and defines the allergens that may be responsible for eliciting signs and symptoms. The level of IgE antibodies in serum varies directly with the concentration of IgE antibodies expressed as a class score or kU/L. | Testing for IgE antibodies is not useful in patients previously treated with immunotherapy to determine if residual clinical sensitivity exists or in patients in whom the medical management does not depend upon identification of allergen specificity. Some individuals with clinically insignificant sensitivity to allergens may have measurable levels of IgE antibodies in serum, and test results must be interpreted in the clinical context. False-positive results for IgE antibodies may occur in patients with markedly elevated serum IgE (>2500 kU/L) due to nonspecific binding to allergen solid phases. | Homburger HA, Hamilton RG: Allergic diseases. In: McPherson RA, Pincus MR, eds. Henry's Clinical Diagnosis and Management by Laboratory Methods. 23rd ed. Elsevier; 2017:1057-1070 | Specific IgE from the patient's serum reacts with the allergen of interest, which is covalently coupled to an ImmunoCAP. After washing away nonspecific IgE, enzyme-labeled anti-IgE antibody is added to form a complex. After incubation, unbound anti-IgE is washed away, and the bound complex incubated with a developing agent. After stopping the reaction, the fluorescence of the eluate is measured. Fluorescence is proportional to the amount of specific IgE present in the patient's sample (ie, the higher the fluorescence value, the more IgE antibody is present).(Package insert: ImmunoCAP System Specific IgE FEIA. Phadia; Rev 06/2020) | 1 to 3 days | 14 days | This test has been cleared, approved, or is exempt by the US Food and Drug Administration and is used per manufacturer's instructions. Performance characteristics were verified by Mayo Clinic in a manner consistent with CLIA requirements. | 86003 | Parietaria Officinalis, IgE | 6200-0 | POFF | Parietaria Officinalis, IgE | 6200-0
PLINK | Paroxysmal Nocturnal Hemoglobinuria, PI-Linked Antigen, Blood | Screening for and confirming the diagnosis of paroxysmal nocturnal hemoglobinuria (PNH) Monitoring patients with PNH | Immunophenotyping | Yes | PNH, PI-Linked AG, B | Whole blood | Specimen must arrive within 3 days of collection. Container/Tube: Preferred:Yellow top (ACD solution A or B) Acceptable:Lavender top (EDTA) Specimen Volume:2.6 mL Collection Instructions:Send whole blood specimen in original tube.Do not aliquot. | 1 mL | Paroxysmal nocturnal hemoglobinuria (PNH) is an acquired hematologic disorder characterized by nocturnal hemoglobinuria, chronic hemolytic anemia, thrombosis, pancytopenia, and, in some patients, acute or chronic myeloid malignancies. Paroxysmal nocturnal hemoglobinuria appears to be a hematopoietic stem cell disorder that affects erythroid, granulocytic, and megakaryocytic cell lines. The abnormal cells in PNH have been shown to lack glycosylphosphatidylinositol (GPI)-linked proteins in erythroid, granulocytic, megakaryocytic, and, in some instances, lymphoid cells. Variants in the phosphatidylinositol glycan A gene,PIGA, have been identified consistently in patients with PNH, thus confirming the biological defect in this disorder. A flow cytometric-based assay can detect the presence or absence of these GPI-linked proteins in granulocytes, monocytes, erythrocytes, and lymphocytes, thus avoiding the problems associated with red blood cell (RBC)-based diagnostic methods (Ham test) in which recent hemolytic episodes or recent transfusions can give false-negative results. A partial list of known GPI-linked proteins includes CD14, CD16, CD24, CD55, CD56, CD58, CD59, C8-binding protein, alkaline phosphatase, acetylcholine esterase, and a variety of high frequency human blood antigens. In addition, fluorescent aerolysin binds directly to the GPI anchor and can be used to evaluate the expression of the GPI linkage. In-house studies, as well as others in the literature, have shown that flow cytometry-based assays will detect all Ham-positive PNH cases, as well as some Ham-negative PNH cases. This assay replaces the sugar water test and the Ham test for the evaluation of patients with possible PNH. Patients with PNH should be transfused with ABO-specific reb blood cells (RBCs), which do not need to be washed. If, for some reason, they need to receive non-ABO type-specific (type O) cells, these RBC units should be washed. Since recipient antibodies to granulocyte antigens can trigger hemolytic episodes in PNH, if they have such antibodies these patients should receive leukoreduced RBCs and platelets. | An interpretive report will be provided. RED BLOOD CELLS: PNH RBC-Partial Antigen loss: 0.00-0.99% PNH RBC-Complete Antigen loss: 0.00-0.01% PNH Granulocytes: 0.00-0.01% PNH Monocytes: 0.00-0.05% | Individuals with paroxysmal nocturnal hemoglobinuria (PNH) have absent or decreased expression of all the glycosylphosphatidylinositol (GPI)-linked antigens and fluorescent aerolysin (FLAER) on peripheral blood cells derived from the PNH clone. Recent data showed that small PNH clones can be detected in a relatively high percentage of cases of aplastic anemia and myelodysplastic syndrome. While the significance of this finding is still uncertain, it appears that these patients may benefit from immunosuppressive therapy. This test incorporates a sophisticated technique of separating different cell populations using gating on antigen-positive cells, as well as the sensitivity to enable detection of small PNH clones. In addition, this test detects a partial loss of CD59 on type II red blood cells (RBC). Patients with large proportion of type II RBC are unlikely to show high levels of hemolysis, unlike patients with complete loss of GPI-linked proteins (predominantly type III cells). While PNH is a disorder of hematopoietic stem cells and all lineages are affected, the percentage of affected cells can differ between lineages, most commonly due to hemolysis and/or transfusion. Individuals without PNH have normal expression of FLAER (neutrophils and monocytes) and normal expression of all GPI-linked antigens-CD14 (monocytes), CD16 (neutrophils and NK cells), CD24 (neutrophils), and CD59 (RBC). | The sugar water test and the Ham test are no longer recommended for the evaluation of patients with possible paroxysmal nocturnal hemoglobinuria. Recent transfusion can decrease the sensitivity of this test and interfere with accuracy. | 1. Richards SJ, Hill A, Hillman P. Recent advances in the diagnosis, monitoring and management of patients with paroxysmal nocturnal hemoglobinuria. Cytometry B Clin Cytom. 2007;72(5):291-298 2. Sutherland DR, Illingworth A, Marinov I, et al. ICCS/ESCCA consensus guidelines to detect GPI-deficient cells in paroxysmal nocturnal hemoglobinuria (PNH) and related disorders part 2 - reagent selection and assay optimization for high-sensitivity testing. Cytometry B Clin Cytom. 2018;94(1):23-48. doi:10.1002/cyto.b.21610 3. Illingworth A, Marinov I, Sutherland DR, Wagner-Ballon O, DelVecchio L. ICCS/ESCCA consensus guidelines to detect GPI-deficient cells in paroxysmal nocturnal hemoglobinuria (PNH) and related disorders part 3 - data analysis, reporting and case studies. Cytometry B Clin Cytom. 2018;94(1):49-66. doi:10.1002/cyto.b.21609 4. Oldaker T, Whitby L, Saber M, Holden J, Wallace PK, Litwin V. ICCS/ESCCA consensus guidelines to detect GPI-deficient cells in paroxysmal nocturnal hemoglobinuria (PNH) and related disorders part 4 - assay validation and quality assurance. Cytometry B Clin Cytom. 2018;94(1):67-81. doi:10.1002/cyto.b.21615 5. Dezern AE, Borowitz MJ: ICCS/ESCCA consensus guidelines to detect GPI-deficient cells in paroxysmal nocturnal hemoglobinuria (PNH) and related disorders part 1 - clinical utility. Cytometry B Clin Cytom. 2018;94(1):16-22. doi:10.1002/cyto.b.21608 6. Illingworth AJ, Marinov I, Sutherland DR. Sensitive and accurate identification of PNH clones based on ICCS/ESCCA PNH Consensus Guidelines-A summary. Int J Lab Hematol. 2019;41 Suppl 1:73-81. doi:10.1111/ijlh.13011 7. Seth N, Mahajan V, Kedia S, Sutar A, Sehgal K. Utility of FLAER and CD157 in a five-color single-tube high sensitivity assay, for diagnosis of Paroxysmal Nocturnal Hemoglobinuria (PNH)-A standalone flow cytometry laboratory experience. Int J Lab Hematol. 2021;43(2):259-265. doi:10.1111/ijlh.13366 8. Payne D, Johansson U, Bloxham D, et al. Inter-laboratory validation of a harmonized PNH flow cytometry assay. Cytometry B Clin Cytom. 2018;94(5):580-587. doi:10.1002/cyto.b.21726 9. Sutherland DR, Ortiz F, Quest G, et al. High-sensitivity 5-, 6-, and 7-color PNH WBC assays for both Canto II and Navios platforms. Cytometry B Clin Cytom. 2018;94(4):637-651. doi:10.1002/cyto.b.21626 | Flow cytometric immunophenotyping of peripheral blood (white blood cells [WBC] and red blood cells [RBC]) is performed using the following antibodies: RBC: CD235a, CD59 WBC: CD14, CD15, CD16, CD24, CD33, CD45, and FLAER This assay evaluates the presence or absence of glycosylphosphatidylinositol (GPI)-linked proteins using monoclonal antibodies directed against CD235, CD33, and CD15 to isolate different cell lineages. GPI-linked proteins that are checked within different lineages include CD14 for monocytes, CD's 16 and 24 for granulocytes, and CD59 for RBC. Fluorescent aerolysin, a fluorescently labeled inactive variant of the protein aerolysin, binds selectively to GPI anchors and is evaluated for presence or absence of expression on WBC. In addition, this test will detect a partial loss of CD59 on RBC (type II RBC). Individuals without paroxysmal nocturnal hemoglobinuria have normal expression of all GPI-linked antigens on peripheral blood and leukocytes and erythrocytes.(Devalet B, Mullier F, Chatelain B, Dogne JM, Chatelain C. Pathophysiology, diagnosis, and treatment of paroxysmal nocturnal hemoglobinuria: a review. Eur J Haematol. 2015;95(3):190-198. doi:10.1111/ejh.12543) | 1 to 3 days | 14 days | This test was developed using an analyte specific reagent. Its performance characteristics were determined by Mayo Clinic in a manner consistent with CLIA requirements. This test has not been cleared or approved by the US Food and Drug Administration. | 88184-Flow cytometry, RBC x 188184-Flow cytometry, WBC x 188185-Flow cytometry, additional marker (each), RBC x 188185-Flow cytometry, additional marker (each), WBC x 688188-Flow Cytometry Interpretation, 9-15 Markers x 1 | PNH, PI-Linked AG, B | 90735-2 | CK083 | PNH Monocytes | 90736-0
FPRTF | Parrot Australian (Budgerigar) Feathers IgE |  | ImmunoCAP FEIA | Yes | Parrot Australian Feathers IgE | Serum | Specimen Type:Serum Container/Tube:Red or SST Specimen Volume:0.5 mL Collection Instructions:Draw blood in a plain red-top tube(s), serum gel tube(s) is acceptable. Spin down and send 0.5 mL of serum refrigerated in a plastic vial. | 0.5 mL |  | <0.35 kU/L | Class IgE (kU/L) Comment 0 <0.10 Negative 0/1 0.10 - 0.34 Equivocal/Borderline 1 0.35 - 0.69 Low Positive 2 0.70 - 3.49 Moderate Positive 3 3.50 - 17.49 High Positive 4 17.5 - 49.99 Very High Positive 5 50.00 - 99.99 Very High Positive 6 >99.99 Very High Positive |  |  |  | 3 to 6 days |  |  | 86003 | Parrot Australian Feathers IgE | 6030-1 | Z4053 | CLASS | 102195-5
FPARG | Parsley IgG |  | Enzyme Immunoassay (FEIA) | No | Parsley IgG | Serum | Draw blood in a plain, red-top tube(s), serum gel tube(s) is acceptable. Spin down and send 0.5 mL of serum refrigerated in a plastic vial. | 0.5 mL |  | Reference ranges have not been established for food-specific IgG tests. The clinical utility of food-specific IgG tests has not been established. These tests can be used in special clinical situations to select foods for evaluation by diet elimination and challenge in patients who have food-related complaints. It should be recognized that the presence of food-specific IgG alone cannot be taken as evidence of food allergy and only indicates immunologic sensitization by the food allergen in question. This test should only be ordered by physicians who recognize the limitations of the test. |  |  |  |  | 3 to 7 days |  | This test was developed and its performance characteristics determined by Viracor Eurofins. It has not been cleared or approved by the U.S. Food and Drug Administration. | 86001 | Parsley IgG | 63094-7 | FPARG | Parsley IgG | 63094-7
PSLY | Parsley, IgE, Serum | Establishing a diagnosis of an allergy to parsley Defining the allergen responsible for eliciting signs and symptoms Identifying allergens: -Responsible for allergic response and/or anaphylactic episode -To confirm sensitization prior to beginning immunotherapy -To investigate the specificity of allergic reactions to insect venom allergens, drugs, or chemical allergens | Fluorescence Enzyme Immunoassay (FEIA) | Yes | Parsley, IgE | Serum | Collection Container/Tube: Preferred:Serum gel Acceptable:Red top Submission Container/Tube:Plastic vial Specimen Volume:0.5 mL for every 5 allergens requested Collection Instructions:Centrifuge and aliquot serum into a plastic vial. | For 1 allergen: 0.3 mL For more than 1 allergen: (0.05 mL x number of allergens) + 0.25 mL deadspace | Clinical manifestations of immediate hypersensitivity (allergic) diseases are caused by the release of proinflammatory mediators (histamine, leukotrienes, and prostaglandins) from IgE-sensitized effector cells (mast cells and basophils) when cell-bound IgE antibodies interact with an allergen. In vitro serum testing for IgE antibodies provides an indication of the immune response to allergens that may be associated with allergic disease. The allergens chosen for testing often depend upon the age of the patient, history of allergen exposure, season of the year, and clinical manifestations. In individuals predisposed to develop allergic disease, the sequence of sensitization and clinical manifestations proceed as follows: eczema and respiratory disease (rhinitis and bronchospasm) in infants and children less than 5 years due to food sensitivity (milk, egg, soy, and wheat proteins) followed by respiratory disease (rhinitis and asthma) in older children and adults due to sensitivity to inhalant allergens (dust mite, mold, and pollen inhalants). | Class,IgE kU/L,Interpretation, 0,<0.10,Negative, 0/1,0.10-0.34,Borderline/equivocal, 1,0.35-0.69,Equivocal, 2,0.70-3.49,Positive, 3,3.50-17.4,Positive, 4,17.5-49.9,Strongly positive, 5,50.0-99.9,Strongly positive, 6,> or =100,Strongly positive, | Detection of IgE antibodies in serum (class 1 or greater) indicates an increased likelihood of allergic disease as opposed to other etiologies and defines the allergens that may be responsible for eliciting signs and symptoms. The level of IgE antibodies in serum varies directly with the concentration of IgE antibodies expressed as a class score or kU/L. | Testing for IgE antibodies is not useful in patients previously treated with immunotherapy to determine if residual clinical sensitivity exists or in patients in whom the medical management does not depend upon identification of allergen specificity. Some individuals with clinically insignificant sensitivity to allergens may have measurable levels of IgE antibodies in serum, and test results must be interpreted in the clinical context. False-positive results for IgE antibodies may occur in patients with markedly elevated serum IgE (>2500 kU/L) due to nonspecific binding to allergen solid phases. | Homburger HA, Hamilton RG: Allergic diseases. In: McPherson RA, Pincus MR, eds. Henry's Clinical Diagnosis and Management by Laboratory Methods. 23rd ed. Elsevier; 2017:1057-1070 | Specific IgE from the patient's serum reacts with the allergen of interest, which is covalently coupled to an ImmunoCAP. After washing away nonspecific IgE, enzyme-labeled anti-IgE antibody is added to form a complex. After incubation, unbound anti-IgE is washed away, and the bound complex incubated with a developing agent. After stopping the reaction, the fluorescence of the eluate is measured. Fluorescence is proportional to the amount of specific IgE present in the patient's sample (ie, the higher the fluorescence value, the more IgE antibody is present).(Package insert: ImmunoCAP System Specific IgE FEIA. Phadia; Rev 06/2020) | Same day/1 to 3 days | 14 days | This test has been cleared, approved, or is exempt by the US Food and Drug Administration and is used per manufacturer's instructions. Performance characteristics were verified by Mayo Clinic in a manner consistent with CLIA requirements. | 86003 | Parsley, IgE | 6203-4 | PSLY | Parsley, IgE | 6203-4
PPPC | Particle Preparation (Bill Only) |  | This test is for billing purposes only. This is not an orderable test. | Yes | Particle Prep | This test is for billing purposes only. | This test is for billing purposes only. This is not an orderable test. |  |  | This test is for billing purposes only. This is not an orderable test. | [6 empty] | Not Applicable | 88305
PARVS | Parvovirus B19 Antibodies, IgG and IgM, Serum | Serologic detection of recent or past parvovirus B19 infection | PARVG, PARVM: Enzyme Immunoassay (EIA) PARVN: Technical Interpretation | Yes | Parvovirus B19 Ab, IgG and IgM, S | Serum | Supplies:Sarstedt Aliquot Tube, 5 mL (T914) Collection Container/Tube: Preferred:Serum gel Acceptable:Red top Submission Container/Tube:Plastic vial Specimen Volume:0.5 mL Collection Information: Centrifuge and aliquot serum into a plastic vial. | See Specimen Required | Parvovirus B19 is the causative agent of fifth disease (ie, erythema infectiosum, slapped cheek syndrome), which usually produces a mild illness characterized by an intensive erythematous maculopapular facial rash. Most outbreaks of parvovirus infection are acquired by direct contact with respiratory secretions and primarily occur in the spring. Close contact between individuals is responsible for infection in schools, daycare centers, and hospitals. The virus has also been associated with fetal damage (hydrops fetalis), aplastic crisis, and arthralgia. Infection during pregnancy presents the risk of transmission to the fetus that may cause intrauterine death. The rate of fetal death following maternal infection ranges between 1% and 9%. Parvovirus B19 preferentially replicates in erythroid progenitor cells.(1) Infection with parvovirus B19 occurs early in life, and the virus is transmitted by respiratory secretion and occasionally by blood products.The prevalence of parvovirus B19 IgG antibodies increases with age. The age-specific prevalence of antibodies to parvovirus is 2% to 9% of children under 5 years, 15% to 35% in children 5 to 18 years of age, and 30% to 60% in adults (19 years or older). Most acute infections with parvovirus B19 are diagnosed in the laboratory by serologically detecting IgG and IgM class antibodies to the virus using an enzyme-linked immunosorbent assay testing. | IgG: Negative IgM: Negative | Parvovirus B19 IgM Parvovirus B19 IgG Interpretation Negative Negative No antibody to Parvovirus B19 detected. Acute infection cannot be ruled out as antibody levels may be below the limit of detection. If clinically indicated, a second serum should be submitted in 14 to 21 days. Negative Positive Results suggest past infection. Equivocal Positive or negative Recommend follow-up testing in 10 to 14 days if clinically indicated. Positive Positive, negative, or equivocal Results suggest recent infection and should be interpreted in the context of clinical presentation. The presence of IgM class antibodies suggests recent infection. The presence of IgG antibodies only is indicative of past exposure. Both IgG and IgM may be present at or soon after onset of illness and reach peak titers within 30 days. Because IgG antibody may persist for years, diagnosis of acute infection is made by the detection of IgM antibodies. | Specimens collected prior to seroconversion may yield negative IgM or IgG antibody results, while specimens collected after IgM antibody levels have begun to decline may yield negative IgM antibody results. Follow-up testing of convalescent samples may be beneficial to establish infection status. The continued presence or absence of antibodies cannot be used to determine the success or failure of therapy. Test results of specimens from immunocompromised patients may be difficult to interpret. Testing should not be performed as a screening procedure for the general population. Testing should only be done when clinical evidence suggests the diagnosis of parvovirus B19-associated disease. The performance of this test has not been established on neonates and immunocompromised patients. Specimens containing antinuclear antibodies may produce equivocal or positive test results in the IgM assay. Epstein-Barr virus-positive specimens may produce positive or equivocal test results in the IgM assay. Assay performance characteristics have not been established for matrices other than serum. | 1. Brown KE, Young NS. Parvovirus B19 in human disease. Ann Rev Med. 1997;48:59-67 2. Markenson GR, Yancey MK. Parvovirus B19 infections in pregnancy. Semin Perinatol. 1998;22(4):309-317 3. Summers J, Jones SE, Anderson MJ. Characterization of the genome of the agent of erythrocyte aplasia permits its classification as a human parvovirus. J Gen Virol. 1983;64;(Pt 11):2527-2532 4. Qui J, Soderlund-Venermo M, Young NS. Human parvoviruses. Clin Microbiol Rev. 2017;30(1):43-113. doi:10.1128/CMR.00040-16 | Antibody to parvovirus B19 is detected by a sandwich enzyme immunoassay for the detection of IgG or IgM class antibodies in serum or plasma. Specific parvovirus B19 antibodies in specimens bind to antigen-coated microtiter wells. Following a wash step, peroxidase-labeled rabbit-antihuman IgG is added that binds to parvovirus antibody. The antigen-antibody complex is detected by the addition of substrate, which turns blue in the presence of the enzyme peroxidase.(Anderson LJ, Tsou R, Parker RA, et al: Detection of antibodies and antigens of human parvovirus B19 by enzyme-linked immunosorbent assay. J Clin Microbiol. 198624[4]:522-526; Package insert: Parvovirus B19 IgG and IgM Enzyme Immunoassay. DiaSorin; 06/2019) | Same day/1 to 3 days | 14 days | This test has been modified from the manufacturer's instructions. Its performance characteristics were determined by Mayo Clinic in a manner consistent with CLIA requirements. This test has not been cleared or approved by the US Food and Drug Administration. | 86747 x 2 | Parvovirus B19 Ab, IgG and IgM, S | 34950-6 | PARVN | Parvovirus B19 Ab Interpretation | 58737-8
PARVG | Parvovirus B19 Antibodies, IgG, Serum | Serologic detection of recent or past parvovirus B19 infection using IgG antibodies This test isnot usefulasa screening procedure for the general population. | Only orderable as part of a profile. For more information see PARVS / Parvovirus B19 Antibodies, IgG and IgM, Serum. Enzyme Immunoassay (EIA) | Yes | Parvovirus B19 Ab, IgG, S | Serum | Only orderable as part of a profile. For more information see PARVS / Parvovirus B19 Antibodies, IgG and IgM, Serum. Supplies:Sarstedt Aliquot Tube, 5 mL (T914) Collection Container/Tube: Preferred:Serum gel Acceptable:Red top Submission Container/Tube:Plastic vial Specimen Volume:0.5 mL Collection Information: Centrifuge and aliquot serum into a plastic vial. | See Specimen Required | Parvovirus B19 is the causative agent of fifth disease (ie, erythema infectiosum, slapped cheek syndrome), which usually produces a mild illness characterized by an intensive erythematous maculopapular facial rash. Most outbreaks of parvovirus infection are acquired by direct contact with respiratory secretions and primarily occur in the spring. Close contact between individuals is responsible for infection in schools, daycare centers, and hospitals. The virus has also been associated with fetal damage (hydrops fetalis), aplastic crisis, and arthralgia. Infection during pregnancy presents the risk of transmission to the fetus that may cause intrauterine death. The rate of fetal death following maternal infection ranges between 1% and 9%. Parvovirus B19 preferentially replicates in erythroid progenitor cells.(1) Infection with parvovirus B19 occurs early in life, and the virus is transmitted by respiratory secretion and occasionally by blood products. The prevalence of parvovirus B19 IgG antibodies increases with age. The age-specific prevalence of antibodies to parvovirus is 2% to 9% of children under 5 years, 15% to 35% in children 5 to 18 years, and 30% to 60% in adults (19 years or older). Most acute infections with parvovirus B19 are diagnosed in the laboratory by serologically detecting IgG and IgM class antibodies to the virus using an enzyme-linked immunosorbent assay testing. | Only orderable as part of a profile. For more information see PARVS / Parvovirus B19 Antibodies, IgG and IgM, Serum. Negative | Parvovirus B19 IgM Parvovirus B19 IgG Interpretation Negative Negative No antibody to parvovirus B19 detected. Acute infection cannot be ruled out as antibody levels may be below the limit of detection. If clinically indicated, a second serum should be submitted in 14 to 21 days. Negative Positive Results suggest past infection. Equivocal Positive or negative Recommend follow-up testing in 10 to 14 days if clinically indicated. Positive Positive, negative, or equivocal Results suggest recent infection and should be interpreted in the context of clinical presentation. The presence of IgM class antibodies suggests recent infection. The presence of IgG antibodies only is indicative of past exposure. Both IgG and IgM may be present at or soon after onset of illness and reach peak titers within 30 days. Because IgG antibody may persist for years, diagnosis of acute infection is made by the detection of IgM antibodies. | Specimens collected prior to seroconversion may yield negative IgM or IgG antibody results, while specimens collected after IgM antibody levels have begun to decline may yield negative IgM antibody results. Follow-up testing of convalescent samples may be beneficial to establish infection status. The continued presence or absence of antibodies cannot be used to determine the success or failure of therapy. Test results of specimens from immunocompromised patients may be difficult to interpret. Testing should not be performed as a screening procedure for the general population. Testing should only be done when clinical evidence suggests the diagnosis of parvovirus B19-associated disease. The performance of this test has not been established on neonates and immunocompromised patients. Assay performance characteristics have not been established for matrices other than serum. | 1. Brown KE, Young NS. Parvovirus B19 in human disease. Ann Rev Med. 1997;48:59-67 2. Markenson GR, Yancey MK. Parvovirus B19 infections in pregnancy. Semin Perinatol. 1998;22(4):309-317 3. Summers J, Jones SE, Anderson MJ. Characterization of the genome of the agent of erythrocyte aplasia permits its classification as a human parvovirus. J Gen Virol. 1983;64;(Pt 11):2527-2532 4. Qui J, Soderlund-Venermo M, Young NS. Human Parvoviruses. Clin Microbiol Rev. 2017;30(1):43-113. doi:10.1128/CMR.00040-16 | Antibody to parvovirus B19 is detected by a sandwich enzyme immunoassayfor the detection of IgG class antibodies in serum or plasma. Specific parvovirus B19 antibodies in specimens bind to antigen-coated microtiter wells. Following a wash step, peroxidase-labeled rabbit-antihuman IgG is added that binds to parvovirus antibody. The antigen-antibody complex is detected by the addition of substrate, which turns blue in the presence of the enzyme peroxidase.(Anderson LJ, Tsou R, Parker RA, et al. Detection of antibodies and antigens of human parvovirus B19 by enzyme-linked immunosorbent assay. J Clin Microbiol. 1986;24[4]:522-526; Package insert: Parvovirus B19 IgG and IgM Enzyme Immunoassay. DiaSorin, Biotrin; 06/2019) | 3 days | 14 days | This test has been modified from the manufacturer's instructions. Its performance characteristics were determined by Mayo Clinic in a manner consistent with CLIA requirements. This test has not been cleared or approved by the US Food and Drug Administration. | 86747 | Parvovirus B19 Ab, IgG, S | 29660-8 | PARVG | Parvovirus B19 Ab, IgG, S | 29660-8
PARVM | Parvovirus B19 Antibody, IgM, Serum | Serologic detection of recent or past parvovirus B19 infection using IgM antibodies This test isnot usefulasa screening procedure for the general population. | Only orderable as part of a profile. For more information see PARVS / Parvovirus B19 Antibodies, IgG and IgM, Serum. Enzyme Immunoassay (EIA) | Yes | Parvovirus B19 Ab, IgM, S | Serum | Only orderable as part of a profile. For more information see PARVS / Parvovirus B19 Antibodies, IgG and IgM, Serum. Supplies:Sarstedt Aliquot Tube, 5 mL (T914) Collection Container/Tube: Preferred:Serum gel Acceptable:Red top Submission Container/Tube:Plastic vial Specimen Volume:0.5 mL Collection Information: Centrifuge and aliquot serum into a plastic vial. | See Specimen Required | Parvovirus B19 is the causative agent of fifth disease (ie, erythema infectiosum, slapped cheek syndrome), which usually produces a mild illness characterized by an intensive erythematous maculopapular facial rash. Most outbreaks of parvovirus infection are acquired by direct contact with respiratory secretions and primarily occur in the spring. Close contact between individuals is responsible for infection in schools, daycare centers, and hospitals. The virus has also been associated with fetal damage (hydrops fetalis), aplastic crisis, and arthralgia. Infection during pregnancy presents the risk of transmission to the fetus that may cause intrauterine death. The rate of fetal death following maternal infection ranges between 1% and 9%. Parvovirus B19 preferentially replicates in erythroid progenitor cells.(1) Infection with parvovirus B19 occurs early in life, and the virus is transmitted by respiratory secretion and occasionally by blood products.The prevalence of parvovirus B19 IgG antibodies increases with age. The age-specific prevalence of antibodies to parvovirus is 2% to 9% of children under 5 years, 15% to 35% in children 5 to 18 years of age, and 30% to 60% in adults (19 years or older). Most acute infections with parvovirus B19 are diagnosed in the laboratory by serologically detecting IgG and IgM class antibodies to the virus using an enzyme-linked immunosorbent assay testing. | Only orderable as part of a profile. For more information see PARVS / Parvovirus B19 Antibodies, IgG and IgM, Serum. Negative | Parvovirus B19 IgM Parvovirus B19 IgG Interpretation Negative Negative No antibody to parvovirus B19 detected. Acute infection cannot be ruled out as antibody levels may be below the limit of detection. If clinically indicated, a second serum should be submitted in 14 to 21 days. Negative Positive Results suggest past infection. Equivocal Positive or negative Recommend follow-up testing in 10 to 14 days if clinically indicated. Positive Positive, negative, or equivocal Results suggest recent infection and should be interpreted in the context of clinical presentation. The presence of IgM class antibodies suggests recent infection. The presence of IgG antibodies only is indicative of past exposure. Both IgG and IgM may be present at or soon after onset of illness and reach peak titers within 30 days. Because IgG antibody may persist for years, diagnosis of acute infection is made by the detection of IgM antibodies. | Specimens collected prior to seroconversion may yield negative IgM or IgG antibody results, while specimens collected after IgM antibody levels have begun to decline may yield negative IgM antibody results. Follow-up testing of convalescent samples may be beneficial to establish infection status. The continued presence or absence of antibodies cannot be used to determine the success or failure of therapy. Test results of specimens from immunocompromised patients may be difficult to interpret. Testing should not be performed as a screening procedure for the general population. Testing should only be done when clinical evidence suggests the diagnosis of parvovirus B19-associated disease. The performance of this test has not been established on neonates and immunocompromised patients. Specimens containing antinuclear antibodies may produce equivocal or positive test results in the IgM assay. Epstein-Barr virus-positive specimens may produce positive or equivocal test results in the IgM assay. Assay performance characteristics have not been established for matrices other than serum. | 1. Brown KE, Young NS. Parvovirus B19 in human disease. Ann Rev Med. 1997;48:59-67 2. Markenson GR, Yancey MK. Parvovirus B19 infections in pregnancy. Semin Perinatol. 1998;22(4):309-317 3. Summers J, Jones SE, Anderson MJ. Characterization of the genome of the agent of erythrocyte aplasia permits its classification as a human parvovirus. J Gen Virol. 1983;64;(Pt 11):2527-2532 4. Qui J, Soderlund-Venermo M, Young NS. Human parvoviruses. Clin Microbiol Rev. 201730(1):43-113. doi:10.1128/CMR.00040-16 | Antibody to parvovirus B19 is detected by a sandwich enzyme immunoassay for the detection of IgM-class antibodies in serum or plasma. Specific parvovirus B19 antibodies in specimens bind to antigen-coated microtiter wells. Following a wash step, peroxidase-labeled rabbit-antihuman IgG is added that binds to parvovirus antibody. The antigen-antibody complex is detected by the addition of substrate, which turns blue in the presence of the enzyme peroxidase.(Anderson LJ, Tsou R, Parker RA, et al. Detection of antibodies and antigens of human parvovirus B19 by enzyme-linked immunosorbent assay. J Clin Microbiol. 1986;24[4]:522-526; Package insert; Parvovirus B19 IgG and IgM Enzyme Immunoassay. DiaSorin; 06/2019) | 3 days | 14 days | This test has been modified from the manufacturer's instructions. Its performance characteristics were determined by Mayo Clinic in a manner consistent with CLIA requirements. This test has not been cleared or approved by the US Food and Drug Administration. | 86747 | Parvovirus B19 Ab, IgM, S | 40658-7 | PARVM | Parvovirus B19 Ab, IgM, S | 40658-7
PARVN | Parvovirus B19 Antibody, Technical Interpretation | Interpretation of serologic testing for recent or past parvovirus B19 infection This test isnot usefulasa screening procedure for the general population | Only orderable as part of a profile. For more information see PARVS / Parvovirus B19 Antibodies, IgG and IgM, Serum. Technical Interpretation | Yes | Parvovirus B19 Ab Interpretation | Serum | Only orderable as part of a profile. For more information see PARVS / Parvovirus B19 Antibodies, IgG and IgM, Serum. Supplies:Sarstedt Aliquot Tube, 5 mL (T914) Collection Container/Tube: Preferred:Serum gel Acceptable:Red top Submission Container/Tube:Plastic vial Specimen Volume:0.5 mL Collection Information: Centrifuge and aliquot serum into a plastic vial. | See Specimen Required | Parvovirus B19 is the causative agent of fifth disease (ie, erythema infectiosum, slapped cheek syndrome), which usually produces a mild illness characterized by an intensive erythematous maculopapular facial rash. Most outbreaks of parvovirus infection are acquired by direct contact with respiratory secretions and primarily occur in the spring. Close contact between individuals is responsible for infection in schools, daycare centers, and hospitals. The virus has also been associated with fetal damage (hydrops fetalis), aplastic crisis, and arthralgia. Infection during pregnancy presents the risk of transmission to the fetus that may cause intrauterine death. The rate of fetal death following maternal infection ranges between 1% and 9%. Parvovirus B19 preferentially replicates in erythroid progenitor cells.(1) Infection with parvovirus B19 occurs early in life, and the virus is transmitted by respiratory secretion and occasionally by blood products.The prevalence of parvovirus B19 IgG antibodies increases with age. The age-specific prevalence of antibodies to parvovirus is 2% to 9% of children under 5 years, 15% to 35% in children 5 to 18 years of age, and 30% to 60% in adults (19 years or older). Most acute infections with parvovirus B19 are diagnosed in the laboratory by serologically detecting IgG and IgM class antibodies to the virus using an enzyme-linked immunosorbent assay testing. | Only orderable as part of a profile. For more information see PARVS / Parvovirus B19 Antibodies, IgG and IgM, Serum. IgG: Negative IgM: Negative | Parvovirus B19 IgM Parvovirus B19 IgG Interpretation Negative Negative No antibody to parvovirus B19 detected. Acute infection cannot be ruled out as antibody levels may be below the limit of detection. If clinically indicated, a second serum should be submitted in 14 to 21 days. Negative Positive Results suggest past infection. Equivocal Positive or negative Recommend follow-up testing in 10 to 14 days if clinically indicated. Positive Positive, negative, or equivocal Results suggest recent infection and should be interpreted in the context of clinical presentation. The presence of IgM class antibodies suggests recent infection. The presence of IgG antibodies only is indicative of past exposure. Both IgG and IgM may be present at or soon after onset of illness and reach peak titers within 30 days. Because IgG antibody may persist for years, diagnosis of acute infection is made by the detection of IgM antibodies. | Specimens collected prior to seroconversion may yield negative IgM or IgG antibody results, while specimens collected after IgM antibody levels have begun to decline may yield negative IgM antibody results. Follow-up testing of convalescent samples may be beneficial to establish infection status. The continued presence or absence of antibodies cannot be used to determine the success or failure of therapy. Test results of specimens from immunocompromised patients may be difficult to interpret. Testing should not be performed as a screening procedure for the general population. Testing should only be done when clinical evidence suggests the diagnosis of parvovirus B19-associated disease. The performance of this test has not been established on neonates and immunocompromised patients. Specimens containing antinuclear antibodies may produce equivocal or positive test results in the IgM assay. Epstein-Barr virus-positive specimens may produce positive or equivocal test results in the IgM assay. Assay performance characteristics have not been established for matrices other than serum. | 1. Brown KE, Young NS. Parvovirus B19 in human disease. Ann Rev Med. 1997;48:59-67 2. Markenson GR, Yancey MK. Parvovirus B19 infections in pregnancy. Semin Perinatol. 1998;22(4):309-317 3. Summers J, Jones SE, Anderson MJ. Characterization of the genome of the agent of erythrocyte aplasia permits its classification as a human parvovirus. J Gen Virol. 1983;64;(Pt 11):2527-2532 4. Qui J, Soderlund-Venermo M, Young NS. Human parvoviruses. Clin Microbiol Rev. 201730(1):43-113. doi:10.1128/CMR.00040-16 | Automated interpretation of IgM and IgG antibody results forparvovirusB19. | Same day/1 to 3 days |  | Not Applicable |  | Parvovirus B19 Ab Interpretation | 58737-8 | PARVN | Parvovirus B19 Ab Interpretation | 58737-8
PARVP | Parvovirus B19, Molecular Detection, PCR, Plasma | Diagnosing parvovirus B19 infection in plasma specimens | Real-Time Polymerase Chain Reaction (PCR)/DNA Probe Hybridization | Yes | Parvovirus B19 PCR, P | Plasma EDTA | Supplies:Sarstedt Aliquot Tube 5 mL (T914) Collection Container/Tube:Lavender top (EDTA) Submission Container/Tube:Plastic vial Specimen Volume:0.5 mL Collection Instructions:Centrifuge and aliquot plasma into a plastic vial. | 0.3 mL | Parvovirus B19 is a DNA virus that preferentially replicates in erythroid progenitor cells.(1) Infection with parvovirus B19 can occur at any age, but is most common early in life. Antibody prevalence ranges from 2% to 15% in children 1 to 5 years old to 30% to 60% in adults.(1) The virus is transmitted by respiratory secretions and occasionally by blood products. Parvovirus B19 infections can be asymptomatic or produce a wide spectrum of disease ranging from erythema infectiosum (“fifth disease" characterized by a classic “slapped cheek" rash) in children to arthropathy, severe anemia, and systemic manifestations involving the central nervous system, heart, and liver depending on the immune competence of the host.(2,3) Infection with parvovirus B19 in pregnant women may cause hydrops fetalis, congenital anemia, spontaneous abortion, or stillbirth of the fetus.(4) Parvovirus B19 is also the causative agent of transient aplastic crisis and chronic aplasia usually, but not exclusively, in immunocompromised or transplant patients, and those with preexisting hematologic disorders (eg, sickle cell disease). Most acute infections with parvovirus B19 are diagnosed in the laboratory by serologically detecting IgG- and IgM-class antibodies with enzyme-linked immunosorbent assay testing. | Negative | A positive result indicates that parvovirus B19 DNA is present in the clinical sample. However, a positive result does not differentiate between actively replicating virus, transient infection that may be asymptomatic, or the presence of remnant viral nucleic acid. A negative result suggests the absence of parvovirus B19 infection. | A negative result does not necessarily indicate the absence of parvovirus B19 infection. False-negative results may be due to the virus being present at levels below the limit of detection for this assay, or to inhibitory substances that may be present in the specimen. This assay has only been validated for the detection of genotype 1 parvovirus B19 and its ability to detect the less common genotypes 2 and 3 is unknown. | 1. Guo J, Wang Y, Zhang M, et al: Human parvovirus B19 infection in hospitalized patients suspected of infection with pathogenic microorganism. Front Cell Infect Microbiol. 2022 Dec 21;12:1083839 2. Heegaard ED, Brown KE: Human parvovirus B19. Clin Microbiol Rev 2002 Jul;15(3):485-505 3. Bultmann BD, Klingel K, Soltar K, et al: Fatal parvovirus B19 associated myocarditis clinically mimicking ischemic heart disease: an endothelial cell-mediated disease. Hum Pathol. 2003 Jan;34(1):92-95 4. Rerolle JP, Helal I, Morelon E: Parvovirus B19 infection after renal transplantation. Nephrologie. 2003;24(6):309-315 5. Chisaka H, Morita E, Yaegashi N: Parvovirus B19 and the pathogenesis of anaemia. Rev Med Virol. 2003 Nov-Dec; 13(6):347-359 | Viral DNA is extracted from 0.2 mL of specimen by the MagNA Pure automated instrument (Roche Applied Science). LightCycler polymerase chain reaction (PCR) primers and probes detect target B19 DNA (nonstructural protein). The LightCycler instrument amplifies and monitors by fluorescence the development of target nucleic acid sequences after the annealing step during PCR cycling. This automated PCR system can rapidly detect (30-40 minutes) amplicon development through stringent air-controlled temperature cycling in capillary cuvettes. The detection of amplified products is based on the fluorescence resonance energy transfer (FRET) principle. For FRET product detection, a hybridization probe with a donor fluorophore, fluorescein, on the 3' end is excited by an external light source and emits light that is absorbed by a second hybridization probe with an acceptor fluorophore, LC-Red 640, at the 5' end. The acceptor fluorophore then emits a light of a different wavelength that can be measured with a signal that is proportional to the amount of specific PCR product. Melting curve analysis is performed following PCR amplification. Starting at 45 degrees C, the temperature in the thermal chamber is slowly raised to 80 degrees C and the fluorescence is measured at frequent intervals. Analysis of the PCR amplification and the probe melting curves is accomplished through the use of LightCycler software.(Soares RM, Durigon El, Bersano JG, Richtzenhain LG: Detection of porcine parvovirus DNA by the polymerase chain reaction assay using primers to the highly conserved nonstructural protein gene, NS-1. J Virol Methods. 1999 Mar;78(1-2):191-198) | Same day/1 to 5 days | 1 week | This test was developed and its performance characteristics determined by Mayo Clinic in a manner consistent with CLIA requirements. It has not been cleared or approved by the US Food and Drug Administration. | 87798 | Parvovirus B19 PCR, P | 9571-1 | SS008 | Source | 31208-2
PARVO | Parvovirus B19, Molecular Detection, PCR, Varies | Diagnosing parvovirus B19 infection | Real-Time Polymerase Chain Reaction (PCR)/DNA Probe Hybridization | Yes | Parvovirus B19 PCR | Varies | Submit only 1 of the following specimens: Preferred: Specimen Type:Amniotic fluid Container/Tube:Amniotic fluid container Specimen Volume:0.5 mL Collection Instructions: 1.Do not centrifuge. 2. Label specimen as amniotic fluid. Specimen Type:Spinal fluid Container/Tube:Sterile vial Specimen Volume:0.5 mL Collection Instructions: 1.Do not centrifuge. 2. Label specimen as spinal fluid. Specimen Type:Synovial fluid Container/Tube:Sterile vialor lavender top (EDTA) Specimen Volume:0.5 mL Collection Instructions:Label specimen as synovial fluid. Alternate: Specimen Type:Bone marrow Container/Tube:Sterile container or lavender top (EDTA) Specimen Volume:0.5 mL Collection Instructions:Label specimen as bone marrow. | Amniotic Fluid, Bone Marrow, and Spinal Fluid 0.3 mL; Synovial fluid 0.5 mL | Parvovirus B19 is a DNA virus that preferentially replicates in erythroid progenitor cells.(1) Infection with parvovirus B19 can occur at any age, but is most common early in life. Antibody prevalence ranges from 2% to 15% in children 1 to 5 years old to 30% to 60% in adults.(1) The virus is transmitted by respiratory secretions and occasionally by blood products. Parvovirus B19 infections can be asymptomatic or produce a wide spectrum of disease ranging from erythema infectiosum (“fifth disease" characterized by a classic “slapped cheek" rash) in children to arthropathy, severe anemia, and systemic manifestations involving the central nervous system, heart, and liver depending on the immune competence of the host.(2,3) Infection with parvovirus B19 in pregnant women may cause hydrops fetalis, congenital anemia, spontaneous abortion, or stillbirth of the fetus.(4) Parvovirus B19 is also the causative agent of transient aplastic crisis and chronic aplasia usually, but not exclusively, in immunocompromised or transplant patients, and those with preexisting hematologic disorders (eg, sickle cell disease). Most acute infections with parvovirus B19 are diagnosed in the laboratory by serologically detecting IgG- and IgM-class antibodies with enzyme-linked immunosorbent assay testing. | Negative | A positive result indicates that parvovirus B19 DNA is present in the clinical sample. However, a positive result does not differentiate between actively replicating virus, transient infection that may be asymptomatic, or the presence of remnant viral nucleic acid. A negative result suggests the absence of parvovirus B19 infection. | A negative result does not necessarily indicate the absence of parvovirus B19 infection. False-negative results may be due to the virus being present at levels below the limit of detection for this assay, or to inhibitory substances that may be present in the specimen. This assay has only been validated for the detection of genotype 1 parvovirus B19 and its ability to detect the less common genotypes 2 and 3 is unknown. | 1. Guo J, Wang Y, Zhang M, et al: Human parvovirus B19 infection in hospitalized patients suspected of infection with pathogenic microorganism. Front Cell Infect Microbiol. 2022 Dec 21;12:1083839 2. Heegaard ED, Brown KE: Human parvovirus B19. Clin Microbiol Rev 2002 Jul;15(3):485-505 3. Bultmann BD, Klingel K, Soltar K, et al: Fatal parvovirus B19 associated myocarditis clinically mimicking ischemic heart disease: an endothelial cell-mediated disease. Hum Pathol. 2003 Jan;34(1):92-95 4. Rerolle JP, Helal I, Morelon E: Parvovirus B19 infection after renal transplantation. Nephrologie. 2003;24(6):309-315 5. Chisaka H, Morita E, Yaegashi N: Parvovirus B19 and the pathogenesis of anaemia. Rev Med Virol. 2003 Nov-Dec; 13(6):347-359 | Viral DNA is extracted from 0.2 mL of specimen by the MagNA Pure automated instrument (Roche Applied Science). LightCycler polymerase chain reaction (PCR) primers and probes detect target B19 DNA (nonstructural protein). The LightCycler instrument amplifies and monitors by fluorescence the development of target nucleic acid sequences after the annealing step during PCR cycling. This automated PCR system can rapidly detect (30-40 minutes) amplicon development through stringent air-controlled temperature cycling in capillary cuvettes. The detection of amplified products is based on the fluorescence resonance energy transfer (FRET) principle. For FRET product detection, a hybridization probe with a donor fluorophore, fluorescein, on the 3' end is excited by an external light source and emits light that is absorbed by a second hybridization probe with an acceptor fluorophore, LC-Red 640, at the 5' end. The acceptor fluorophore then emits a light of a different wavelength that can be measured with a signal that is proportional to the amount of specific PCR product. Melting curve analysis is performed following PCR amplification. Starting at 45 degrees C, the temperature in the thermal chamber is slowly raised to 80 degrees C and the fluorescence is measured at frequent intervals. Analysis of the PCR amplification and the probe melting curves is accomplished through the use of LightCycler software.(Soares RM, Durigon El, Bersano JG, Richtzenhain LG: Detection of porcine parvovirus DNA by the polymerase chain reaction assay using primers to the highly conserved nonstructural protein gene, NS-1. J Virol Methods. 1999 Mar;78(1-2):191-198) | Same day/1 to 3 days | 1 week | This test was developed and its performance characteristics determined by Mayo Clinic in a manner consistent with CLIA requirements. It has not been cleared or approved by the US Food and Drug Administration. | 87798 | Parvovirus B19 PCR | 9571-1 | SRC73 | Source | 31208-2
PARVI | Parvovirus Immunostain, Technical Component Only | Identification of parvovirus infection | Immunohistochemistry (IHC) | Yes | Parvovirus IHC, Tech Only | For the initial technical component only immunohistochemical (IHC) stain performed, the appropriate bill-only test ID will be reflexed and charged (IHTOI). For each additional technical component only IHC stain performed, an additional bill-only test ID will be reflexed and charged (IHTOA). | Supplies:Immunostain Technical Only Envelope (T693) Specimen Type:Tissue Container/Tube:Immunostains Technical Only Envelope Preferred:2 Unstained positively charged glass slide (25- x 75- x 1-mm) per test ordered; sections 4-microns thick. Acceptable:Formalin-fixed, paraffin-embedded tissue block |  | Parvovirus infection is implicated as a cause of hydrops fetalis and may result in spontaneous abortions. It has also been implicated in chronic hemolytic anemia. The virus is associated with erythema infectiosum (Fifth disease) in children and acute arthritis in adults. |  | This test does not include pathologist interpretation, only technical performance of the stain. If interpretation is required, order PATHC / Pathology Consultation for a full diagnostic evaluation or second opinion of the case. The positive and negative controls are verified as showing appropriate immunoreactivity. If a control tissue is not included on the slide, a scanned image of the relevant quality control tissue is available upon request; call 855-516-8404. Interpretation of this test should be performed in the context of the patient's clinical history and other diagnostic tests by a qualified pathologist. | Age of a cut paraffin section can affect immunoreactivity. Stability thresholds vary widely among published literature and are antigen dependent. Best practice is for paraffin sections to be cut within 6 weeks. | 1. Loughrey AC, O'Neill HJ, Coyle PV, DeLeys R. Identification and use of a neutralizing epitope of parvovirus B19 for the rapid detection of virus infection. J Med Virol. 1993;39(2):97-100 2. Morey AL, Ferguson DJ, Fleming KA. Combined immunocytochemistry and non-isotopic in situ hybridization for the ultrastructural investigation of human parvovirus B19 infection. Histochem J. 1995;27(1):46-53 3. Morey AL, Ferguson DJ, Fleming KA. Ultrastructural features of fetal erythroid precursors infected with parvovirus B19 in vitro: evidence of cell death by apoptosis. J Pathol. 1993;169(2):213-220 4. Morey AL, O'Neill HJ, Coyle PV, Fleming KA. Immunohistological detection of human parvovirus B19 in formalin-fixed, paraffin-embedded tissues. J Pathol 1992;166(2):105-108 5. Magaki S, Hojat SA, Wei B, So A, Yong WH. An introduction to the performance of immunohistochemistry. Methods Mol Biol. 2019;1897:289-298. doi:10.1007/978-1-4939-8935-5_25 | Immunohistochemistry on sections of paraffin-embedded tissue.(Unpublished Mayo method) | 1 to 3 days | Until staining is complete. | This test has been cleared, approved, or is exempt by the US Food and Drug Administration and is used per manufacturer's instructions. Performance characteristics were verified by Mayo Clinic in a manner consistent with CLIA requirements. | 88342-TC, primary88341-TC, if additional IHC | Parvovirus IHC, Tech Only | Order only;no result | 70844 | Parvovirus IHC, Tech Only | Bill only; no result
PFRUT | Passion Fruit, IgE, Serum | Establishing the diagnosis of an allergy to passion fruit Defining the allergen responsible for eliciting signs and symptoms Identifying allergens: -Responsible for allergic response and/or anaphylactic episode -To confirm sensitization prior to beginning immunotherapy -To investigate the specificity of allergic reactions to insect venom allergens, drugs, or chemical allergens Testing for IgE antibodies isnot usefulin patients previously treated with immunotherapy to determine if residual clinical sensitivity exists, or in patients in whom the medical management does not depend upon identification of allergen specificity. | Fluorescence Enzyme Immunoassay (FEIA) | Yes | Passion Fruit, IgE | Serum | Collection Container/Tube: Preferred:Serum gel Acceptable:Red top Submission Container/Tube:Plastic vial Specimen Volume:0.5 mL for every 5 allergens requested Collection Instructions:Centrifuge and aliquot serum into a plastic vial. | For 1 allergen: 0.3 mL More than 1 allergen: (0.05 mL x number of allergens) + 0.25 mL dead space | Clinical manifestations of immediate hypersensitivity (allergic) diseases are caused by the release of proinflammatory mediators (histamine, leukotrienes, and prostaglandins) from IgE-sensitized effector cells (mast cells and basophils) when cell-bound IgE antibodies interact with an allergen. In vitro serum testing for IgE antibodies provides an indication of the immune response to allergens that may be associated with allergic disease. The allergens chosen for testing often depend upon the age of the patient, history of allergen exposure, season of the year, and clinical manifestations. In individuals predisposed to develop allergic disease, the sequence of sensitization and clinical manifestations proceed as follows: eczema and respiratory disease (rhinitis and bronchospasm) in infants and children less than 5 years due to food sensitivity (milk, egg, soy, and wheat proteins) followed by respiratory disease (rhinitis and asthma) in older children and adults due to sensitivity to inhalant allergens (dust mite, mold, and pollen inhalants). | Class,IgE kU/L,Interpretation, 0,<0.10,Negative, 0/1,0.10-0.34,Borderline/equivocal, 1,0.35-0.69,Equivocal, 2,0.70-3.49,Positive, 3,3.50-17.4,Positive, 4,17.5-49.9,Strongly positive, 5,50.0-99.9,Strongly positive, 6,> or =100,Strongly positive, | Detection of IgE antibodies in serum (class 1 or greater) indicates an increased likelihood of allergic disease as opposed to other etiologies and defines the allergens that may be responsible for eliciting signs and symptoms. The level of IgE antibodies in serum varies directly with the concentration of IgE antibodies expressed as a class score or kU/L. | Testing for IgE antibodies is not useful in patients previously treated with immunotherapy to determine if residual clinical sensitivity exists or in patients in whom the medical management does not depend upon identification of allergen specificity. Some individuals with clinically insignificant sensitivity to allergens may have measurable levels of IgE antibodies in serum, and test results must be interpreted in the clinical context. False-positive results for IgE antibodies may occur in patients with markedly elevated serum IgE (>2500 kU/L) due to nonspecific binding to allergen solid phases. | Homburger HA, Hamilton RG: Allergic diseases. In: McPherson RA, Pincus MR, eds. Henry's Clinical Diagnosis and Management by Laboratory Methods. 23rd ed. Elsevier; 2017:1057-1070 | Specific IgE from the patient's serum reacts with the allergen of interest, which is covalently coupled to an ImmunoCAP. After washing away nonspecific IgE, enzyme-labeled anti-IgE antibody is added to form a complex. After incubation, unbound anti-IgE is washed away, and the bound complex incubated with a developing agent. After stopping the reaction, the fluorescence of the eluate is measured. Fluorescence is proportional to the amount of specific IgE present in the patient's sample (ie, the higher the fluorescence value, the more IgE antibody is present).(Package insert: ImmunoCAP System Specific IgE FEIA. Phadia; Rev 06/2020) | 1 to 3 days | 14 days | This test was developed and its performance characteristics determined by Mayo Clinic in a manner consistent with CLIA requirements. It has not been cleared or approved by the US Food and Drug Administration. | 86003 | Passion Fruit, IgE | 10946-2 | PFRUT | Passion Fruit, IgE | 10946-2
PATHC | Pathology Consultation | A subspecialty second opinion for aspecific pathology questionreferred by a primary pathologist Note:A consultative opinion is not a full rendering of a primary diagnostic report (eg, multiple parts, margin status, CAP synoptics) Obtaining special studies not available locally This test isnot intendedto be used to obtain a primary diagnosis. |  | Yes | Pathology Consult | This request will be processed as a consultation case. An interpretation, which includes an evaluation of the specimen and determination of a diagnosis, will be provided within a formal pathology report. Second opinion regarding diagnosis will be rendered by staff pathologists, often in consultation with colleagues who have expertise in the appropriate subspecialty areas. Appropriate additional stains and other ancillary testing may be performed to render comprehensive assessment. These additional stains/tests ordered will have the results included within the final pathology report and will be at an additional charge. | Additional Information: All specimens and additional paperwork must be labeled with: -Two patient identifiers (first and last name, date of birth, or medical record number) -Specimen type and anatomic site Supplies:Pathology Packaging Kit (T554) Specimen Type: Tissue Container/Tube:Formalin-fixed paraffin-embedded blocks, stained slides, and/or unstained slides Note:Submit only pertinent hematoxylin and eosin (H and E) and all special stainsrelevant to the diagnostic questions for the case. Include positively charged unstained slides and/or a formalin-fixed, paraffin-embedded tissue block if it is anticipated that additional stains or ancillary testing may be necessary. Bone Marrow Case Specimen Requirements For information on collecting specimens, seeBone Marrow Core Biopsy, Clot, and Aspirate Collection Guideline. Specimen Type:Bone marrow aspirate Slides:5 Preferred:Freshly prepared slides made at the time of specimen collection Acceptable:Slides made from EDTA specimen, within 2 hours of collection Submission Container/Tube:Plastic slide holder Specimen Type:Bone marrow aspirate clot Container/Tube:Bone marrow aspirate clot embedded in paraffin block Collection Instructions:Process and embed clot in paraffin Specimen Type:Bone marrow core biopsy Container/Tube:Fixedbiopsy core embedded in paraffin block Collection Instructions:Process and embed core in paraffin. Specimen Type:Blood Slides: 2 Preferred:2Freshly prepared fingerstick slides Acceptable:2 Slides made from whole blood in EDTA, made within 8 hours of collection Submission Container/Tube:Plastic slide holder |  | Mayo Clinic in Rochester, Minnesota is staffed by pathologists whose expertise and special interests cover the entirety of pathology-from surgical pathology with all its respective subspecialty areas, to hematopathology, renal pathology, and dermatopathology. Consultation services are provided for difficult diagnostic problems. Consultation cases may be sent by a referring pathologist and directed to one of the pathologists who is an expert in the given area or directed more broadly to the subspecialty group. Cases are frequently shared and, sometimes, transferred between the pathologists, as deemed appropriate for the type of case or diagnostic problem encountered. Emphasis is placed on prompt and accurate results. Stained slides and paraffin blocks received are reviewed in conjunction with the clinical history provided, laboratory findings, radiographic findings (if applicable), and sending pathologist's report or letter. If additional special stains or studies are needed, the results are included in the final interpretive report. In some cases, electron microscopy and other special procedures are utilized as required. A variety of ancillary studies are available (eg, cytochemistry, immunohistochemistry, immunofluorescence, electron microscopy, mass spectrometry, cytogenetics, and molecular genetics) to aid in establishing a diagnosis. These ancillary studies are often expensive, labor intensive, and most efficiently utilized and interpreted in the context of the morphologic features. The goal is to provide the highest possible level of diagnostic consultative service, while balancing optimal patient care with a cost-conscious approach to solving difficult diagnostic problems. | An interpretive report will be provided. | Results of the consultation are reported in a formal pathology report that includes a description of ancillary test results (if applicable) and an interpretive comment. | Hematopathology, medical renal pathology, and dermatopathology primary consultation can be provided by separate tests (HPWET / Hematopathology Consultation, MCL Embed; RPCWT / Renal Pathology Consultation, Wet Tissue; DEXT / Dermatopathology Consultation, Wet Tissue). Otherwise, primary interpretation should be performed by a local pathology service and Mayo Clinic pathologists will render a second opinion if requested. Appropriate stained and unstained slides and tissue sampling and fixation is required to make a diagnosis on routine stains and on the special stains or studies that may be required. Specific diagnosis may require correlation with clinical information. | Renshaw AA, Gould EW. Measuring the value of review of pathology material by a second pathologist. Am J Clin Pathol. 2006;125(5):737-739. doi:10.1309/6A0R-AX9K-CR8V-WCG4 | All requests will be processed as a consultation case first. Special studies will be performed only if deemed to be diagnostically indicated. If the need for enzyme cytochemical stains, immunophenotyping, and/or immunohistochemical stains is anticipated, appropriate specimen requirements should be followed as indicated. | 4 to 8 days; The final pathology report may be delayed if additional materials are required, or if ancillary testing (up to 21 days) is indicated. | Material made at Mayo Clinic may be retained at Mayo Clinic indefinitely | Not Applicable | 88321 (if appropriate)88323 (if appropriate)88325 (if appropriate) | Pathology Consult | 60570-9 | 71789 | Case Number | 80398-1
PAX5 | PAX-5 Immunostain, Technical Component Only | Classification of lymphomas | Immunohistochemistry (IHC) | Yes | PAX-5 IHC, Tech Only | For the initial technical component only immunohistochemical (IHC) stain performed, the appropriate bill-only test ID will be reflexed and charged (IHTOI). For each additional technical component only IHC stain performed, an additional bill-only test ID will be reflexed and charged (IHTOA). | Supplies:Immunostain Technical Only Envelope (T693) Specimen Type:Tissue Container/Tube:Immunostains Technical Only Envelope Preferred:2 Unstained positively charged glass slide (25- x 75- x 1-mm) per test ordered; sections 4-microns thick Acceptable:Formalin-fixed, paraffin-embedded tissue block |  | PAX-5, also known as B-cell-specific activator protein (BSAP), is a B-cell specific transcription factor expressed during differentiation. Plasma cells (terminally differentiated B cells) are usually negative. PAX-5 is used in the classification of B-cell lymphomas. |  | This test does not include pathologist interpretation, only technical performance of the stain. If interpretation is required, order PATHC / Pathology Consultation for a full diagnostic evaluation or second opinion of the case. The positive and negative controls are verified as showing appropriate immunoreactivity. If a control tissue is not included on the slide, a scanned image of the relevant quality control tissue is available upon request; call 855-516-8404. Interpretation of this test should be performed in the context of the patient's clinical history and other diagnostic tests by a qualified pathologist. | Age of a cut paraffin section can affect immunoreactivity. Stability thresholds vary widely among published literature and are antigen dependent. Best practice is for paraffin sections to be cut within 6 weeks. | 1. Desouki MM, Post GR, Cherry D, Lazarchick J. PAX-5: A Valuable immunohistochemical marker in the differential diagnosis of lymphoid neoplasms. Clin Med Res. 2010;8(2):84-88 2. Feldman AL, Dogan A. Diagnostic uses of PAX5 immunohistochemistry. Adv Anat Pathol. 2007;14(5):323-334 3. Jensen KC, Higgins JPT, Montgomery K, et al. The utility of PAX5 immunohistochemistry in the diagnosis of undifferentiated malignant neoplasms. Mod Pathol. 2007;20:871-877 4. Magaki S, Hojat SA, Wei B, So A, Yong WH. An introduction to the performance of immunohistochemistry. Methods Mol Biol. 2019;1897:289-298. doi:10.1007/978-1-4939-8935-5_25 | Immunohistochemistry on sections of paraffin-embedded tissue.(Unpublished Mayo method) | 1 to 3 days | Until staining is complete. | This test has been cleared, approved, or is exempt by the US Food and Drug Administration and is used per manufacturer's instructions. Performance characteristics were verified by Mayo Clinic in a manner consistent with CLIA requirements. | 88342-TC, primary88341-TC, if additional IHC | PAX-5 IHC, Tech Only | Order only;no result | 70845 | PAX-5 IHC, Tech Only | Bill only; no result
PAX2 | PAX2 Immunostain, Technical Component Only | Aiding in the diagnosis of endocervical adenocarcinoma and renal cell carcinoma | Immunohistochemistry (IHC) | Yes | PAX2 IHC, Tech Only | For the initial technical component only immunohistochemical (IHC) stain performed, the appropriate bill-only test ID will be reflexed and charged (IHTOI). For each additional technical component only IHC stain performed, an additional bill-only test ID will be reflexed and charged (IHTOA). | Supplies:Immunostain Technical Only Envelope (T693) Specimen Type:Tissue Container/Tube:Immunostains Technical Only Envelope Preferred:2 Unstained positively charged glass slide (25- x 75- x 1-mm) per test ordered; sections 4-microns thick. Acceptable:Formalin-fixed, paraffin-embedded tissue block |  | Paired box gene 2 (PAX2) is a nuclear transcription factor.Expression of PAX2 and PAX8 is useful in the diagnosis of renal cell carcinoma. Loss of PAX2 expression is useful in the diagnosis of endocervical adenocarcinoma. |  | This test does not include pathologist interpretation, only technical performance of the stain. If interpretation is required, order PATHC / Pathology Consultation for a full diagnostic evaluation or second opinion of the case. The positive and negative controls are verified as showing appropriate immunoreactivity. If a control tissue is not included on the slide, a scanned image of the relevant quality control tissue is available upon request; call 855-516-8404. Interpretation of this test should be performed in the context of the patient's clinical history and other diagnostic tests by a qualified pathologist. | Age of a cut paraffin section can affect immunoreactivity. Stability thresholds vary widely among published literature and are antigen dependent. Best practice is for paraffin sections to be cut within 6 weeks. | 1. Rabban J, McAlhany S, Lerwill M, et al. PAX2 Distinguishes Benign Mesonephric and Mullerian Glandular Lesions of the Cervix From Endocervical Adenocarcinoma, Including Minimal Deviation Adenocarcinoma. Am J Surg Pathol. 2010;34(2):137-146 2. Ozcan A, Roza G, Ro J, et al. PAX2 and PAX8 Expression in Primary and Metastatic Renal Tumors: A Comprehensive Comparison. Arch Pathol Lab Med. 2012;136(12):1541-1551 3. Knoepp S, Kunju L, Roh M. Utility of PAX8 and PAX2 immunohistochemistry in the identification of renal cell carcinoma in diagnostic cytology. Diagn Cytopathol. 2012;40(8):667-672 4. Shukla A, Thomas D, Roh M. PAX8 and PAX2 expression in endocervical adenocarcinoma in situ and high-grade squamous dysplasia. Int J Gynecol Pathol. 2013;32(1):116-1121 5. Magaki S, Hojat SA, Wei B, So A, Yong WH. An introduction to the performance of immunohistochemistry. Methods Mol Biol. 2019;1897:289-298. doi:10.1007/978-1-4939-8935-5_25 | Immunohistochemistry on sections of paraffin-embedded tissue.(Unpublished Mayo method) | 1 to 3 days | Until staining is complete | This test has been cleared, approved, or is exempt by the US Food and Drug Administration and is used per manufacturer's instructions. Performance characteristics were verified by Mayo Clinic in a manner consistent with CLIA requirements. | 88342-TC, primary88341-TC, if additional IHC | PAX2 IHC, Tech Only | Order only;no result | 607796 | PAX2 IHC, Tech Only | Bill only; no result
PAX8 | PAX8 Immunostain, Technical Component Only | Aids in the identification of renal cell carcinomas, as well as papillary thyroid carcinomas and tumors of Mullerian origin | Immunohistochemistry (IHC) | Yes | PAX8 IHC, Tech Only | For the initial technical component only immunohistochemical (IHC) stain performed, the appropriate bill-only test ID will be reflexed and charged (IHTOI). For each additional technical component only IHC stain performed, an additional bill-only test ID will be reflexed and charged (IHTOA). | Supplies:Immunostain Technical Only Envelope (T693) Specimen Type:Tissue Container/Tube:Immunostain Technical Only Envelope Preferred:2 Unstained positively charged glass slide (25- x 75- x 1-mm) per test ordered; sections 4-microns thick Acceptable:Formalin-fixed, paraffin-embedded tissue block |  | PAX8 is a member of the paired box gene (PAX) family of transcription factors involved in kidney cell and thyroid development. PAX8 has been shown to be expressed in a high percentage of renal neoplasms, including both malignant renal cell carcinomas and benign renal tumors (oncocytomas). PAX8 has also been reported to be expressed in ovarian carcinomas. |  | This test does not include pathologist interpretation, only technical performance of the stain. If interpretation is required, order PATHC / Pathology Consultation for a full diagnostic evaluation or second opinion of the case. The positive and negative controls are verified as showing appropriate immunoreactivity. If a control tissue is not included on the slide, a scanned image of the relevant quality control tissue is available upon request; call 855-516-8404. Interpretation of this test should be performed in the context of the patient's clinical history and other diagnostic tests by a qualified pathologist. | Age of a cut paraffin section can affect immunoreactivity. Stability thresholds vary widely among published literature and are antigen dependent. Best practice is for paraffin sections to be cut within 6 weeks. | 1. Chang A, Brimo F, Montgomery EA, Epstein JI. Use of PAX8 and GATA3 in diagnosing sarcomatoid renal cell carcinoma and sarcomatoid urothelial carcinoma. Hum Pathol. 2013;44(8):1563-1568 2. Hu Y, Hartmann A, Stoehr C, et al. PAX8 is expressed in the majority of renal epithelial neoplasms: an immunohistochemical study of 223 cases using a mouse monoclonal antibody. J Clin Pathol. 2012;65(3):254-256 3. Laury AR, Perets R, Piao H, et al: A comprehensive analysis of PAX8 expression in human epithelial tumors. Am J Surg Pathol. 2011;35(6):816-826 4. Ozcan A, Shen SS, Hamilton C, et al. PAX8 expression in non-neoplastic tissues, primary tumors, and metastatic tumors: a comprehensive immunohistochemical study. Mod Pathol. 2011;24(6):751-764 5. Tacha D, Qi W, Zhou D, Bremer R, Cheng L. PAX8 mouse monoclonal antibody (BC12) recognizes a restricted epitope and is highly sensitive in renal cell and ovarian cancers but does not cross-react with B cells and tumors of pancreatic origin. Appl Immunohistochem Mol Morphol. 2013;21(1):59-63 6. Tacha D, Zhou D, Cheng L. Expression of PAX8 in normal and neoplastic tissues: a comprehensive immunohistochemical study. Appl Immunohistochem Mol Morphol. 2011;19(4):293-299 7. Kilgore MR, Bosch DE, Adamson KH, Swanson PE, Dintzis SM, Rendi MH. Unexpected PAX8 immunoreactivity in metastatic high-grade breast cancer. Appl Immunohistochem Mol Morphol. 2019;27(9):637-643. doi:10.1097/PAI.0000000000000707 8.Magaki S, Hojat SA, Wei B, So A, Yong WH. An Introduction to the Performance of Immunohistochemistry. Methods Mol Biol. 2019;1897:289-298. doi:10.1007/978-1-4939-8935-5_25 | Immunohistochemistry on sections of paraffin-embedded tissue.(Unpublished Mayo method) | 1 to 3 days | Until staining is complete. | This test has been cleared, approved, or is exempt by the US Food and Drug Administration and is used per manufacturer's instructions. Performance characteristics were verified by Mayo Clinic in a manner consistent with CLIA requirements. | 88342-TC, Primary88341-TC, If additional IHC | PAX8 IHC, Tech Only | Order only;no result | 70846 | PAX8 IHC, Tech Only | Bill only; no result
PDGF | PDGFB (22q13), Dermatofibrosarcoma Protuberans/Giant Cell Fibroblastoma, FISH, Tissue | Confirming the diagnosis ofdermatofibrosarcoma protuberans(DFSP)/giant cell fibroblastoma (GCF) and excluding other spindle neoplasms that closely simulate the DFSP histology, including dermatofibroma (benign fibrous histiocytoma), neurofibroma, spindle cell lipoma, and a variety of other benign and malignant spindle cell neoplasms | Fluorescence In Situ Hybridization (FISH) | Yes | PDGFB (22q13), FISH, Ts | This test does not include a pathology consultation. If a pathology consultation is requested, PATHC / Pathology Consultation should be ordered, and the appropriate fluorescence in situ hybridization (FISH) test will be performed at an additional charge. | Submit only 1 of the following specimens: Specimen Type:Tissue Preferred:Tissue block Container/Tube:Formalin-fixed, paraffin-embedded tumor tissue block Collection Instructions:Blocks prepared with alternative fixation methods may be acceptable; provide fixation method used Acceptable:Slides Specimen Volume:Four consecutive, unstained, 5 micron-thick sections placed on positively charged slides and 1 hematoxylin and eosin-stained slide | Two consecutive, unstained, 5-micron-thick sections placed on positively charged slides and 1 hematoxylin and eosin-stained slide. | Dermatofibrosarcoma protuberans (DFSP) is a superficial, low-grade sarcoma genetically characterized by the unbalanced chromosomal translocation t(17;22)(q21;q13), usually in the form of a supernumerary ring chromosome. The product of this chromosomal translocation is the chimeric geneCOL1A1-PDGFB. Rearrangements of this gene have been detected in approximately 90% of DFSP and its related infantile form, giant cell fibroblastoma, but not in other tumors. | An interpretive report will be provided. | A neoplastic clone is detected when the percent of cells with an abnormality exceeds the normal reference range for thePDGFBFISH probe. A positive result is consistent with rearrangement/amplification of thePDGFBgene locus on 22q13 and supports the diagnosis ofdermatofibrosarcoma protuberans (DFSP) or giant cell fibroblastoma (GCF). A negative result is consistent with no rearrangement/amplification of thePDGFBgene locus on 22q13. However, this result does not exclude the diagnosis of DFSP or GCF. The degree ofPDGFBcopy gain/amplification/rearrangement varies in individual tumors and among different cells in the same tumor. It is not currently known if patients with different levels of rearrangement/amplification have the same prognosis and response to therapy. | This test is not approved by the FDA and it is best used as an adjunct to existing clinical and pathologic information. Fixatives other than formalin (eg Prefer, Bouin) may not be successful for FISH assays, however nonformalin-fixed samples will not be rejected. Paraffin-embedded tissues that have been decalcified are generally unsuccessful for FISH analysis. The pathologist reviewing the hematoxylin and eosin-stained slide may find it necessary to cancel testing. | 1. Abbott JJ, Erickson-Johnson M, Wang X, et al: Gains ofCOL1A1-PDGFBgenomic copies occur in fibrosarcomatous transformation of dermatofibrosarcoma protuberans. Mod Pathol 2006 Nov;19(11):1512-1518 2. Labropoulos SV, Fletcher JA, Oliveira AM, et al: Sustained complete remission of metastatic dermatofibrosarcoma protuberans with imatinib mesylate. Anticancer Drugs 2005 April;16(4):461-466 3. Macarenco RS, Zamolyi R, Franco MF, et al: Genomic gains ofCOL1A1-PDGFBoccur in the evolution of giant cell fibroblastoma into dermatofibrosarcoma protuberans. Genes Chromosomes Cancer 2008 Mar;47(3):260-265 | The test is performed using a laboratory-developedPDGFBdual-color break-apart strategy probe (BAP). Formalin-fixed paraffin-embedded tissues are cut at 5 microns and mounted on positively charged glass slides. The selection of tissue and the identification of target areas on the hematoxylin and eosin (H and E)-stained slide is performed by a pathologist. Using the H and E-stained slide as a reference, target areas are etched with a diamond-tipped etcher on the back of the unstained slide to be assayed. The probe set is hybridized to the appropriate target areas and 2 technologists each analyze 50 interphase nuclei (100 total) with the results expressed as the percent of abnormal nuclei.(Abbott JJ, Erickson-Johnson M, Wang X, et al: Gains ofCOL1A1-PDGFBgenomic copies occur in fibrosarcomatous transformation of dermatofibrosarcoma protuberans. Mod Pathol 2006 November;19[11]:1512-1518) | 7 to 10 days | Slides and H&E used for analysis are retained by the laboratory in accordance to CAP and NYS requirements. Client provided paraffin blocks and extra unstained slides (if provided) will be returned after testing is complete. | This test was developed and its performance characteristics determined by Mayo Clinic in a manner consistent with CLIA requirements. It has not been cleared or approved by the US Food and Drug Administration. | 88271x2, 88291-DNA probe, each (first probe set), Interpretation and report88271x2-DNA probe, each; each additional probe set (if appropriate)88271x1-DNA probe, each; coverage for sets containing 3 probes (if appropriate)88271x2-DNA probe, each; coverage for sets containing 4 probes (if appropriate)88271x3-DNA probe, each; coverage for sets containing 5 probes (if appropriate)88274 w/modifier 52-Interphase in situ hybridization, <25 cells, each probe set (if appropriate)88274-Interphase in situ hybridization, 25 to 99 cells, each probe set (if appropriate) | PDGFB (22q13), FISH, Ts | In Process | 53397 | Disclaimer | 62364-5
FBEP | Pea Black-Eyed/Cow Pea (Vigna sinensis) IgE |  | Enzyme Immunoassay (EIA) | Yes | Pea Black Eyed/Cow Pea IgE | Serum | Specimen Type:Serum Container/Tube:Red or SST Specimen Volume:0.5 mL Collection Instructions:Draw blood in a plain, red-top tube(s) or serum gel tube(s). Spin down and send 0.5 mL of serum refrigerate in a plastic vial. | 0.5 mL |  | <0.35 kU/L | Class IgE (kU/L) Comment 0 <0.35 Below Detection 1 0.35-0.69 Low Positive 2 0.70-3.49 Moderate Positive 3 3.50-17.49 Positive 4 17.50-49.99 Strong Positive 5 >49.99 Very Strong Positive |  |  |  | 4 to 7 days |  | This test was developed and its performance characteristics determined by Eurofins Viracor. It has not been cleared or approved by the U.S. Food and Drug Administration. | 86003 | Pea Black Eyed/Cow Pea IgE | 7571-3 | Z3989 | CLASS | 102498-3
FPGNG | Pea Green IgG |  | Enzyme Immunoassay (FEIA) | No | Pea Green IgG | Serum | Draw blood in a plain, red-top tube(s), serum gel tube(s) is acceptable. Spin down and send 0.5 mL of serum refrigerated in a plastic vial. | 0.5 mL |  | Reference ranges have not been established for food-specific IgG tests. The clinical utility of food-specific IgG tests has not been established. These tests can be used in special clinical situations to select foods for evaluation by diet elimination and challenge in patients who have food-related complaints. It should be recognized that the presence of food-specific IgG alone cannot be taken as evidence of food allergy and only indicates immunologic sensitization by the food allergen in question. This test should only be ordered by physicians who recognize the limitations of the test. |  |  |  |  | 3 to 7 days |  | This test was developed and its performance characteristics determined by Viracor Eurofins. It has not been cleared or approved by the U.S. Food and Drug Administration. | 86001 | Pea Green IgG | 60389-4 | FPGNG | Pea Green IgG | 60389-4
FPEAC | Peach IgG |  | Enzyme Immunoassay (FEIA) | No | Peach IgG | Serum | Draw blood in a plain red-top tube(s), serum gel tube(s) is acceptable. Spin down and send 0.5 mL of serum refrigerated in a plastic vial. | 0.5 mL |  | Reference ranges have not been established for food-specific IgG tests. The clinical utility of food-specific IgG tests has not been established. These tests can be used in special clinical situations to select foods for evaluation by diet elimination and challenge in patients who have food-related complaints. It should be recognized that the presence of food-specific IgG alone cannot be taken as evidence of food allergy and only indicates immunologic sensitization by the food allergen in question. This test should only be ordered by physicians who recognize the limitations of the test. |  |  |  |  | 3 to 7 days |  | This test was developed and its performance characteristics determined by Viracor Eurofins. It has not been cleared or approved by the U.S. Food and Drug Administration. | 86001 | Peach IgG | 60390-2 | FPEAC | Peach IgG | 60390-2
PECH | Peach, IgE, Serum | Establishing a diagnosis of an allergy to peach Defining the allergen responsible for eliciting signs and symptoms Identifying allergens: -Responsible for allergic response and/or anaphylactic episode -To confirm sensitization prior to beginning immunotherapy -To investigate the specificity of allergic reactions to insect venom allergens, drugs, or chemical allergens | Fluorescence Enzyme Immunoassay (FEIA) | Yes | Peach, IgE | Serum | Collection Container/Tube: Preferred:Serum gel Acceptable:Red top Submission Container/Tube:Plastic vial Specimen Volume:0.5 mL for every 5 allergens requested Collection Instructions:Centrifuge and aliquot serum into a plastic vial. | For 1 allergen: 0.3 mL For more than 1 allergen: (0.05 mL x number of allergens) + 0.25 mL deadspace | Clinical manifestations of immediate hypersensitivity (allergic) diseases are caused by the release of proinflammatory mediators (histamine, leukotrienes, and prostaglandins) from IgE-sensitized effector cells (mast cells and basophils) when cell-bound IgE antibodies interact with an allergen. In vitro serum testing for IgE antibodies provides an indication of the immune response to allergens that may be associated with allergic disease. The allergens chosen for testing often depend upon the age of the patient, history of allergen exposure, season of the year, and clinical manifestations. In individuals predisposed to develop allergic disease, the sequence of sensitization and clinical manifestations proceed as follows: eczema and respiratory disease (rhinitis and bronchospasm) in infants and children less than 5 years due to food sensitivity (milk, egg, soy, and wheat proteins) followed by respiratory disease (rhinitis and asthma) in older children and adults due to sensitivity to inhalant allergens (dust mite, mold, and pollen inhalants). | Class,IgE kU/L,Interpretation, 0,<0.10,Negative, 0/1,0.10-0.34,Borderline/equivocal, 1,0.35-0.69,Equivocal, 2,0.70-3.49,Positive, 3,3.50-17.4,Positive, 4,17.5-49.9,Strongly positive, 5,50.0-99.9,Strongly positive, 6,> or =100,Strongly positive, | Detection of IgE antibodies in serum (class 1 or greater) indicates an increased likelihood of allergic disease as opposed to other etiologies and defines the allergens that may be responsible for eliciting signs and symptoms. The level of IgE antibodies in serum varies directly with the concentration of IgE antibodies expressed as a class score or kU/L. | Testing for IgE antibodies is not useful in patients previously treated with immunotherapy to determine if residual clinical sensitivity exists or in patients in whom the medical management does not depend upon identification of allergen specificity. Some individuals with clinically insignificant sensitivity to allergens may have measurable levels of IgE antibodies in serum, and test results must be interpreted in the clinical context. False-positive results for IgE antibodies may occur in patients with markedly elevated serum IgE (>2500 kU/L) due to nonspecific binding to allergen solid phases. | Homburger HA, Hamilton RG: Allergic diseases. In: McPherson RA, Pincus MR, eds. Henry's Clinical Diagnosis and Management by Laboratory Methods. 23rd ed. Elsevier; 2017:1057-1070 | Specific IgE from the patient's serum reacts with the allergen of interest, which is covalently coupled to an ImmunoCAP. After washing away nonspecific IgE, enzyme-labeled anti-IgE antibody is added to form a complex. After incubation, unbound anti-IgE is washed away, and the bound complex incubated with a developing agent. After stopping the reaction, the fluorescence of the eluate is measured. Fluorescence is proportional to the amount of specific IgE present in the patient's sample (ie, the higher the fluorescence value, the more IgE antibody is present).(Package insert: ImmunoCAP System Specific IgE FEIA. Phadia; Rev 06/2020) | Same day/1 to 3 days | 14 days | This test has been cleared, approved, or is exempt by the US Food and Drug Administration and is used per manufacturer's instructions. Performance characteristics were verified by Mayo Clinic in a manner consistent with CLIA requirements. | 86003 | Peach, IgE | 6205-9 | PECH | Peach, IgE | 6205-9
FPNTG | Peanut IgG |  | Enzyme Immunoassay (FEIA) | No | Peanut IgG | Serum | Draw blood in a plain red-top tube(s), serum gel tube(s) is acceptable. Spin down and send 0.5 mL of serum refrigerated in a plastic vial. | 0.5 mL |  | Reference ranges have not been established for food-specific IgG tests. The clinical utility of food-specific IgG tests has not been established. These tests can be used in special clinical situations to select foods for evaluation by diet elimination and challenge in patients who have food-related complaints. It should be recognized that the presence of food-specific IgG alone cannot be taken as evidence of food allergy and only indicates immunologic sensitization by the food allergen in question. This test should only be ordered by physicians who recognize the limitations of the test. |  |  |  |  | 3 to 7 days |  | This test was developed and its performance characteristics determined by Viracor Eurofins. It has not been cleared or approved by the U.S. Food and Drug Administration. | 86001 | Peanut IgG | 35542-0 | FPNTG | Peanut IgG | 35542-0
FPNG4 | Peanut IgG4 |  | Enzyme Immunoassay (FEIA) | No | Peanut IgG4 | Serum | Draw blood in a plain red-top tube(s), serum gel tube(s) is acceptable. Spin down and send 0.5 mL of serum refrigerated in a plastic vial. | 0.5 mL |  | Reference ranges have not been established for food-specific IgG4 tests. The clinical utility of food-specific IgG4 tests has not been clearly established. These tests can be used in special clinical situations to select foods for evaluation by diet elimination and challenge in patients who have food-related complaints, and to evaluate food allergic patients prior to food challenges. The presence of food-specific IgG4 has been studied in response to various oral food immunotherapy treatments but cutoffs have not been established. |  |  |  |  | 2 to 7 days |  | This test was developed and its performance characteristics determined by Viracor Eurofins. It has not been cleared or approved by the U.S. Food and Drug Administration. | 86001 | Peanut IgG4 | 56351-0 | FPNG4 | Peanut IgG4 | 56351-0
PEANT | Peanut, IgE with Reflex to Peanut Components, IgE, Serum | Evaluating patients with suspected peanut allergy Evaluating patients with possible peanut cross-reactivity | Fluorescent Enzyme Immunoassay (FEIA) | Yes | Peanut Component Reflex, S | Testing begins with analysis of peanut IgE. If peanut IgE is negative (<0.10 kU/L), testing is complete. | Collection Container/Tube: Preferred:Serum gel Acceptable:Red top Submission Container/Tube:Plastic vial Specimen Volume:2 mL Collection Instructions:Centrifuge and aliquot serum into a plastic vial. | 1 mL | Peanut allergy is one of the most common food allergies in the United States, with an estimated prevalence of approximately 1% to 2%.(1) The clinical symptoms of peanut allergy may range from relatively mild, such as rhinorrhea, pruritus, or nausea, to a systemic and potentially life-threatening anaphylactic reaction. The diagnosis of peanut allergy is dependent upon the presence of compatible clinical symptoms in the context of peanut exposure, with support from identification of potential peanut-specific IgE allergen antibodies, either by skin testing or in vitro serology testing. In vitro testing has generally focused on assessing for the presence of total peanut IgE antibodies. These antibodies are identified by immunoassay in which the capture allergen is an extract prepared from natural peanut raw material. Most studies have demonstrated a correlation between total peanut IgE allergen antibodies and an increased likelihood of a clinical allergic response. Once an elevated antibody response to total peanut IgE extract is established, assessment for the presence of specific IgE antibodies to the most common peanut allergenic components will be performed. During peanut component allergen testing the presence of IgE antibodies specific for potentially allergenic individual proteins, namely Ara h 1, Ara h 2, Ara h 3, Ara h 6, Ara h 8, Ara h 9, and profilin protein Bet v2, are assessed. The determination of the relative amount of IgE antibody to specific peanut components can aid in assessment of the potential strength and type of allergenic response (see Table). Ara h 1, 2, 3, and 6 are seed storage proteins and are the most relevant for evaluation of suspected peanut allergy.(2,3) The presence of antibodies to Ara h 2, in particular, exhibits strong association with potential systemic reactions. Ara h 1, 2, and 3-specific IgE antibodies tend to be associated with more severe allergic reactions. Ara h6 shares substantial, but not complete, cross-reactivity with Ara h2, and often exhibits similarity in terms of the degree and type of allergenicity. Immunoglobulin E antibodies against Ara h 8 are generally associated with milder peanut allergies and may be seen in the context of birch pollen sensitization. Ara h 8 is a homologue of the birch pollen allergen Bet v1.(4) Ara h 9 is a member of the lipid transfer protein (LTP) family. LTP is ubiquitous throughout the plant kingdom and is also extremely homologous. IgE antibodies specific for Ara h 9 may be associated with allergic reactions upon peanut ingestion, although published data on this is not conclusive.(5) In addition, because of the significant sequence homology, cross-reactivity of IgE antibodies may be observed between Ara h 9 and LTP in commonly consumed plants, such as peaches, apples, and plums. Finally,IgE antibodies to the profilin Bet v2, while associated with birch pollen sensitivity, also represent a minor peanut allergen marker as it is cross-reactive with the peanut profilin, Ara h5. As profilin proteins are present in many other foods, sensitivity to profilin Bet v2 may be associated in broad allergen cross-reactivity among foods, including mango, peach, apple, hazelnut, celery, carrot, paprika, anise, fennel, coriander, cumin, tomato, and potato. The presence of antibodies to profilin Bet v2 is typically associated with milder allergic reactions and oral allergy syndrome. Table. Specific Peanut Allergens Allergen Most common reaction type Heat and digestion stability Selected potential cross-reactivity with other allergens Ara h1 (storage peanut protein) Systemic Stable Some potential allergenic cross reactivity with plant vicilin, including those found in soy and pea Ara h2 (storage peanut protein) Systemic Strongly stable Some potential allergenic cross reactivity with almond and brazil nut allergens Ara h6 Ara h3 (storage peanut protein) Systemic Stable Some potential allergenic cross reactivity with hazelnut and soybean allergens Ara h6 (storage peanut protein) Systemic Strongly stable Ara h2 Ara h8 (PR-10 protein, Bet v 1-homologous allergen) Associated with local reactions such as oral allergy syndrome (OAS) Labile to heat and digestion Associated with allergy to birch and birch related tree pollen Ara h9 (lipid transfer protein) Associated with both systemic reactions and local reactions such as OAS Stable Associated with allergy to peach and peach related fruits Profilin Bet v2 Associated with more minor local reactions such as OAS Labile to heat and digestion Associated with allergy to a broad variety of pollen and plant products from trees, nuts, grasses, and weeds | Class,IgE kU/L,Interpretation, 0,<0.10,Negative, 0/1,0.10-0.34,Borderline / Equivocal, 1,0.35-0.69,Equivocal, 2,0.70-3.49,Positive, 3,3.50-17.4,Positive, 4,17.5-49.9,Strongly positive, 5,50.0-99.9,Strongly positive, 6,> or =100,Strongly positive, | When detectable total peanut IgE antibody is present (> or =0.10 IgE kUa/L), additional specific component IgE antibody testing will be performed. If at least one potential specific allergenic peanut component IgE is detectable (> or =0.10 IgE kUa/L), an interpretative report will be provided. When the sample is negative for total peanut IgE antibody (<0.10 IgE kUa/L), further testing for specific peanut component IgE antibodies will not be performed. Negative IgE results for total peanut antibody may indicate a lack of sensitization to potential peanut allergenic components. | Results from peanut specific IgE antibody testing must be interpreted in the context of patient's clinical evaluation and history of allergen exposures. Negative results for IgE to total peanut and any peanut components do not completely exclude the possibility of clinically relevant allergic responses upon exposure to peanut. Clinical correlation of results from in vitro IgE testing with patient historyof allergic or anaphylactic responses to peanut is recommended. Positive results for IgE to total peanut or any potential peanut allergenic components are not diagnostic for peanut allergy, and only indicate patient may be sensitized to peanut or a cross-reactive allergen. Clinical correlation of results from in vitro IgE testing with patient historyof allergic or anaphylactic responses to peanut is recommended. Testing for IgE antibodies may not be useful in patients previously treated with immunotherapy to determine if residual clinical sensitivity exists, or in patients in whom the medical management does not depend upon identification of allergen specificity. Some patients with significantly elevated concentrations of total peanut IgE antibodies do not have any reaction when administered a peanut oral food challenge. This may be due to the presence of an IgE antibody specific for a nonallergenic protein present within the peanut extract. Furthermore, some individuals with clinically insignificant or no sensitivity to allergens may have detectable levels of IgE antibodies in serum; therefore, results must be interpreted in the clinical context. False-positive results for IgE antibodies may occur in patients with markedly elevated serum IgE (>2500 kU/L) due to nonspecific binding to allergen solid phases. | 1. Sicherer SH, Wood RA: Advances in diagnosing peanut allergy. J Allergy Clin Immunol Pract. 2013 Jan;1(1):1-13.doi: 10.1016/j.jaip.2012.10.004 2. Eller E, Bindslev-Jensen C: Clinical value of component-resolved diagnostics in peanut-allergic patients. Allergy. 2013 Feb;68(2):190-194.doi: 10.1111/all.12075 3. Hong X, Caruso D, Kumar R, et al: IgE, but not IgG4, antibodies to Ara h 2 distinguish peanut allergy from asymptomatic peanut sensitization. Allergy. 2012 Dec;67(12):1538-1546.doi: 10.1111/all.12047 4. Asarnoj A, Nilsson C, Lidholm J, et al: Peanut component Ara h 8 sensitization and tolerance to peanut. J Allergy Clin Immunol. 2012 Aug;130(2):468-472.doi: 10.1016/j.jaci.2012.05.019 5. Klemans RJ, van Os-Medendorp H, Blankestijn M, Bruijzeel-Koomen CA, Knol EF, Knulst AC: Diagnostic accuracy of specific IgE to components in diagnosing peanut allergy: a systematic review. Clin Exp Allergy. 2015 Apr;45(4):720-730.doi: 10.1111/cea.12412 6. Koid AE, Chapman MD, Hamilton RG, et al: Ara h 6 complements Ara h 2 as an important marker for IgE reactivity to peanut. J Agric Food Chem. 2014 Jan 8;62(1):206-213. doi:10.1021/jf4022509 7. Bublin M, Breiteneder H: Cross-reactivity of peanut allergens. Curr Allergy Asthma Rep. 2014 Apr;14(4):426. doi: 10.1007/s11882-014-0426-8 8. Chan ES, Greenhawt MJ, Fleischer DM, Caubet JC: Managing cross-reactivity in those with peanut allergy. J Allergy Clin Immunol Pract. 2019 Feb;7(2):381-386. doi: 10.1016/j.jaip.2018.11.012 9. Simberloff T, Parambi R, Bartnikas LM, el al: Implementation of a standardized clinical assessment and management plan (SCAMP) for food challenges. J Allergy Clin Immunol Pract. 2017 Mar-Apr;5(2):335-344. doi:10.1016/j.jaip.2016.05.021 | Specific IgE from the patient's serum reacts with the allergen of interest, which is covalently coupled to an ImmunoCAP. After washing away nonspecific IgE, enzyme-labeled anti-IgE antibody is added to form a complex. After incubation, unbound anti-IgE is washed away, and the bound complex incubated with a developing agent. After stopping the reaction, the fluorescence of the eluate is measured. Fluorescence is proportional to the amount of specific IgE present in the patient's sample (ie, the higher the fluorescence value, the more IgE antibody is present).(Package insert: ImmunoCAP System Specific IgE FEIA. Phadia; Rev 06/2020) | Same day/1 to 3 days | 14 days | This test has been cleared, approved, or is exempt by the US Food and Drug Administration and is used per manufacturer's instructions. Performance characteristics were verified by Mayo Clinic in a manner consistent with CLIA requirements. | 86003 | Peanut Component Reflex, S | 6206-7 | PNUT | Peanut, IgE, S | 6206-7
PEAN | Peanut, IgE, Serum | Establishing a diagnosis of an allergy to peanut Defining the allergen responsible for eliciting signs and symptoms Identifying allergens: -Responsible for allergic response and/or anaphylactic episode -To confirm sensitization prior to beginning immunotherapy -To investigate the specificity of allergic reactions to insect venom allergens, drugs, or chemical allergens | Fluorescence Enzyme Immunoassay (FEIA) | Yes | Peanut, IgE | Serum | Collection Container/Tube: Preferred:Serum gel Acceptable:Red top Submission Container/Tube:Plastic vial Specimen Volume:0.5 mL for every 5 allergens requested Collection Instructions:Centrifuge and aliquot serum into a plastic vial. | For 1 allergen: 0.3 mL For more than 1 allergen: (0.05 mL x number of allergens) + 0.25 mL deadspace | Peanut allergy is one of the most common food allergies in the United States, with an estimated prevalence of approximately 1% to 2%.(1) The clinical symptoms of peanut allergy may range from relatively mild, such as rhinorrhea, pruritus, or nausea, to a systemic and potentially life-threatening anaphylactic reaction. The diagnosis of peanut allergy is based upon the presence of compatible clinical symptoms in the context of peanut exposure, with support from identification of potential peanut-specific IgE allergen antibodies, either by skin testing or in vitro serology testing. In vitro serology testing has generally focused on assessing for the presence of total peanut IgE antibodies. These antibodies are identified by immunoassay in which the capture allergen is an extract prepared from natural peanut raw material. Most studies have demonstrated a correlation between the amount of total peanut IgE allergen antibody present and an increased likelihood of a clinical allergic response. Clinical manifestations of immediate hypersensitivity (allergic) diseases are caused by the release of proinflammatory mediators (histamine, leukotrienes, and prostaglandins) from IgE-sensitized effector cells (mast cells and basophils) when cell-bound IgE antibodies interact with allergen. Once an elevated antibody response to total peanut IgE extract is established, assessment for the presence of specific IgE antibodies to the most common individual peanut allergenic components may be considered. | Class,IgE kU/L,Interpretation, 0,<0.10,Negative, 0/1,0.10-0.34,Borderline/equivocal, 1,0.35-0.69,Equivocal, 2,0.70-3.49,Positive, 3,3.50-17.4,Positive, 4,17.5-49.9,Strongly positive, 5,50.0-99.9,Strongly positive, 6,> or =100,Strongly positive, | Detection of IgE antibodies in serum (class 1 or greater) indicates an increased likelihood of allergic disease as opposed to other etiologies and defines the allergens that may be responsible for eliciting signs and symptoms. The level of IgE antibodies in serum varies directly with the concentration of IgE antibodies expressed as a class score or kU/L. | Results from peanut specific IgE antibody testing must be interpreted in the context of patient's clinical evaluation and history of allergen exposures. Negative results for IgE to total peanut and any peanut components do not completely exclude the possibility of clinically relevant allergic responses upon exposure to peanut. Clinical correlation of results from in vitro IgE testing with patient historyof allergic or anaphylactic responses to peanut is recommended. Positive results for IgE to total peanut or any peanut components are not diagnostic for peanut allergy, and only indicate that the patient may be sensitized to peanut or a cross-reactive allergen. It is recommended to correlate results from in vitro IgE testing with patient historyof allergic or anaphylactic responses to peanut. Testing for IgE antibodies may not be useful in patients previously treated with immunotherapy to determine if residual clinical sensitivity exists, or in patients in whom the medical management does not depend upon identification of allergen specificity. Some patients with significantly elevated concentrations of total peanut IgE antibodies do not have any reaction when administered a peanut oral food challenge. This may be due to the presence of an IgE antibody specific for a nonallergenic protein present within the peanut extract. Furthermore, some individuals with clinically insignificant or no sensitivity to allergens may have detectable levels of IgE antibodies in serum; therefore, results must be interpreted in the clinical context. False-positive results for IgE antibodies may occur in patients with markedly elevated serum IgE (>2500 kU/L) due to nonspecific binding to allergen solid phases. | 1. Sicherer SH, Wood RA: Advances in diagnosing peanut allergy. J Allergy Clin Immunol Pract. 2013 Jan;1(1):1-13.doi: 10.1016/j.jaip.2012.10.004 2. Eller E, Bindslev-Jensen C: Clinical value of component-resolved diagnostics in peanut-allergic patients. Allergy. 2013 Feb;68(2):190-194.doi: 10.1111/all.12075 3. Homburger HA, Hamilton RG: Allergic diseases. In: McPherson RA, Pincus MR, eds. Henry's Clinical Diagnosis and Management by Laboratory Methods. 23rd ed. Elsevier; 2017:1057-1070 4. Klemans RJ, van Os-Medendorp H, Blankestijn M, Bruijzeel-Koomen CA, Knol EF, Knulst AC: Diagnostic accuracy of specific IgE to components in diagnosing peanut allergy: a systematic review. Clin Exp Allergy. 2015 Apr;45(4):720-730.doi: 10.1111/cea.12412 | Specific IgE from the patient's serum reacts with the allergen of interest, which is covalently coupled to an ImmunoCAP. After washing away nonspecific IgE, enzyme-labeled anti-IgE antibody is added to form a complex. After incubation, unbound anti-IgE is washed away, and the bound complex incubated with a developing agent. After stopping the reaction, the fluorescence of the eluate is measured. Fluorescence is proportional to the amount of specific IgE present in the patient's sample (ie, the higher the fluorescence value, the more IgE antibody is present).(Package insert: ImmunoCAP System Specific IgE FEIA. Phadia; Rev 06/2020) | Same day/1 to 3 days | 14 days | This test has been cleared, approved, or is exempt by the US Food and Drug Administration and is used per manufacturer's instructions. Performance characteristics were verified by Mayo Clinic in a manner consistent with CLIA requirements. | 86003 | Peanut, IgE | 6206-7 | PEAN | Peanut, IgE | 6206-7
FPEAR | Pear IgG |  | Enzyme Immunoassay (FEIA) | No | Pear IgG | Serum | Draw blood in a plain red-top tube(s), serum gel tube(s) is acceptable. Spin down and send 0.5 mL of serum refrigerated in a plastic vial. | 0.5 mL |  | Reference ranges have not been established for food-specific IgG tests. The clinical utility of food-specific IgG tests has not been established. These tests can be used in special clinical situations to select foods for evaluation by diet elimination and challenge in patients who have food-related complaints. It should be recognized that the presence of food-specific IgG alone cannot be taken as evidence of food allergy and only indicates immunologic sensitization by the food allergen in question. This test should only be ordered by physicians who recognize the limitations of the test. |  |  |  |  | 3 to 7 days |  | This test was developed and its performance characteristics determined by Viracor Eurofins. It has not been cleared or approved by the U.S. Food and Drug Administration. | 86001 | Pear IgG | 60391-0 | FPEAR | Pear IgG | 60391-0
PEAR | Pear, IgE, Serum | Establishing a diagnosis of an allergy to pear Defining the allergen responsible for eliciting signs and symptoms Identifying allergens: -Responsible for allergic response and/or anaphylactic episode -To confirm sensitization prior to beginning immunotherapy -To investigate the specificity of allergic reactions to insect venom allergens, drugs, or chemical allergens | Fluorescence Enzyme Immunoassay (FEIA) | Yes | Pear, IgE | Serum | Collection Container/Tube: Preferred:Serum gel Acceptable:Red top Submission Container/Tube:Plastic vial Specimen Volume:0.5 mL for every 5 allergens requested Collection Instructions:Centrifuge and aliquot serum into a plastic vial. |  | Clinical manifestations of immediate hypersensitivity (allergic) diseases are caused by the release of proinflammatory mediators (histamine, leukotrienes, and prostaglandins) from IgE-sensitized effector cells (mast cells and basophils) when cell-bound IgE antibodies interact with an allergen. In vitro serum testing for IgE antibodies provides an indication of the immune response to allergens that may be associated with allergic disease. The allergens chosen for testing often depend upon the age of the patient, history of allergen exposure, season of the year, and clinical manifestations. In individuals predisposed to develop allergic disease, the sequence of sensitization and clinical manifestations proceed as follows: eczema and respiratory disease (rhinitis and bronchospasm) in infants and children less than 5 years due to food sensitivity (milk, egg, soy, and wheat proteins) followed by respiratory disease (rhinitis and asthma) in older children and adults due to sensitivity to inhalant allergens (dust mite, mold, and pollen inhalants). | Class,IgE kU/L,Interpretation, 0,<0.10,Negative, 0/1,0.10-0.34,Borderline/equivocal, 1,0.35-0.69,Equivocal, 2,0.70-3.49,Positive, 3,3.50-17.4,Positive, 4,17.5-49.9,Strongly positive, 5,50.0-99.9,Strongly positive, 6,> or =100,Strongly positive, | Detection of IgE antibodies in serum (class 1 or greater) indicates an increased likelihood of allergic disease as opposed to other etiologies and defines the allergens that may be responsible for eliciting signs and symptoms. The level of IgE antibodies in serum varies directly with the concentration of IgE antibodies expressed as a class score or kU/L. | Testing for IgE antibodies is not useful in patients previously treated with immunotherapy to determine if residual clinical sensitivity exists or in patients in whom the medical management does not depend upon identification of allergen specificity. Some individuals with clinically insignificant sensitivity to allergens may have measurable levels of IgE antibodies in serum, and test results must be interpreted in the clinical context. False-positive results for IgE antibodies may occur in patients with markedly elevated serum IgE (>2500 kU/L) due to nonspecific binding to allergen solid phases. | Homburger HA, Hamilton RG: Allergic diseases. In: McPherson RA, Pincus MR, eds. Henry's Clinical Diagnosis and Management by Laboratory Methods. 23rd ed. Elsevier; 2017:1057-1070 | Specific IgE from the patient's serum reacts with the allergen of interest, which is covalently coupled to an ImmunoCAP. After washing away nonspecific IgE, enzyme-labeled anti-IgE antibody is added to form a complex. After incubation, unbound anti-IgE is washed away, and the bound complex incubated with a developing agent. After stopping the reaction, the fluorescence of the eluate is measured. Fluorescence is proportional to the amount of specific IgE present in the patient's sample (ie, the higher the fluorescence value, the more IgE antibody is present).(Package insert: ImmunoCAP System Specific IgE FEIA. Phadia; Rev 06/2020) | Same day/1 to 3 days | 14 days | This test has been cleared, approved, or is exempt by the US Food and Drug Administration and is used per manufacturer's instructions. Performance characteristics were verified by Mayo Clinic in a manner consistent with CLIA requirements. | 86003 | Pear, IgE | 6207-5 | PEAR | Pear, IgE | 6207-5
FPCFG | Pecan Food IgG |  | Enzyme Immunoassay (FEIA) | No | Pecan Food IgG | Serum | Draw blood in a plain red-top tube(s), serum gel tube(s) is acceptable. Spin down and send 0.5 mL of serum refrigerated in a plastic vial. | 0.5 mL |  | Reference ranges have not been established for food-specific IgG tests. The clinical utility of food-specific IgG tests has not been established. These tests can be used in special clinical situations to select foods for evaluation by diet elimination and challenge in patients who have food-related complaints. It should be recognized that the presence of food-specific IgG alone cannot be taken as evidence of food allergy and only indicates immunologic sensitization by the food allergen in question. This test should only be ordered by physicians who recognize the limitations of the test. |  |  |  |  | 3 to 7 days |  | This test was developed and its performance characteristics determined by Viracor Eurofins. It has not been cleared or approved by the U.S. Food and Drug Administration. | 86001 | Pecan Food IgG | 63108-5 | FPCFG | Pecan Food IgG | 63108-5
PCANH | Pecan Hickory, IgE, Serum | Establishing a diagnosis of an allergy to pecan hickory Defining the allergen responsible for eliciting signs and symptoms Identifying allergens: -Responsible for allergic response and/or anaphylactic episode -To confirm sensitization prior to beginning immunotherapy -To investigate the specificity of allergic reactions to insect venom allergens, drugs, or chemical allergens | Fluorescence Enzyme Immunoassay (FEIA) | Yes | Pecan Hickory, IgE | Serum | Collection Container/Tube: Preferred:Serum gel Acceptable:Red top Submission Container/Tube:Plastic vial Specimen Volume:0.5 mL for every 5 allergens requested Collection Instructions:Centrifuge and aliquot serum into a plastic vial. | For 1 allergen: 0.3 mL For more than 1 allergen: (0.05 mL x number of allergens) + 0.25 mL deadspace | Clinical manifestations of immediate hypersensitivity (allergic) diseases are caused by the release of proinflammatory mediators (histamine, leukotrienes, and prostaglandins) from IgE-sensitized effector cells (mast cells and basophils) when cell-bound IgE antibodies interact with an allergen. In vitro serum testing for IgE antibodies provides an indication of the immune response to allergens that may be associated with allergic disease. The allergens chosen for testing often depend upon the age of the patient, history of allergen exposure, season of the year, and clinical manifestations. In individuals predisposed to develop allergic disease, the sequence of sensitization and clinical manifestations proceed as follows: eczema and respiratory disease (rhinitis and bronchospasm) in infants and children less than 5 years due to food sensitivity (milk, egg, soy, and wheat proteins) followed by respiratory disease (rhinitis and asthma) in older children and adults due to sensitivity to inhalant allergens (dust mite, mold, and pollen inhalants). | Class,IgE kU/L,Interpretation, 0,<0.10,Negative, 0/1,0.10-0.34,Borderline/equivocal, 1,0.35-0.69,Equivocal, 2,0.70-3.49,Positive, 3,3.50-17.4,Positive, 4,17.5-49.9,Strongly positive, 5,50.0-99.9,Strongly positive, 6,> or =100,Strongly positive, | Detection of IgE antibodies in serum (class 1 or greater) indicates an increased likelihood of allergic disease as opposed to other etiologies and defines the allergens that may be responsible for eliciting signs and symptoms. The level of IgE antibodies in serum varies directly with the concentration of IgE antibodies expressed as a class score or kU/L. | Testing for IgE antibodies is not useful in patients previously treated with immunotherapy to determine if residual clinical sensitivity exists or in patients in whom the medical management does not depend upon identification of allergen specificity. Some individuals with clinically insignificant sensitivity to allergens may have measurable levels of IgE antibodies in serum, and test results must be interpreted in the clinical context. False-positive results for IgE antibodies may occur in patients with markedly elevated serum IgE (>2500 kU/L) due to nonspecific binding to allergen solid phases. | Homburger HA, Hamilton RG: Allergic diseases. In: McPherson RA, Pincus MR, eds. Henry's Clinical Diagnosis and Management by Laboratory Methods. 23rd ed. Elsevier; 2017:1057-1070 | Specific IgE from the patient's serum reacts with the allergen of interest, which is covalently coupled to an ImmunoCAP. After washing away nonspecific IgE, enzyme-labeled anti-IgE antibody is added to form a complex. After incubation, unbound anti-IgE is washed away, and the bound complex incubated with a developing agent. After stopping the reaction, the fluorescence of the eluate is measured. Fluorescence is proportional to the amount of specific IgE present in the patient's sample (ie, the higher the fluorescence value, the more IgE antibody is present).(Package insert: ImmunoCAP System Specific IgE FEIA. Phadia; Rev 06/2020) | Same day/1 to 3 days | 14 days | This test has been cleared, approved, or is exempt by the US Food and Drug Administration and is used per manufacturer's instructions. Performance characteristics were verified by Mayo Clinic in a manner consistent with CLIA requirements. | 86003 | Pecan Hickory, IgE | 6208-3 | PCANH | Pecan Hickory, IgE | 6208-3
PEC | Pecan-Food, IgE, Serum | Establishing a diagnosis of an allergy to pecan-food Defining the allergen responsible for eliciting signs and symptoms Identifying allergens: -Responsible for allergic response and/or anaphylactic episode -To confirm sensitization prior to beginning immunotherapy -To investigate the specificity of allergic reactions to insect venom allergens, drugs, or chemical allergens | Fluorescence Enzyme Immunoassay (FEIA) | Yes | Pecan-Food, IgE | Serum | Collection Container/Tube: Preferred:Serum gel Acceptable:Red top Submission Container/Tube:Plastic vial Specimen Volume:0.5 mL for every 5 allergens requested Collection Instructions:Centrifuge and aliquot serum into a plastic vial. | For 1 allergen: 0.3 mL For more than 1 allergen: (0.05 mL x number of allergens) + 0.25 mL deadspace | Clinical manifestations of immediate hypersensitivity (allergic) diseases are caused by the release of proinflammatory mediators (histamine, leukotrienes, and prostaglandins) from IgE-sensitized effector cells (mast cells and basophils) when cell-bound IgE antibodies interact with an allergen. In vitro serum testing for IgE antibodies provides an indication of the immune response to allergens that may be associated with allergic disease. The allergens chosen for testing often depend upon the age of the patient, history of allergen exposure, season of the year, and clinical manifestations. In individuals predisposed to develop allergic disease, the sequence of sensitization and clinical manifestations proceed as follows: eczema and respiratory disease (rhinitis and bronchospasm) in infants and children less than 5 years due to food sensitivity (milk, egg, soy, and wheat proteins) followed by respiratory disease (rhinitis and asthma) in older children and adults due to sensitivity to inhalant allergens (dust mite, mold, and pollen inhalants). | Class,IgE kU/L,Interpretation, 0,<0.10,Negative, 0/1,0.10-0.34,Borderline/equivocal, 1,0.35-0.69,Equivocal, 2,0.70-3.49,Positive, 3,3.50-17.4,Positive, 4,17.5-49.9,Strongly positive, 5,50.0-99.9,Strongly positive, 6,> or =100,Strongly positive, | Detection of IgE antibodies in serum (class 1 or greater) indicates an increased likelihood of allergic disease as opposed to other etiologies and defines the allergens that may be responsible for eliciting signs and symptoms. The level of IgE antibodies in serum varies directly with the concentration of IgE antibodies expressed as a class score or kU/L. | Testing for IgE antibodies is not useful in patients previously treated with immunotherapy to determine if residual clinical sensitivity exists or in patients in whom the medical management does not depend upon identification of allergen specificity. Some individuals with clinically insignificant sensitivity to allergens may have measurable levels of IgE antibodies in serum, and test results must be interpreted in the clinical context. False-positive results for IgE antibodies may occur in patients with markedly elevated serum IgE (>2500 kU/L) due to nonspecific binding to allergen solid phases. | Homburger HA, Hamilton RG: Allergic diseases. In: McPherson RA, Pincus MR, eds. Henry's Clinical Diagnosis and Management by Laboratory Methods. 23rd ed. Elsevier; 2017:1057-1070 | Specific IgE from the patient's serum reacts with the allergen of interest, which is covalently coupled to an ImmunoCAP. After washing away nonspecific IgE, enzyme-labeled anti-IgE antibody is added to form a complex. After incubation, unbound anti-IgE is washed away, and the bound complex incubated with a developing agent. After stopping the reaction, the fluorescence of the eluate is measured. Fluorescence is proportional to the amount of specific IgE present in the patient's sample (ie, the higher the fluorescence value, the more IgE antibody is present).(Package insert: ImmunoCAP System Specific IgE FEIA. Phadia; Rev 06/2020) | Same day/1 to 3 days | 14 days | This test has been cleared, approved, or is exempt by the US Food and Drug Administration and is used per manufacturer's instructions. Performance characteristics were verified by Mayo Clinic in a manner consistent with CLIA requirements. | 86003 | Pecan-Food, IgE | 6208-3 | PEC | Pecan-Food, IgE | 6208-3
PAS3 | Pediatric Allergy Screen <3 Years, Serum | Establishing a diagnosis of an allergy to egg whites, milk, wheat, soybeans, and house dust mites Defining the allergen responsible for eliciting signs and symptoms Identifying allergens: -Responsible for allergic response and/or anaphylactic episode -To confirm sensitization prior to beginning immunotherapy -To investigate the specificity of allergic reactions to insect venom allergens, drugs, or chemical allergens | Fluorescence Enzyme Immunoassay (FEIA) | Yes | Pediatric Allergy Scrn <3 Yrs, S | Serum | Collection Container/Tube: Preferred:Serum gel Acceptable:Red top Submission Container/Tube:Plastic vial Specimen Volume:0.5 mL for every 5 allergens requested Collection Instructions:Centrifuge and aliquot serum into a plastic vial. | For 1 allergen: 0.3 mL For more than 1 allergen: (0.05 mL x number of allergens) + 0.25 mL deadspace | Clinical manifestations of immediate hypersensitivity (allergic) diseases are caused by the release of proinflammatory mediators (histamine, leukotrienes, and prostaglandins) from IgE-sensitized effector cells (mast cells and basophils) when cell-bound IgE antibodies interact with an allergen. In vitro serum testing for IgE antibodies provides an indication of the immune response to allergens that may be associated with allergic disease. The allergens chosen for testing often depend upon the age of the patient, history of allergen exposure, season of the year, and clinical manifestations. In individuals predisposed to develop allergic disease, the sequence of sensitization and clinical manifestations proceed as follows: eczema and respiratory disease (rhinitis and bronchospasm) in infants and children younger than 5 years of age due to food sensitivity (milk, egg, soy, and wheat proteins) followed by respiratory disease (rhinitis and asthma) in older children and adults due to sensitivity to inhalant allergens (dust mite, mold, and pollen inhalants). | Class,IgE kU/L,Interpretation, 0,<0.10,Negative, 0/1,0.10-0.34,Borderline/equivocal, 1,0.35-0.69,Equivocal, 2,0.70-3.49,Positive, 3,3.50-17.4,Positive, 4,17.5-49.9,Strongly positive, 5,50.0-99.9,Strongly positive, 6,> or =100,Strongly positive, | Detection of IgE antibodies in serum (class 1 or greater) indicates an increased likelihood of allergic disease as opposed to other etiologies and defines the allergens that may be responsible for eliciting signs and symptoms. The level of IgE antibodies in serum varies directly with the concentration of IgE antibodies expressed as a class score or kU/L. | Testing for IgE antibodies is not useful in patients previously treated with immunotherapy to determine if residual clinical sensitivity exists, or in patients in whom the medical management does not depend upon identification of allergen specificity. Some individuals with clinically insignificant sensitivity to allergens may have measurable levels of IgE antibodies in serum, and test results must be interpreted in the clinical context. False-positive results for IgE antibodies may occur in patients with markedly elevated serum IgE (>2500 kU/L) due to nonspecific binding to allergen solid phases. | Homburger HA, Hamilton RG. Allergic diseases. In: McPherson RA, Pincus MR, eds. Henry's Clinical Diagnosis and Management by Laboratory Methods. 23rd ed. Elsevier; 2017:1057-1070 | Specific IgE from the patient's serum reacts with the allergen of interest, which is covalently coupled to an ImmunoCAP. After washing away nonspecific IgE, enzyme-labeled anti-IgE antibody is added to form a complex. After incubation, unbound anti-IgE is washed away, and the bound complex incubated with a developing agent. After stopping the reaction, the fluorescence of the eluate is measured. Fluorescence is proportional to the amount of specific IgE present in the patient's sample (ie, the higher the fluorescence value, the more IgE antibody is present).(Package insert: ImmunoCAP System Specific IgE FEIA. Phadia; Rev 06/2020) | Same day/1 to 3 days | 14 days | This test has been cleared, approved, or is exempt by the US Food and Drug Administration and is used per manufacturer's instructions. Performance characteristics were verified by Mayo Clinic in a manner consistent with CLIA requirements. | 86003 x 5 | Pediatric Allergy Scrn <3 Yrs, S | 94593-1 | WHT | Wheat, IgE | 6276-0
PAS8 | Pediatric Allergy Screen >8 Years, Serum | Establishing a diagnosis of an allergy to pediatric allergy screen Defining the allergen responsible for eliciting signs and symptoms Identifying allergens: -Responsible for allergic response and/or anaphylactic episode -To confirm sensitization prior to beginning immunotherapy -To investigate the specificity of allergic reactions to insect venom allergens, drugs, or chemical allergens | Fluorescence Enzyme Immunoassay (FEIA) | Yes | Pediatric Allergy Scrn >8 Yrs, S | Serum | Collection Container/Tube: Preferred:Serum gel Acceptable:Red top Submission Container/Tube:Plastic vial Specimen Volume:0.7 mL for every 5 allergens requested Collection Instructions:Centrifuge and aliquot serum into a plastic vial. | For 1 allergen: 0.5 mL For more than 1 allergen: (0.05 mL x number of allergens) + 0.25 mL deadspace | Clinical manifestations of immediate hypersensitivity (allergic) diseases are caused by the release of proinflammatory mediators (histamine, leukotrienes, and prostaglandins) from IgE-sensitized effector cells (mast cells and basophils) when cell-bound IgE antibodies interact with an allergen. In vitro serum testing for IgE antibodies provides an indication of the immune response to allergens that may be associated with allergic disease. The allergens chosen for testing often depend upon the age of the patient, history of allergen exposure, season of the year, and clinical manifestations. In individuals predisposed to develop allergic disease, the sequence of sensitization and clinical manifestations proceed as follows: eczema and respiratory disease (rhinitis and bronchospasm) in infants and children younger than 5 years of age due to food sensitivity (milk, egg, soy, and wheat proteins) followed by respiratory disease (rhinitis and asthma) in older children and adults due to sensitivity to inhalant allergens (dust mite, mold, and pollen inhalants). | Class,IgE kU/L,Interpretation, 0,<0.10,Negative, 0/1,0.10-0.34,Borderline/equivocal, 1,0.35-0.69,Equivocal, 2,0.70-3.49,Positive, 3,3.50-17.4,Positive, 4,17.5-49.9,Strongly positive, 5,50.0-99.9,Strongly positive, 6,> or =100,Strongly positive, | Detection of IgE antibodies in serum (class 1 or greater) indicates an increased likelihood of allergic disease as opposed to other etiologies and defines the allergens that may be responsible for eliciting signs and symptoms. The level of IgE antibodies in serum varies directly with the concentration of IgE antibodies expressed as a class score or kU/L. | Testing for IgE antibodies is not useful in patients previously treated with immunotherapy to determine if residual clinical sensitivity exists, or in patients in whom the medical management does not depend upon identification of allergen specificity. Some individuals with clinically insignificant sensitivity to allergens may have measurable levels of IgE antibodies in serum, and test results must be interpreted in the clinical context. False-positive results for IgE antibodies may occur in patients with markedly elevated serum IgE (>2500 kU/L) due to nonspecific binding to allergen solid phases. | Homburger HA, Hamilton RG: Allergic diseases. In: McPherson RA, Pincus MR, ed. Henry's Clinical Diagnosis and Management by Laboratory Methods. 23rd ed. Elsevier; 2017:1057-1070 | Specific IgE from the patient's serum reacts with the allergen of interest, which is covalently coupled to an ImmunoCAP. After washing away nonspecific IgE, enzyme-labeled anti-IgE antibody is added to form a complex. After incubation, unbound anti-IgE is washed away, and the bound complex incubated with a developing agent. After stopping the reaction, the fluorescence of the eluate is measured. Fluorescence is proportional to the amount of specific IgE present in the patient's sample (ie, the higher the fluorescence value, the more IgE antibody is present).(Package insert: ImmunoCAP System Specific IgE FEIA. Phadia; Rev 06/2020) | Same day/1 to 3 days | 14 days | This test has been cleared, approved, or is exempt by the US Food and Drug Administration and is used per manufacturer's instructions. Performance characteristics were verified by Mayo Clinic in a manner consistent with CLIA requirements. | 86003 x 5 | Pediatric Allergy Scrn >8 Yrs, S | 94593-1 | TIMG | Timothy Grass, IgE | 6265-3
PAS38 | Pediatric Allergy Screen 3 to 8 Years, Serum | Establishing a diagnosis of an allergy to pediatric allergy screen Defining the allergen responsible for eliciting signs and symptoms Identifying allergens: -Responsible for allergic response and/or anaphylactic episode -To confirm sensitization prior to beginning immunotherapy -To investigate the specificity of allergic reactions to insect venom allergens, drugs, or chemical allergens | Fluorescence Enzyme Immunoassay (FEIA) | Yes | Pediatric Allergy Scrn 3-8 Yrs, S | Serum | Collection Container/Tube: Preferred:Serum gel Acceptable:Red top Submission Container/Tube:Plastic vial Specimen Volume:0.8 mL for every 5 allergens requested Collection Instructions:Centrifuge and aliquot serum into a plastic vial. | For 1 allergen: 0.6 mL For more than 1 allergen: (0.05 mL x number of allergens) + 0.25 mL deadspace | Clinical manifestations of immediate hypersensitivity (allergic) diseases are caused by the release of proinflammatory mediators (histamine, leukotrienes, and prostaglandins) from IgE-sensitized effector cells (mast cells and basophils) when cell-bound IgE antibodies interact with an allergen. In vitro serum testing for IgE antibodies provides an indication of the immune response to allergen(s) that may be associated with allergic disease. The allergens chosen for testing often depend upon the age of the patient, history of allergen exposure, season of the year, and clinical manifestations. In individuals predisposed to develop allergic disease(s), the sequence of sensitization and clinical manifestations proceed as follows: eczema and respiratory disease (rhinitis and bronchospasm) in infants and children less than 5 years due to food sensitivity (milk, egg, soy, and wheat proteins) followed by respiratory disease (rhinitis and asthma) in older children and adults due to sensitivity to inhalant allergens (dust mite, mold, and pollen inhalants). | Class,IgE kU/L,Interpretation, 0,<0.10,Negative, 0/1,0.10-0.34,Borderline/equivocal, 1,0.35-0.69,Equivocal, 2,0.70-3.49,Positive, 3,3.50-17.4,Positive, 4,17.5-49.9,Strongly positive, 5,50.0-99.9,Strongly positive, 6,> or =100,Strongly positive, | Detection of IgE antibodies in serum (class 1 or greater) indicates an increased likelihood of allergic disease as opposed to other etiologies and defines the allergens that may be responsible for eliciting signs and symptoms. The level of IgE antibodies in serum varies directly with the concentration of IgE antibodies expressed as a class score or kU/L. | Testing for IgE antibodies is not useful in patients previously treated with immunotherapy to determine if residual clinical sensitivity exists or in patients in whom the medical management does not depend upon identification of allergen specificity. Some individuals with clinically insignificant sensitivity to allergens may have measurable levels of IgE antibodies in serum, and test results must be interpreted in the clinical context. False-positive results for IgE antibodies may occur in patients with markedly elevated serum IgE (>2500 kU/L) due to nonspecific binding to allergen solid phases. | Homburger HA, Hamilton RG: Allergic diseases. In: McPherson RA, Pincus MR, eds. Henry's Clinical Diagnosis and Management by Laboratory Methods. 23rd ed. Elsevier; 2017:1057-1070 | Specific IgE from the patient's serum reacts with the allergen of interest, which is covalently coupled to an ImmunoCAP. After washing away nonspecific IgE, enzyme-labeled anti-IgE antibody is added to form a complex. After incubation, unbound anti-IgE is washed away, and the bound complex incubated with a developing agent. After stopping the reaction, the fluorescence of the eluate is measured. Fluorescence is proportional to the amount of specific IgE present in the patient's sample (ie, the higher the fluorescence value, the more IgE antibody is present).(Package insert: ImmunoCAP System Specific IgE FEIA. Phadia; Rev 06/2020) | Same day/1 to 3 days | 14 days | This test has been cleared, approved, or is exempt by the US Food and Drug Administration and is used per manufacturer's instructions. Performance characteristics were verified by Mayo Clinic in a manner consistent with CLIA requirements. | 86003 x 6 | Pediatric Allergy Scrn 3-8 Yrs, S | 94593-1 | TIMG | Timothy Grass, IgE | 6265-3
PCDES | Pediatric Autoimmune Encephalopathy/CNS Disorder Evaluation, Serum | Evaluating children with autoimmune central nervous system disorders using serum specimens | AMPCS, CS2CS, DPPCS, GABCS, GFACS, LG1CS, GL1CS, NCDCS, NMDCS: Cell Binding Assay (CBA) MOGFS, MOGTS, NMOFS, NMOTS: Flow Cytometry AMPIS, ANN1S, AN1TS, DPPTS, GABIS, GFAIS, GFATS, GL1IS, GL1TS, NCDIS, NCDTS, NMDIS, PCATR, PCTTS: Indirect Immunofluorescence (IFA) GD65S: Radioimmunoassay (RIA) AN1BS, AN2BS, PCTBS: Immunoblot (IB) PCSI: Medical Interpretation | Yes | Peds Autoimm Enceph CNS, S | If the indirect immunofluorescence assay (IFA) pattern suggests antineuronal nuclear antibody type 1 (ANNA-1), then the ANNA-1 immunoblot, ANNA-1 IFA titer and ANNA-2 immunoblot will be performed at an additional charge. | Patient Preparation:For optimal antibody detection, specimen collection is recommended prior to initiation of immunosuppressant medication or intravenous immunoglobulin treatment. Supplies:Sarstedt Aliquot Tube, 5 mL (T914) Collection Container/Tube: Preferred:Red top Acceptable:Serum gel Submission Container/Tube:Plastic vial Specimen Volume:4 mL Collection Instructions:Centrifuge and aliquot serum into a plastic vial. | 2 mL | Autoimmune encephalitis and myelitis is increasingly recognized as a cause of central nervous system disease in children and adolescents. N-methyl-D-aspartate receptor antibody (NMDA-R) encephalitis and myelin oligodendrocyte glycoprotein (MOG) autoimmunity are most common, though other entities, including aquaporin-4 autoimmunity, contactin-associated protein-like 2 (CASPR2) autoimmunity, autoimmune glial fibrillary acidic protein (GFAP) astrocytopathy, and paraneoplastic encephalomyelopathies, may also occur in children. | Test ID,Reporting name,Methodology*,Reference value, PCSI,Peds Autoimmune CNS Interp, S,Medical interpretation,Interpretive report, AMPCS,AMPA-R Ab CBA, S,CBA,Negative, ANN1S,Anti-Neuronal Nuclear Ab, Type 1,IFA,Negative, CS2CS,CASPR2-IgG CBA, S,CBA,Negative, DPPCS,DPPX AbCBA, S,CBA,Negative, GABCS,GABA-B-R Ab CBA, S,CBA,Negative, GD65S,GAD65 Ab Assay, S,RIA,< or =0.02 nmol/LReference values apply to all ages., GFAIS,GFAP IFA, S,IFA,Negative, LG1CS,LGI1-IgG CBA, S,CBA,Negative, GL1IS,mGluR1 Ab IFA, S,IFA,Negative, NCDIS,Neurochondrin IFA, S,IFA,Negative, MOGFS,MOG FACS, S,FACS,Negative, NMDCS,NMDA-R Ab CBA, S,CBA,Negative, NMOFS,NMO/AQP4 FACS, S,FACS,Negative, PCATR,Purkinje Cell Cytoplasmic Ab Type Tr,IFA,Negative, Test ID,Reporting name,Methodology,Reference value, AMPIS,AMPA-R Ab IF Titer Assay, S,IFA,<1:240, AN1BS,ANNA-1 Immunoblot, S,IB,Negative, AN1TS,ANNA-1 Titer, S,IFA,<1:240, AN2BS,ANNA-2 Immunoblot, S,IB,Negative, DPPTS,DPPX Ab IFA Titer, S,IFA,<1:240, GABIS,GABA-B-R Ab IF Titer Assay, S,IFA,<1:240, GFACS,GFAP CBA, S,CBA,Negative, GFATS,GFAP IFA Titer, S,IFA,<1:240, GL1CS,mGluR1 Ab CBA, S,CBA,Negative, GL1TS,mGluR1 Ab IFA Titer, S,IFA,<1:240, MOGTS,MOG FACS Titer, S,FACS,<1:20, NCDCS,Neurochondrin CBA, S,CBA,Negative, NCDTS,Neurochondrin IFA Titer, S,IFA,<1:240, NMDIS,NMDA-R Ab IF Titer Assay, S,IFA,<1:240, NMOTS,NMO/AQP4 FACS Titer, S,FACS,<1:5, PCTTS,PCA-Tr Titer, S,IFA,<1:240, PCTBS,PCA-Tr Immunoblot, S,IB,Negative, | This profile is consistent with an autoimmune central nervous system disorder. | Negative results do not exclude a diagnosis of an autoimmune central nervous system disorder. Intravenous immunoglobulin (IVIg) treatment prior to the serum collection may cause a false-positive result. | 1. Dubey D, Pittock SJ, Krecke KN, et al. Clinical, radiologic, and prognostic features of myelitis associated with myelin oligodendrocyte glycoprotein autoantibody. JAMA Neurol. 2019;76(3):301-309. doi:10.1001/jamaneurol.2018.4053 2. McKeon A, Lennon VA, Lotze T, et al. CNS aquaporin-4 autoimmunity in children. Neurology. 2008;71(2):93-100 3. Dubey D, Hinson SR, Jolliffe EA, et al. Autoimmune GFAP astrocytopathy: Prospective evaluation of 90 patients in 1 year. J Neuroimmunol. 2018;321:157-163. doi:10.1016/j.jneuroim.2018.04.016 4. Philipps G, Alisanski SB, Pranzatelli M, Clardy SL, Lennon VA, McKeon A. Purkinje cell cytoplasmic antibody type 1 (anti-Yo) autoimmunity in a child with Down syndrome. JAMA Neurol. 2014;71(3):347-349 5. Lopez-Chiriboga AS, Klein C, Zekeridou A, et al. LGI1 and CASPR2 neurological autoimmunity in children. Ann Neurol. 2018;84(3):473-480. doi:10.1002/ana.25310 6. Lopez-Chiriboga AS, Majed M, Fryer J, et al. Association of MOG-IgG serostatus with relapse after acute disseminated encephalomyelitis and proposed diagnostic criteria for MOG-IgG-associated disorders. JAMA Neurol. 2018;75(11):1355-1363. doi:10.1001/jamaneurol.2018.1814 7. Clardy SL, Lennon VA, Dalmau J, Childhood onset of stiff-man syndrome. JAMA Neurol. 2013;70(12):1531-1536. doi:10.1001/jamaneurol.2013.4442 8. Banwell B, Tenembaum S, Lennon VA, et al. Neuromyelitis optica-IgG in childhood inflammatory demyelinating CNS disorders. Neurology. 2008;70(5):344-352. doi:10.1212/01.wnl.0000284600.80782.d5 | Cell-Binding Assay: Patient specimen is applied to a composite slide containing transfected and nontransfected HEK-293 cells. After incubation and washing, fluorescein-conjugated goat-antihuman IgG is applied to detect the presence of patient IgG binding.(Package insert: IIFT: Neurology Mosaics, Instructions for the indirect immunofluorescence test. EUROIMMUN; FA_112d-1_A_UK_C13, 02/2019) Fluorescence-Activated Cell Sorting Assay: Human embryonic kidney cells (HEK 293) are transfected transiently with a plasmid (pIRES2-Aequorea coerulescensgreen fluorescent protein [AcGFP]) encoding both green fluorescent protein (AcGFP) and AQP4-M1. After 36 hours, a mixed population of cells (transfected expressing AQP4 or MOG on the surface and AcGFP in the cytoplasm and nontransfected lacking AQP4 or MOG and AcGFP) are lifted and resuspended in live cell-binding buffer. Cells are incubated with patient serum and an AlexaFluor 647-labeled secondary antibody is added. Two populations are gated on the basis of AcGFP expression: positive (high AQP4 or MOG expression) and negative (low or no AQP4 or MOG expression). Positivity is based on the ratio (Positive >2.0) of the average median fluorescence intensity (MFI) of each cell population (MFI GFP positive:MFI GFP negative).(Unpublished Mayo method) Indirect Immunofluorescence Assay: The patient's sample is tested by a standardized immunofluorescence assay that uses a composite frozen section of mouse cerebellum, kidney, and gut tissues. After incubation with sample and washing, fluorescein-conjugated goat-antihuman IgG is applied. Neuron-specific autoantibodies are identified by their characteristic fluorescence staining patterns. Samples that are scored positive for any neuronal nuclear or cytoplasmic autoantibody are titrated to an endpoint. Interference by coexisting non-neuron-specific autoantibodies can usually be eliminated by serologic absorption.(Honorat JA, Komorowski L, Josephs KA, et al. IgLON5 antibody: neurological accompaniments and outcomes in 20 patients. Neurol Neuroimmunol Neuroinflamm 2017;4(5):e385. doi:10.1212/NXI.0000000000000385) Radioimmunoassay: (125)I-labeled recombinant human antigens or labeled receptors are incubated with patient specimen. After incubation, anti-human IgG is added to form an immunoprecipitate. The amount of (125)I-labeled antigen in the immunoprecipitate is measured using a gamma-counter. The amount of gamma emission in the precipitate is proportional to the amount of antigen-specific IgG in the specimen. Results are reported as units of precipitated antigen (nmol) per liter of patient sample.(Griesmann GE, Kryzer TJ, Lennon VA. Autoantibody profiles of myasthenia gravis and Lambert-Eaton myasthenic syndrome. In: Rose NR, Hamilton RG, et al, eds. Manual of Clinical and Laboratory Immunology. 6th ed ASM Press; 2002:1005-1012; Walikonis JE, Lennon VA. Radioimmunoassay for glutamic acid decarboxylase [GAD65] autoantibodies as a diagnostic aid for stiff-man syndrome and a correlate of susceptibility to type 1 diabetes mellitus. Mayo Clin Proc 1998;73[12]:1161-1166; Jones AL, Flanagan EP, Pittock SJ, et al. Responses to and outcomes of treatment of autoimmune cerebellar ataxia in adults. JAMA Neurol 2015;72[11]:1304-1312. doi:10.1001/jamaneurol.2015.2378) Immunoblot: All steps are performed at ambient temperature (18-28 degrees C) utilizing the EUROBlot One instrument. Diluted patient serum (1:101) is added to test strips (strips containing recombinant antigen manufactured and purified using biochemical methods) in individual channels and incubated for 30 minutes. Positive serums will bind to the purified recombinant antigen and negative serums will not bind. Strips are washed to remove unbound antibodies and then incubated with antihuman IgG antibodies (alkaline phosphatase-labeled) and incubated for 30 minutes. The strips are again washed to remove unbound antihuman IgG antibodies and nitroblue tetrazolium chloride/5-bromo-4-chloro-3-indolyl phosphate (NBT/BCIP) substrate is added. Alkaline phosphatase enzyme converts the soluble substrate into a colored insoluble product on the membrane to produce a black band. Strips are digitized via picture capture on the EUROBlot One instrument and evaluated with the EUROLineScan software. (O'Connor K, Waters P, Komorowski L, et al. GABAA receptor autoimmunity: A multicenter experience. Neurol Neuroimmunol Neuroinflamm. 2019;6[3]:e552 doi:10.1212/NXI.0000000000000552) | 8 to 12 days | 28 days | This test was developed and its performance characteristics determined by Mayo Clinic in a manner consistent with CLIA requirements. It has not been cleared or approved by the US Food and Drug Administration. | 86341863638605386255 x 1186256 AMPIS (if appropriate)84182 AN1BS (if appropriate)86256 AN1TS (if appropriate)84182 AN2BS (if appropriate)86256 DPPTS (if appropriate)86256 GABIS (if appropriate)86255 GFACS (if appropriate)86256 GFATS (if appropriate)86255 GL1CS (if appropriate)86256 GL1TS (if appropriate)86363 MOGTS (if appropriate)86255 NCDCS (if appropriate)86256 NCDTS (if appropriate)86256 NMDIS (if appropriate)86053 NMOTS (if appropriate)84182 PCTBS (if appropriate)86256 PCTTS (if appropriate) | Peds Autoimm Enceph CNS, S | 101417-4 | 615867 | Neurochondrin IFA, S | 101452-1
PCDEC | Pediatric Autoimmune Encephalopathy/CNS Disorder Evaluation, Spinal Fluid | Evaluating children with autoimmune central nervous system disorders using cerebrospinal fluid specimens | AMPCC, CS2CC, DPPCC, GABCC, GFACC, LG1CC, GL1CC, NCDCC, NMDCC: Cell Binding Assay (CBA) NMOFC, NMOTC: Flow Cytometry AMPIC, ANN1C, AN1TC, DPPTC, GABIC, GFAIC, GFATC, GL1IC, GL1TC, NCDIC, NCDTC, NMDIC, PCTRC, PCTTC: Indirect Immunofluorescence Assay (IFA) GD65C: Radioimmunoassay (RIA) AN1BC, AN2BC, PCTBC: Immunoblot (IB) PCCI: Medical Interpretation | Yes | Peds Autoimm Enceph CNS, CSF | If the indirect immunofluorescence assay (IFA) pattern suggests antineuronal nuclear antibodies (ANNA)-1, then the ANNA-1 immunoblot, ANNA-1 IFA titer and ANNA-2 immunoblot will be performed at an additional charge. | Container/Tube:Sterile vial Preferred:Collection vial number 1 Acceptable:Any collection vial Specimen Volume:4 mL | 2 mL | Autoimmune encephalitis and myelitis is increasingly recognized as a cause of central nervous system disease in children and adolescents. N-methyl-D-aspartate receptor antibody (NMDA-R) encephalitis and myelin oligodendrocyte glycoprotein (MOG) autoimmunity are most common, although other entities, including aquaporin-4 autoimmunity, contactin-associated protein-like 2 (CASPR2) autoimmunity, autoimmune glial fibrillary acidic protein (GFAP) astrocytopathy, and paraneoplastic encephalomyelopathies, may also occur in children. | Test ID,Reporting name,Methodology,Reference value, PCCI,Peds Autoimmune CNS Interp, CSF,Medical interpretation,Interpretive report, AMPCC,AMPA-R Ab CBA, CSF,CBA,Negative, ANN1C,Anti-Neuronal Nuclear Ab, Type 1,IFA,Negative, CS2CC,CASPR2-IgG CBA, CSF,CBA,Negative, DPPCC,DPPX AbCBA, CSF,CBA,Negative, GABCC,GABA-B-R Ab CBA, CSF,CBA,Negative, ,,,, GD65C,GAD65 Ab Assay, CSF,RIA,< or =0.02nmol/LReference values apply to all ages., GFAIC,GFAP IFA, CSF,IFA,Negative, GL1IC,mGluR1 Ab IFA, CSF,IFA,Negative, LG1CC,LGI1-IgG CBA, CSF,CBA,Negative, NCDIC,Neurochondrin IFA, CSF,IFA,Negative, NMDCC,NMDA-R Ab CBA, CSF,CBA,Negative, NMOFC,NMO/AQP4 FACS, CSF,FACS,Negative, PCTRC,Purkinje Cell Cytoplasmc Ab Type Tr,IFA,Negative, Test ID,Reporting name,Methodology,Reference value, AMPIC,AMPA-R Ab IF Titer Assay, CSF,IFA,<1:2, AN1BC,ANNA-1 Immunoblot, CSF,IB,Negative, AN1TC,ANNA-1 Titer, CSF,IFA,<1:2, AN2BC,ANNA-2 Immunoblot, CSF,IB,Negative, DPPTC,DPPX Ab IFA Titer, CSF,IFA,<1:2, GABIC,GABA-B-R Ab IF Titer Assay, CSF,IFA,<1:2, GFACC,GFAP CBA, CSF,CBA,Negative, GFATC,GFAP IFA Titer, CSF,IFA,<1:2, GL1CC,mGluR1 Ab CBA, CSF,CBA,Negative, GL1TC,mGluR1 Ab IFA Titer, CSF,IFA,<1:2, NCDCC,Neurochondrin CBA, CSF,CBA,Negative, NCDTC,Neurochondrin IFA Titer, CSF,IFA,<1:2, NMDIC,NMDA-R Ab IF Titer Assay, CSF,IFA,<1:2, NMOTC,NMO/AQP4 FACS Titer, CSF,FACS,<1:2, PCTTC,PCA-Tr Titer, CSF,IFA,<1:2, PCTBC,PCA-Tr Immunoblot, CSF,IB,Negative, | This profile is consistent with an autoimmune central nervous system disorder. | Negative results do not exclude a diagnosis of an autoimmune central nervous system disorder. | 1. Dubey D, Pittock SJ, Krecke KN, et al.Clinical, radiologic, and prognostic features of myelitis associated with myelin oligodendrocyte glycoprotein autoantibody. JAMA Neurol. 2019;76(3):301-309 doi:10.1001/jamaneurol.2018.4053 2. McKeon A, Lennon VA, Lotze T, et al.CNSaquaporin-4autoimmunity in children. Neurology. 2008;71(2):93-100 3. Dubey D, Hinson SR, Jolliffe EA, et al. AutoimmuneGFAPastrocytopathy: Prospective evaluation of 90 patients in 1 year. J Neuroimmunol. 2018;321:157-163 4. Philipps G, Alisanski SB, Pranzatelli M, et al. Purkinje cell cytoplasmic antibody type 1 (anti-Yo) autoimmunity in a child with Down syndrome. JAMA Neurol. 2014;71(3):347-349 5. Lopez-Chiriboga AS, Klein C, Zekeridou A, et al. LGI1 and CASPR2 neurological autoimmunity inchildren. Ann Neurol. 2018;84(3):473-480 6. Lopez-Chiriboga AS, Majed M, Fryer J, et al. Association of MOG-IgG serostatus with relapse after acute disseminated encephalomyelitis and proposed diagnostic criteria for MOG-IgG-associated disorders. JAMA Neurol. 2018;75(11):1355-1363 7. Clardy SL, Lennon VA, Dalmau J. Childhood onset of stiff-man syndrome. JAMA Neurol. 2013;70(12):1531-1536 8. Banwell B, Tenembaum S, Lennon VA, et al. Neuromyelitis optica-IgG in childhood inflammatory demyelinating CNS disorders. Neurology. 2008;70(5):344-352 | Cell-Binding Assay: Patient specimen is applied to a composite slide containing transfected and nontransfected HEK-293 cells. After incubation and washing, fluorescein-conjugated goat-antihuman IgG is applied to detect the presence of patient IgG binding.(Package insert: IIFT: Neurology Mosaics, Instructions for the indirect immunofluorescence test. EUROIMMUN; FA_112d-1_A_UK_C13, 02/2019) Fluorescence-Activated Cell Sorting Assay: Human embryonic kidney cells (HEK 293) are transfected transiently with a plasmid (pIRES2-Aequorea coerulescensgreen fluorescent protein [AcGFP]) encoding both green fluorescent protein (AcGFP) and AQP4-M1. After 36 hours, a mixed population of cells (transfected expressing AQP4 or MOG on the surface and AcGFP in the cytoplasm and nontransfected lacking AQP4 or MOG and AcGFP) are lifted and resuspended in live cell-binding buffer. Cells are incubated with patient serum and an AlexaFluor 647-labeled secondary antibody is added. Two populations are gated on the basis of AcGFP expression: positive (high AQP4 or MOG expression) and negative (low or no AQP4 or MOG expression). Positivity is based on the ratio (Positive >2.0) of the average median fluorescence intensity (MFI) of each cell population (MFI GFP positive:MFI GFP negative).(Unpublished Mayo method) Indirect Immunofluorescence Assay: The patient's sample is tested by a standardized immunofluorescence assay that uses a composite frozen section of mouse cerebellum, kidney, and gut tissues. After incubation with sample and washing, fluorescein-conjugated goat-antihuman IgG is applied. Neuron-specific autoantibodies are identified by their characteristic fluorescence staining patterns. Samples that are scored positive for any neuronal nuclear or cytoplasmic autoantibody are titrated to an endpoint. Interference by coexisting non-neuron-specific autoantibodies can usually be eliminated by serologic absorption.(Honorat JA, Komorowski L, Josephs KA, et al. IgLON5 antibody: neurological accompaniments and outcomes in 20 patients. Neurol Neuroimmunol Neuroinflamm 2017;4(5):e385. doi:10.1212/NXI.0000000000000385) Radioimmunoassay: (125)I-labeled recombinant human antigens or labeled receptors are incubated with patient specimen. After incubation, anti-human IgG is added to form an immunoprecipitate. The amount of (125)I-labeled antigen in the immunoprecipitate is measured using a gamma-counter. The amount of gamma emission in the precipitate is proportional to the amount of antigen-specific IgG in the specimen. Results are reported as units of precipitated antigen (nmol) per liter of patient sample.(Griesmann GE, Kryzer TJ, Lennon VA. Autoantibody profiles of myasthenia gravis and Lambert-Eaton myasthenic syndrome. In: Rose NR, Hamilton RG, et al, eds. Manual of Clinical and Laboratory Immunology. 6th ed ASM Press; 2002:1005-1012; Walikonis JE, Lennon VA. Radioimmunoassay for glutamic acid decarboxylase [GAD65] autoantibodies as a diagnostic aid for stiff-man syndrome and a correlate of susceptibility to type 1 diabetes mellitus. Mayo Clin Proc 19983[12]:1161-1166; Jones AL, Flanagan EP, Pittock SJ, et al. Responses to and Outcomes of Treatment of Autoimmune Cerebellar Ataxia in Adults. JAMA Neurol 2015;72[11]:1304-1312. doi:10.1001/jamaneurol.2015.2378) Immunoblot: All steps are performed at ambient temperature (18-28 degrees C) utilizing the EUROBlot One instrument. Diluted patient serum (1:101) is added to test strips (strips containing recombinant antigen manufactured and purified using biochemical methods) in individual channels and incubated for 30 minutes. Positive serums will bind to the purified recombinant antigen and negative serums will not bind. Strips are washed to remove unbound antibodies and then incubated with antihuman IgG antibodies (alkaline phosphatase-labeled) and incubated for 30 minutes. The strips are again washed to remove unbound antihuman IgG antibodies and nitroblue tetrazolium chloride/5-bromo-4-chloro-3-indolyl phosphate (NBT/BCIP) substrate is added. Alkaline phosphatase enzyme converts the soluble substrate into a colored insoluble product on the membrane to produce a black band. Strips are digitized via picture capture on the EUROBlot One instrument and evaluated with the EUROLineScan software. (O'ConnorK, Waters P, Komorowski L, et al: GABAA receptor autoimmunity: A multicenter experience. Neurol Neuroimmunol Neuroinflamm. 2019;6[3]:e552 doi:10.1212/NXI.0000000000000552) | 8 to 12 days | 28 days | This test was developed and its performance characteristics determined by Mayo Clinic in a manner consistent with CLIA requirements. It has not been cleared or approved by the US Food and Drug Administration. | 86255 x 11863418605386256 AMPIC (if appropriate)84182 AN1BC (if appropriate)86256 AN1TC (if appropriate)84182 AN2BC (if appropriate)86256 DPPTC (if appropriate)86256 GABIC (if appropriate)86255 GFACC (if appropriate)86256 GFATC (if appropriate)86255 GL1CC (if appropriate)86256 GL1TC (if appropriate)86255 NCDCC (if appropriate)86256 NCDTC (if appropriate)86256 NMDIC (if appropriate)86053 NMOTC (if appropriate)84182 PCTBC (if appropriate)86256 PCTTC (if appropriate) | Peds Autoimm Enceph CNS, CSF | 101416-6 | 615866 | Neurochondrin IFA, CSF | 101451-3
PBPO | Penicillin G, IgE, Serum | Establishing a diagnosis of an allergy to penicillin G Defining the allergen responsible for eliciting signs and symptoms Identifying allergens: -Responsible for allergic response and/or anaphylactic episode -To confirm sensitization prior to beginning immunotherapy -To investigate the specificity of allergic reactions to insect venom allergens, drugs, or chemical allergens | Fluorescence Enzyme Immunoassay (FEIA) | Yes | Penicillin G, IgE | Serum | Collection Container/Tube: Preferred:Serum gel Acceptable:Red top Submission Container/Tube:Plastic vial Specimen Volume:0.5 mL for every 5 allergens requested Collection Instructions:Centrifuge and aliquot serum into a plastic vial. | For 1 allergen: 0.3 mL For more than 1 allergen: (0.05 mL x number of allergens) + 0.25 mL deadspace | Clinical manifestations of immediate hypersensitivity (allergic) diseases are caused by the release of proinflammatory mediators (histamine, leukotrienes, and prostaglandins) from IgE-sensitized effector cells (mast cells and basophils) when cell-bound IgE antibodies interact with an allergen. In vitro serum testing for IgE antibodies provides an indication of the immune response to allergens that may be associated with allergic disease. The allergens chosen for testing often depend upon the age of the patient, history of allergen exposure, season of the year, and clinical manifestations. In individuals predisposed to develop allergic disease, the sequence of sensitization and clinical manifestations proceed as follows: eczema and respiratory disease (rhinitis and bronchospasm) in infants and children less than 5 years due to food sensitivity (milk, egg, soy, and wheat proteins) followed by respiratory disease (rhinitis and asthma) in older children and adults due to sensitivity to inhalant allergens (dust mite, mold, and pollen inhalants). | Class,IgE kU/L,Interpretation, 0,<0.10,Negative, 0/1,0.10-0.34,Borderline/equivocal, 1,0.35-0.69,Equivocal, 2,0.70-3.49,Positive, 3,3.50-17.4,Positive, 4,17.5-49.9,Strongly positive, 5,50.0-99.9,Strongly positive, 6,> or =100,Strongly positive, | Detection of IgE antibodies in serum (class 1 or greater) indicates an increased likelihood of allergic disease as opposed to other etiologies and defines the allergens that may be responsible for eliciting signs and symptoms. The level of IgE antibodies in serum varies directly with the concentration of IgE antibodies expressed as a class score or kU/L. | Testing for IgE antibodies is not useful in patients previously treated with immunotherapy to determine if residual clinical sensitivity exists or in patients in whom the medical management does not depend upon identification of allergen specificity. Some individuals with clinically insignificant sensitivity to allergens may have measurable levels of IgE antibodies in serum, and test results must be interpreted in the clinical context. False-positive results for IgE antibodies may occur in patients with markedly elevated serum IgE (>2500 kU/L) due to nonspecific binding to allergen solid phases. | Homburger HA, Hamilton RG: Allergic diseases. In: McPherson RA, Pincus MR, eds. Henry's Clinical Diagnosis and Management by Laboratory Methods. 23rd ed. Elsevier; 2017:1057-1070 | Specific IgE from the patient's serum reacts with the allergen of interest, which is covalently coupled to an ImmunoCAP. After washing away nonspecific IgE, enzyme-labeled anti-IgE antibody is added to form a complex. After incubation, unbound anti-IgE is washed away, and the bound complex incubated with a developing agent. After stopping the reaction, the fluorescence of the eluate is measured. Fluorescence is proportional to the amount of specific IgE present in the patient's sample (ie, the higher the fluorescence value, the more IgE antibody is present).(Package insert: ImmunoCAP System Specific IgE FEIA. Phadia; Rev 06/2020) | Same day/1 to 3 days | 14 days | This test has been cleared, approved, or is exempt by the US Food and Drug Administration and is used per manufacturer's instructions. Performance characteristics were verified by Mayo Clinic in a manner consistent with CLIA requirements. | 86003 | Penicillin G, IgE | 6851-0 | PBPO | Penicillin G, IgE | 6851-0
PENIV | Penicillin V, IgE, Serum | Establishing a diagnosis of an allergy to penicillin V Defining the allergen responsible for eliciting signs and symptoms Identifying allergens: -Responsible for allergic response and/or anaphylactic episode -To confirm sensitization prior to beginning immunotherapy -To investigate the specificity of allergic reactions to insect venom allergens, drugs, or chemical allergens | Fluorescence Enzyme Immunoassay (FEIA) | Yes | Penicillin V, IgE | Serum | Collection Container/Tube: Preferred:Serum gel Acceptable:Red top Submission Container/Tube:Plastic vial Specimen Volume:0.5 mL for every 5 allergens requested Collection Instructions:Centrifuge and aliquot serum into a plastic vial. | For 1 allergen: 0.3 mL For more than 1 allergen: (0.05 mL x number of allergens) + 0.25 mL deadspace | Clinical manifestations of immediate hypersensitivity (allergic) diseases are caused by the release of proinflammatory mediators (histamine, leukotrienes, and prostaglandins) from IgE-sensitized effector cells (mast cells and basophils) when cell-bound IgE antibodies interact with an allergen. In vitro serum testing for IgE antibodies provides an indication of the immune response to allergens that may be associated with allergic disease. The allergens chosen for testing often depend upon the age of the patient, history of allergen exposure, season of the year, and clinical manifestations. In individuals predisposed to develop allergic disease, the sequence of sensitization and clinical manifestations proceed as follows: eczema and respiratory disease (rhinitis and bronchospasm) in infants and children less than 5 years due to food sensitivity (milk, egg, soy, and wheat proteins) followed by respiratory disease (rhinitis and asthma) in older children and adults due to sensitivity to inhalant allergens (dust mite, mold, and pollen inhalants). | Class,IgE kU/L,Interpretation, 0,<0.10,Negative, 0/1,0.10-0.34,Borderline/equivocal, 1,0.35-0.69,Equivocal, 2,0.70-3.49,Positive, 3,3.50-17.4,Positive, 4,17.5-49.9,Strongly positive, 5,50.0-99.9,Strongly positive, 6,> or =100,Strongly positive, | Detection of IgE antibodies in serum (class 1 or greater) indicates an increased likelihood of allergic disease as opposed to other etiologies and defines the allergens that may be responsible for eliciting signs and symptoms. The level of IgE antibodies in serum varies directly with the concentration of IgE antibodies expressed as a class score or kU/L. | Testing for IgE antibodies is not useful in patients previously treated with immunotherapy to determine if residual clinical sensitivity exists or in patients in whom the medical management does not depend upon identification of allergen specificity. Some individuals with clinically insignificant sensitivity to allergens may have measurable levels of IgE antibodies in serum, and test results must be interpreted in the clinical context. False-positive results for IgE antibodies may occur in patients with markedly elevated serum IgE (>2500 kU/L) due to nonspecific binding to allergen solid phases. | Homburger HA, Hamilton RG: Allergic diseases. In: McPherson RA, Pincus MR, eds. Henry's Clinical Diagnosis and Management by Laboratory Methods. 23rd ed. Elsevier; 2017:1057-1070 | Specific IgE from the patient's serum reacts with the allergen of interest, which is covalently coupled to an ImmunoCAP. After washing away nonspecific IgE, enzyme-labeled anti-IgE antibody is added to form a complex. After incubation, unbound anti-IgE is washed away, and the bound complex incubated with a developing agent. After stopping the reaction, the fluorescence of the eluate is measured. Fluorescence is proportional to the amount of specific IgE present in the patient's sample (ie, the higher the fluorescence value, the more IgE antibody is present).(Package insert: ImmunoCAP System Specific IgE FEIA. Phadia; Rev 06/2020) | Same day/1 to 3 days | 14 days | This test has been cleared, approved, or is exempt by the US Food and Drug Administration and is used per manufacturer's instructions. Performance characteristics were verified by Mayo Clinic in a manner consistent with CLIA requirements. | 86003 | Penicillin V, IgE | 6210-9 | PENIV | Penicillin V, IgE | 6210-9
PENL | Penicillium chrysogenum, IgE, Serum | Establishing a diagnosis of an allergy toPenicillium chrysogenum Defining the allergen responsible for eliciting signs and symptoms Identifying allergens: -Responsible for allergic response and/or anaphylactic episode -To confirm sensitization prior to beginning immunotherapy -To investigate the specificity of allergic reactions to insect venom allergens, drugs, or chemical allergens | Fluorescence Enzyme Immunoassay (FEIA) | Yes | Penicillium, IgE | Serum | Collection Container/Tube: Preferred:Serum gel Acceptable:Red top Submission Container/Tube:Plastic vial Specimen Volume:0.5 mL for every 5 allergens requested Collection Instructions:Centrifuge and aliquot serum into a plastic vial. | For 1 allergen: 0.3 mL For more than 1 allergen: (0.05 mL x number of allergens) + 0.25 mL deadspace | Clinical manifestations of immediate hypersensitivity (allergic) diseases are caused by the release of proinflammatory mediators (histamine, leukotrienes, and prostaglandins) from IgE-sensitized effector cells (mast cells and basophils) when cell-bound IgE antibodies interact with an allergen. In vitro serum testing for IgE antibodies provides an indication of the immune response to allergens that may be associated with allergic disease. The allergens chosen for testing often depend upon the age of the patient, history of allergen exposure, season of the year, and clinical manifestations. In individuals predisposed to develop allergic disease, the sequence of sensitization and clinical manifestations proceed as follows: eczema and respiratory disease (rhinitis and bronchospasm) in infants and children less than 5 years due to food sensitivity (milk, egg, soy, and wheat proteins) followed by respiratory disease (rhinitis and asthma) in older children and adults due to sensitivity to inhalant allergens (dust mite, mold, and pollen inhalants). | Class,IgE kU/L,Interpretation, 0,<0.10,Negative, 0/1,0.10-0.34,Borderline/equivocal, 1,0.35-0.69,Equivocal, 2,0.70-3.49,Positive, 3,3.50-17.4,Positive, 4,17.5-49.9,Strongly positive, 5,50.0-99.9,Strongly positive, 6,> or =100,Strongly positive, | Detection of IgE antibodies in serum (class 1 or greater) indicates an increased likelihood of allergic disease as opposed to other etiologies and defines the allergens that may be responsible for eliciting signs and symptoms. The level of IgE antibodies in serum varies directly with the concentration of IgE antibodies expressed as a class score or kU/L. | Testing for IgE antibodies is not useful in patients previously treated with immunotherapy to determine if residual clinical sensitivity exists or in patients in whom the medical management does not depend upon identification of allergen specificity. Some individuals with clinically insignificant sensitivity to allergens may have measurable levels of IgE antibodies in serum, and test results must be interpreted in the clinical context. False-positive results for IgE antibodies may occur in patients with markedly elevated serum IgE (>2500 kU/L) due to nonspecific binding to allergen solid phases. | Homburger HA, Hamilton RG: Allergic diseases. In: McPherson RA, Pincus MR, eds. Henry's Clinical Diagnosis and Management by Laboratory Methods. 23rd ed. Elsevier; 2017:1057-1070 | Specific IgE from the patient's serum reacts with the allergen of interest, which is covalently coupled to an ImmunoCAP. After washing away nonspecific IgE, enzyme-labeled anti-IgE antibody is added to form a complex. After incubation, unbound anti-IgE is washed away, and the bound complex incubated with a developing agent. After stopping the reaction, the fluorescence of the eluate is measured. Fluorescence is proportional to the amount of specific IgE present in the patient's sample (ie, the higher the fluorescence value, the more IgE antibody is present).(Package insert: ImmunoCAP System Specific IgE FEIA. Phadia; Rev 06/2020) | Same day/1 to 3 days | 14 days | This test has been cleared, approved, or is exempt by the US Food and Drug Administration and is used per manufacturer's instructions. Performance characteristics were verified by Mayo Clinic in a manner consistent with CLIA requirements. | 86003 | Penicillium, IgE | 6212-5 | PENL | Penicillium, IgE | 6212-5
PENTS | Pentobarbital, Serum | Monitoring of pentobarbital therapy treatment | Gas Chromatography Mass Spectrometry (GC-MS) | Yes | Pentobarbital, S | Serum Red | Supplies:Sarstedt Aliquot Tube, 5 mL (T914) Collection Container/Tube:Red top (Serum gel/SST arenotacceptable) Submission Container/Tube: Plastic vial Specimen Volume:2 mL Collection Instructions: 1. Draw blood immediately before next scheduled dose. 2. Centrifuge and aliquot serum in plastic vial within 2 hours of collection. | 0.7 mL | Pentobarbital is a short-acting barbiturate with anticonvulsant and sedative-hypnotic properties. Uses include sedation induction, relief of preoperative anxiety, control of status epilepticus or seizures resulting from meningitis, tetanus, alcohol withdrawal, poisons, chorea, or eclampsia, and induction of coma in the management of cerebral ischemia and increased intracranial pressure that may follow stroke or head trauma.(1,2) Pentobarbital is administered orally, parenterally, and rectally. The duration of hypnotic effect is about 1 to 4 hours. The drug distributes throughout the body with about 35% to 45% of a dose bound to plasma proteins in the blood. Metabolism takes place in the liver via oxidation to the inactive metabolite, hydroxypentobarbital. Elimination is biphasic; half-life is about 4 hours in the first phase, and 35 to 50 hours in the second phase. Excretion occurs through the urine, mainly as glucuronide conjugates of metabolites, with only about 1% excreted as unchanged drug.(1,2) Tolerance to the hypnotic effects of pentobarbital occurs after about 2 weeks of continuous dosing. | Therapeutic range Hypnotic: 1-5 mcg/mL Therapeutic coma: 20-50 mcg/mL Reducing intracranial pressure: 30-40 mcg/mL This degree of sedation requires artificial respiratory support. Toxic concentration: >10 mcg/mL | Pentobarbital concentrations above 10 mcg/mL have been associated with toxicity. | The concentration at which toxicity occurs varies and results should be interpreted in light of clinical situation. Specimens collected in serum gel tubes are not acceptable because the drug can absorb on the gel and lead to falsely decreased concentrations. | 1. NEMBUTAL Sodium Solution (pentobarbital sodium injection). Package insert: Ovation Pharmaceuticals Inc; October 2007 2. Langman LJ, Bechtel LK, Holstege CP. Clinical toxicology. In: Rifai N, Chiu RWK, Young I, Burnham C-AD, Wittwer CT, eds. Tietz Textbook of Laboratory Medicine. 7th ed. Elsevier; 2023:454-454.e484 3. Baselt RC. Disposition of toxic drugs and chemical in man. 12th ed. Biomedical Publications; 2020 4. Milone MC, Shaw LM. Therapeutic drugs and their management. In: Rifai N, Chiu RWK, Young I, Burnham C-AD, Wittwer CT, eds. Tietz Textbook of Laboratory Medicine. 7th ed. Elsevier; 2023:420-453 5. Mihic SJ, Mayfield J. Hypnotics and sedatives. In: Brunton LL, Knollmann BC, eds. Goodman and Gilman's: The Pharmacological Basis of Therapeutics. 14th ed. McGraw-Hill Education; 2023 | Barbiturates are extracted from serum using solid-phase extraction techniques. The serum is buffered and eluted with organic solvent. The organic phase is dried, reconstituted, and analysis performed by gas chromatography-mass spectrometry using selected ion monitoring. The assay utilizes deuterated barbiturates as internal standards.(Unpublished Mayo method) | 3 to 9 days | 14 days | This test was developed and its performance characteristics determined by Mayo Clinic in a manner consistent with CLIA requirements. It has not been cleared or approved by the US Food and Drug Administration. | 80299 | Pentobarbital, S | 3924-8 | 8239 | Pentobarbital, S | 3924-8
FPBPG | Pepper Bell/Paprika IgG |  | Enzyme Immunoassay (FEIA) | No | Pepper Bell/Paprika IgG | Serum | Draw blood in a plain, red-top tube(s), serum gel tube(s) is acceptable. Spin down and send 0.5 mL of serum refrigerated in a plastic vial. | 0.5 mL |  | Reference ranges have not been established for food-specific IgG tests. The clinical utility of food-specific IgG tests has not been established. These tests can be used in special clinical situations to select foods for evaluation by diet elimination and challenge in patients who have food-related complaints. It should be recognized that the presence of food-specific IgG alone cannot be taken as evidence of food allergy and only indicates immunologic sensitization by the food allergen in question. This test should only be ordered by physicians who recognize the limitations of the test. |  |  |  |  | 3 to 7 days |  | This test was developed and its performance characteristics determined by Viracor Eurofins. It has not been cleared or approved by the U.S. Food and Drug Administration. | 86001 | Pepper Bell/Paprika IgG | 63114-3 | FPBPG | Pepper Bell/Paprika IgG | 63114-3
FPBLG | Pepper Black IgG |  | Enzyme Immunoassay (FEIA) | No | Pepper Black IgG | Serum | Draw blood in a plain red-top tube(s), serum gel tube(s) is acceptable. Spin down and send 0.5 mL of serum refrigerated in a plastic vial. | 0.5 mL |  | Reference ranges have not been established for food-specific IgG tests. The clinical utility of food-specific IgG tests has not been established. These tests can be used in special clinical situations to select foods for evaluation by diet elimination and challenge in patients who have food-related complaints. It should be recognized that the presence of food-specific IgG alone cannot be taken as evidence of food allergy and only indicates immunologic sensitization by the food allergen in question. This test should only be ordered by physicians who recognize the limitations of the test. |  |  |  |  | 3 to 7 days |  | This test was developed and its performance characteristics determined by Viracor Eurofins. It has not been cleared or approved by the U.S. Food and Drug Administration. | 86001 | Pepper Black IgG | 60392-8 | FPBLG | Pepper Black IgG | 60392-8
FPCYE | Pepper Cayenne (Capsicum frutescens) IgE |  | Enzyme Immunoassay (EIA) | Yes | Pepper Cayenne IgE | Serum | Specimen Type:Serum Container/Tube:Red Top Specimen Volume:0.5 mL Collection Instructions:Draw blood in a plain red-top tube(s), serum gel tube(s) is acceptable. Spin down and send 0.5 mL of serum refrigerated in a plastic vial. | 0.5 mL |  | <0.35 kU/L | Class IgE (kU/L) Comment 0 <0.35 Below Detection 1 0.35-0.69 Low Positive 2 0.70-3.49 Moderate Positive 3 3.50-17.49 Positive 4 17.50-49.99 Strong Positive 5 >49.99 Very Strong Positive |  |  |  | 4 to 7 days |  | This test was developed and its performance characteristics determined by Eurofins Viracor. It has not been cleared or approved by the U.S. Food and Drug Administration. | 86003 | Pepper Cayenne IgE | 11188-0 | Z3097 | Class | 102508-9
FPCHI | Pepper Chili IgG |  | Enzyme Immunoassay (FEIA) | No | Pepper Chili IgG | Serum | Draw blood in a plain red-top tube(s), serum gel tube(s) is acceptable. Spin down and send 0.5 mL of serum refrigerated in a plastic vial. | 0.5 mL |  | Reference ranges have not been established for food-specific IgG tests. The clinical utility of food-specific IgG tests has not been established. These tests can be used in special clinical situations to select foods for evaluation by diet elimination and challenge in patients who have food-related complaints. It should be recognized that the presence of food-specific IgG alone cannot be taken as evidence of food allergy and only indicates immunologic sensitization by the food allergen in question. This test should only be ordered by physicians who recognize the limitations of the test. |  |  |  |  | 3 to 7 days |  | This test was developed and its performance characteristics determined by Viracor Eurofins. It has not been cleared or approved by the U.S. Food and Drug Administration. | 86001 | Pepper Chili IgG | 60366-2 | FPCHI | Pepper Chili IgG | 60366-2
FPEPS | Pepsinogen I |  | EIA/ELISA | No | Pepsinogen I | Serum | Patient preparation: Patient should be fasting 10-12 hours prior to collection of specimen. Antacids or other medications affecting stomach acidity or gastrointestinal motility should be discontinued, if possible, for at least 48 hours prior to collection. Specimen Type:Serum Container/Tube:Red topor SST Specimen Volume:3 mL Collection Instructions:Draw blood in a plain, red-top tube(s), serum-gel tube(s) is acceptable. Separate immediately and send 3 mL of serum frozen in a plastic vial. | 1 mL |  | 24 - 214 ng/mL |  |  |  |  | 7 to 11 days |  | This test was performed using a kit that has not been cleared or approved by the FDA and is designated as research use only. The analytic performance characteristics of this test have been determined by Inter Science Institute. This test is not intended for diagnosis or patient management decisions without confirmation by other medically established means. | 83520 | Pepsinogen I | 2736-7 | Z0941 | Pepsinogen I | 2736-7
FPEPI | Pepsinogen I (PG I) |  | Radioimmunoassay (RIA) | No | Pepsinogen I | Serum | Patient preparation: 1. Patient should be fasting 10-12 hours prior to collection of specimen. 2. Antacids or other medications affecting stomach acidity or gastrointestinal motility should be discontinued, if possible, for at least 48 hours prior to collection. Specimen Type:Serum Collection Container/Tube: Preferred:Red top Acceptable:Serum gel, EDTA Submission Container/Tube:Plastic vial Specimen Volume:3 mL Collection Instructions: 1. Draw blood in plain red-top tube(s), serum gel tube(s) or EDTA is acceptable. 2. Centrifuge and aliquot 3 mL serum in a plastic vial. 3. Send frozen. | 1 mL |  | 24-214 ng/mL |  |  |  |  | 9 to 11 days |  | This test was developed and its performance characteristics determined by Inter Science Institute. Values obtained with different methods, laboratories, or kits cannot be used interchangeably with the results on this report. The results cannot be interpreted as absolute evidence of the presence or absence of malignant disease. | 83519 | Pepsinogen I | Not Provided | FPEPI | Pepsinogen I | 2736-7
PERAM | Perampanel, Serum | Monitoring serum concentration of perampanel, in specific clinical conditions (ie, severe kidney impairment, mild to moderate hepatic impairment, and end-stage kidney disease) Assessing compliance Assessing potential toxicity | Liquid Chromatography-Tandem Mass Spectrometry (LC-MS/MS) | Yes | Perampanel, S | Serum Red | Collection Container/Tube:Red top (serum gel/SST isnot acceptable) Submission Container/Tube:Plastic vial Specimen Volume:1 mL Collection Instructions: 1. Draw blood immediately before next scheduled dose. 2. For sustained-release formulations ONLY, draw blood a minimum of 12 hours after last dose. 3. Centrifuge and aliquot serum into a plastic vial within 2 hours of collection. | 0.5 mL | Perampanel (Fycompa) is approved for adjunctive therapy to treat primary generalized tonic-clonic seizures in patients aged 12 years and older as well asthe treatment of partial-onset seizures with or without secondarily generalized seizures in patients with epilepsy 4 years of age and older. | 180-980 ng/mL | The serum concentration should be interpreted in the context of the patient's clinical response and may provide useful information in patients showing poor response or adverse effects, particularly when perampanel is coadministered with other anticonvulsant drugs. Most individuals display optimal response to perampanel with serum levels 180 to 980 ng/mL. Some individuals may respond well outside of this range or may display toxicity within the therapeutic range; thus, interpretation should include clinical evaluation. Toxic levels have not been well established. Therapeutic ranges are based on specimen collected at trough (ie, immediately before the next dose). | This test cannot be performed on whole blood. | 1. Reimers A, Berg JA, Burns ML, Brodtkorb E, Johannessen SI, Johannessen Landmark C: Reference ranges for antiepileptic drugs revisited: a practical approach to establish national guidelines. Drug Des Devel Ther. 2018 Feb 8;12:271-280. doi: 10.2147/DDDT.S154388 2. Hiemke C, Bergemann N, Clement HW, et al: Consensus guidelines for therapeutic drug monitoring in neuropsychopharmacology: Update 2017. Pharmacopsychiatry. 2018 Jan;51(1-02):9-62. doi: 10.1055/s-0043-116492 3. Rifai N, Horvath AR, Wittwer CT, eds: Tietz Textbook of Clinical Chemistry and Molecular Diagnostics. 6th ed. Elsevier; 2018 | The serum sample is diluted in acetonitrile internal standard. The protein precipitate is centrifuged, and a portion of the supernatant is diluted with mobile phase for detection by a tandem mass spectrometer.(Unpublished Mayo method) | 2 to 5 days | 14 days | This test was developed and its performance characteristics determined by Mayo Clinic in a manner consistent with CLIA requirements. It has not been cleared or approved by the US Food and Drug Administration. | 80299 | Perampanel, S | 88895-8 | 609438 | Perampanel, S | 88895-8
FOPE | Perch Ocean |  | Enzyme Immunoassay (EIA) | Yes | Perch Ocean IgE | Serum | Draw blood in a plain red-top tube(s), serum gel tube(s) is acceptable. Spin down and send 0.5 mL of serum refrigerated in a plastic vial. | 0.5 mL |  | <0.35kU/L | Class IgE (kU/L) Comment 0 <0.35 Below Detection 1 0.35-0.69 Low Positive 2 0.70-3.49 Moderate Positive 3 3.50-17.49 Positive 4 17.50-49.99 Strong Positive 5 >=50 Very Strong Positive |  |  | The conventional EIA uses allergen-coated discs from several suppliers and an enzyme-labeled anti-IgE. | 2 to 7 days |  | This test was developed and its performance characteristics determined by Viracor Eurofins. It has not been cleared or approved by the U.S. Food and Drug Administration. | 86003 | Perch Ocean IgE | Not Provided | Z3995 | CLASS | Not Provided
FPERC | Percocet, Urine |  | Immunoassay (IA), Liquid Chromatography/Tandem Mass Spectrometry (LC/MS/MS) | Yes | Percocet, Urine | Urine | Collect 20 mL random urine without preservatives. Ship refrigerated in a plastic container. | 10 mL |  | Percocet, Urine: Acetominophen: ug/mL Note: Analysis performed on urine. Reference ranges have not been established for urine specimens. Oxycodone: ng/mL Oxymorphone: ng/mL |  |  |  |  | 5 to 10 days |  |  | 80307; 80365 | Percocet, Urine | Not Provided | Z1070 | Oxymorphone | 17395-5
PBPC | Peripheral Blood (Bill Only) |  | This test is for billing purposes only. This is not an orderable test. | Yes | Peripheral Blood | Varies | This test is for billing purposes only. This is not an orderable test. |  |  | This test is for billing purposes only. This is not an orderable test. | [6 empty] | Not Applicable | 85060
0854T | Peripheral Blood Digitize (Bill Only) |  | This test is for tracking purposes only. This is not an orderable test. | Yes | Peripheral Blood Digitize | This test is for tracking purposes only. | This test is for tracking purposes only. This is not an orderable test. |  |  | This test is for tracking purposes only. This is not an orderable test. | [6 empty] | Not Applicable | 0854T
SMPB | Peripheral Blood Smear Review | Confirmation of red blood cell membrane morphology | Only orderable as part of a profile. For more information see RBCME / Red Blood Cell Membrane Evaluation, Blood. Consultant Review | Yes | Peripheral Blood Smear Review | Whole Blood Slide |  |  | Under normal conditions, the morphology of each red blood cell is fairly consistent in corresponding age groups. The morphology and proportion of each blood cell type may change in various hematologic diseases. | Only orderable as part of a profile. For more information see RBCME / Red Blood Cell Membrane Evaluation, Blood. Not applicable | Description of red blood cell morphology will be provided, if applicable. | A poorly prepared peripheral smear may result in less than optimal interpretation. | 1. Kjeldsberg CR, eds. Practical Diagnosis of Hematologic Disorders. 5th ed. American Society of Clinical Pathologists; 2010 2. Pozdnyakova O, Connell NT, Battinelli EM, Connors JM, Fell G, Kim AS. Clinical significance of CBC and WBC morphology in the diagnosis and clinical course of COVID-19 infection. Am J Clin Pathol.. 2021 Feb 11;155(3):364-375. doi: 10.1093/ajcp/aqaa231Look in special smear test code | Microscopic examination of a Wright-Giemsa stained smear.(Unpublished Mayo method) | 4 days |  | Not Applicable | 85060 | Peripheral Blood Smear Review | 59465-5 | 37406 | Peripheral Blood Smear Review | 59465-5
PBTC | Peripheral Blood, TC (Bill Only) |  | This test is for billing purposes only. This is not an orderable test. | Yes | Peripheral Blood, TC | Varies | This test is for billing purposes only. This is not an orderable test. |  |  | This test is for billing purposes only. This is not an orderable test. | [6 empty] | Not Applicable | 85007
PNBX | Peripheral Nerve Pathology Consultation | Evaluating diseases of the nerve and disorders that affect nerve function | Nerve Biopsy Surgical Pathology Consultation and Review of Outside Material | Yes | Peripheral Nerve Path Consult | A battery of enzyme histochemical stains or immunostains are performed; other tests can be performed as indicated at an additional charge. The reviewing neuromuscular pathologist will determine the need for additional testing. | Specimen Type:Nerve biopsy tissue, slides, or block Supplies:Nerve Biopsy Kit (to order call 507-284-8065 or 800-533-1710) Collection Instructions:Prepare and transport specimen perNerve Biopsy Specimen Preparation Instructions(T580). | 4.5 cm biopsy | Neuropathy is a common neurological complaint and a frequent source of morbidity in many patient populations. Direct investigation of small fiber involvement has been limited as most classical techniques (eg, electromyography, nerve conduction studies, and nerve biopsy) focus on large diameter nerve fibers and may be normal in patients with small fiber neuropathies. Nerve biopsies provide information about nerve fibers and the interstitium of the nerve. Neuropathic abnormalities include decreased density of myelinated fibers, segmental demyelination, and axonal degeneration. Some possible interstitial abnormalities that affect nerves include necrotizing vasculitis and amyloidosis. This consultation is for fixed tissue, slides, or blocks. | An interpretive report will be provided. | The clinical and neurological history is reviewed with the interpretation of the biopsy. The histologic slides, special stains, and history, along with the physician's report are correlated by a neuromuscular pathologist. An interpretive report will be provided. | Poor fixation, orientation, and improper handling of the nerve tissue may hinder the neuromuscular pathologist's interpretation of the biopsy. For more information seeNerve Biopsy Specimen Preparation Instructions. Kits containing the proper tissue fixatives and buffers are available upon request. | 1. Tracy JA, Dyck PJ, Klein CJ, Engelstad JK, Meyer JE, Dyck PJB. Onion-bulb patterns predict acquired or inherited demyelinating polyneuropathy. Muscle Nerve. 2019;59(6):665-670 2. Xu M, Pinto M, Sun C, et al. Expanded teased nerve fibre pathological conditions in disease association. J Neurol Neurosurg Psychiatry. 2019;90(2):138-140 3. Dyck PJB, Spinner RJ, Amrami KK, Klein CJ, Engelstad JK, Dyck PJ. MRI-targeted fascicular nerve biopsies of proximal nerves: historic reports and illustrative case reports. In: Dyck PJ, Dyck PJB, Engelstad JK, et al, eds. Companion to Peripheral Neuropathy: Illustrated Cases and New Developments. Elsevier; 2010:3-14 4. Dyck PJ, Dyck PJB, Engelstad J. Pathologic alterations of nerves. In: Dyck PJ, Thomas PK, eds. Peripheral Neuropathy, Vol 1. 4th ed. Elsevier; 2005:733-829 | A battery of special stains and teased nerve fiber analysis will be performed if fixed tissue is provided. Nerve morphometry and electron microscopy to determine diameter size histograms and ultrastructural abnormalities may be performed based on a preliminary review by the neuropathologist.(Unpublished Mayo method) | 7 to 14 days: Cases requiring additional material or ancillary testing may require additional time. | Material made at Mayo Clinic may be retained at Mayo Clinic indefinitely. | This test was developed and its performance characteristics determined by Mayo Clinic in a manner consistent with CLIA requirements. It has not been cleared or approved by the US Food and Drug Administration. | 88305 (if appropriate)88313 (if appropriate)88321 (if appropriate)88323 (if appropriate)88323-26 (if appropriate)88325 (if appropriate)88362 (if appropriate)88348 (if appropriate)88342 (if appropriate)88341 (if appropriate) | Peripheral Nerve Path Consult | In Process | 601823 | Case Number | 80398-1
DMNES | Peripheral Nervous System Demyelinating Neuropathy, Autoimmune Evaluation, Serum | Evaluating patients with a suspected immune-mediated demyelinating peripheral neuropathy | DMNI: Technical Interpretation CONCS: Cell-Binding Assay (CBA) GQ1ES, IGG_D, IGM_D, IGG_M, IGM_M, IGDTS, IMDTS, IGMTS, IMMTS, MAGES: Enzyme-Linked Immunosorbent Assay (ELISA) NF4FS: Flow Cytometry | Yes | Demyelinating Neuropathy Ab Eval, S | Screening tests are performed for IgG and IgM antibodies to GM1 and GD1b. If positive, the appropriate titer will be performed at an additional charge. | Patient Preparation:For optimal antibody detection, specimen collection is recommended to occur prior to initiation of immunosuppressant medication or intravenous immunoglobulin treatment. Supplies:Sarstedt Aliquot Tube, 5 mL (T914) Collection Container/Tube: Preferred:Red top Acceptable:Serum gel Submission Container/Tube:Plastic vial Specimen Volume:3 mL Collection Instructions:Centrifuge and aliquot serum into a plastic vial. | 2 mL | Immune-mediated neuropathies refer to a group of disorders that share overlapping sensory, motor, and autonomic clinical, laboratory, and electrodiagnostic features. Testing for autoantibodies associated with immune-mediated neuropathies should be considered after a detailed history and physical examination is completed. In most situations, nerve conduction studies and electromyography are crucial in distinguishing between primary axonal, primary demyelinating, or mixed axonal and demyelinating neuropathies. This enables a more focused testing approach for disease-relevant autoantibodies. This evaluation focuses on persons with immune-mediated demyelinating neuropathies. The antibody tests included in this evaluation aim to support the diagnosis of an immune-mediated demyelinating neuropathy as well aid in distinguishing between the more common forms of immune-mediated demyelinating neuropathies that are associated with sensitive and specific antibody biomarkers. Autoantibodies directed against myelin-associated glycoprotein are associated with sensory motor demyelinating peripheral neuropathy. A distal acquired demyelinating symmetric (DADS) neuropathy phenotype is the most commonly-associated presentation. This may mimic distal forms of chronic inflammatory demyelinating polyneuropathy (CIDP). Patients typically have a slowly progressive symmetric sensory ataxia with or without distal weakness and an IgM monoclonal gammopathy of undetermined significance. Nerve conduction studies typically demonstrate a characteristic progressive sensory-predominant mixed axonal and demyelinating neuropathy with reduced distal conduction velocities that are greater distally. In general, patients with a DADS neuropathy show limited treatment responses to intravenous immunoglobulin (IVIG), and more aggressive immunotherapy may be needed. A subset of patients with suspected CIDP have been identified with autoantibodies targeting nodal-paranodal proteins. These patients share common immunopathological mechanisms of disease, clinical features, and treatment responses that are distinct from classic CIDP. A common target of these autoantibodies is the neurofascin-155 (NF155)-contactin-1 (CNTN1) adhesion complex, which is critical in maintaining the paranodal myelin-axon junction. NF155 is expressed at the paranodal loops of Schwann cells where it interacts with CNTN1 expressed on adjacent axons. This interaction stabilizes and allows the proper organization of the paranodal axoglial junction. Antibody-mediated disruption of this interaction in animal models recapitulates the pathophysiology observed in humans. NF155 IgG antibodies are present in approximately 5% to 10% of patients with CIDP-like presentations and, more rarely, in those with more acute forms of demyelinating polyradiculoneuropathy. NF155 IgG positive cases are more likely to present with distal weakness, gait disturbance, tremor, and dysarthria as compared to classic CIDP. Most patients who are seropositive for NF155 IgG have been reported to be refractory to IVIG therapy and often require second-line treatment that includes B-cell depleting therapies, such as rituximab. The detection of NF155 IgG4 is a highly-specific finding and has not been reported in other disease mimics, such as hereditary neuropathies, distal acquired demyelinating symmetric neuropathy, and motor neuron disease. CNTN1 IgG antibodies are present in approximately 2% of patients with CIDP-like presentations. CNTN1 IgG-positive cases are more likely to present with neuropathic pain, sensory ataxia, and subacute progressive demyelinating polyradiculoneuropathy or polyradiculopathy. The majority of seropositive patients have been reported to be refractory to treatment with IVIG. However, some of these patients respond well to B-cell depleting therapies, such as rituximab. Up to half of CNTN1 IgG-positive patients with CIDP or CIDP-like presentations have been reported to develop membranous nephropathy, and thus, screening for proteinuria may be warranted. Autoantibodies targeting ganglioside GQ1b are associated with a group of disorders that includes Miller Fisher syndrome (MFS), Bickerstaff brainstem encephalitis (BBE), and classic Guillain-Barre syndrome (GBS) with ophthalmoplegia. Collectively these are referred to as GQ1b IgG-related syndromes, which reflects the diverse clinical presentations associated with these autoantibodies. The prevalence of GQ1b IgG in MFS and BBE is high and has been reported to be greater than 80% in well-defined clinical cohorts. GQ1b IgG may occur in patients with GBS but generally with a lower prevalence. Autoantibodies targeting ganglioside GD1b antibodies frequently occur in sensory ataxic conditions such as chronic, ataxic, neuropathy, ophthalmoplegia, IgM gammopathy, cold agglutinins, and disialosyl antibodies (CANOMAD), acute sensory ataxic neuropathy (ASAN), and chronic ataxic neuropathy with disialosyl antibodies (CANDA). Autoantibodies targeting ganglioside GM1 more commonly occur in patients with multifocal motor neuropathy (MMN), multifocal acquired demyelinating sensory and motor (MADSAM) neuropathy, and motor-predominant Guillain-Barre syndrome. | Contactin-1 IgG CBA: Negative GQ1b-IgG ELISA: Negative IgG Disialo. GD1b: Negative IgM Disialo. GD1b: Negative IgG Monos. GM1: Negative IgM Monos. GM1: Negative MAG IgM: <1500 Buhlmann titer unit Neurofascin-155 IgG4: Negative Reflex Information: IgG Disialo GD1b Titer: <1:2000 IgM Disialo GD1b Titer: <1:2000 IgG Monos GD1b Titer: <1:2000 IgM Monos GD1b Titer: <1:4000 | The presence of specific autoantibodies or combinations of antibodies in this panel provides supportive evidence of an immune-mediated demyelinating peripheral neuropathy. However, these results must be interpretated in the appropriate clinical context. A negative result does not exclude the possibility of an immune-mediated demyelinating peripheral neuropathy. | Negative results do not exclude a diagnosis of an immune-mediated demyelinating neuropathy. Autoantibody results should always be correlated with the clinical phenotype. The use of immunotherapy prior to sample collection may result in either false-positive or false-negative results. | 1. Asati A, Kachurina O, Kachurin A. Simultaneous measurements of auto-immune and infectious disease specific antibodies using a high throughput multiplexing tool. PLoS One. 2012;7(8):e42681 2. Beecher G, Shelly S, Dyck PJB, et al. Pure motor onset and IgM-gammopathy occurrence in multifocal acquired demyelinating sensory and motor neuropathy. 2021;97(14):e1392-e1403 3. Dubey D, Honorat J, Shelly S, et al. Contactin-1 autoimmunity: Serologic, neurologic, and pathologic correlates. Neurol Neuroimmunol Neuroinflamm. 2020;7(4):e771 4. Klein CJ. Autoimmune-mediated peripheral neuropathies and autoimmune pain. Handb Clin Neurol. 2016;133:417-446 5. Klein CJ. Charcot-Marie-Tooth disease and other hereditary neuropathies [published correction appears in Continuum (Minneap Minn). 2021;27(1):289 6. Le Cann M, Bouhour F, Viala K, et al. CANOMAD: a neurological monoclonal gammopathy of clinical significance that benefits from B-cell-targeted therapies. Blood. 2020;136(21):2428-2436 7. Le Quintrec M, Teisseyre M, Bec N, et al. Contactin-1 is a novel target antigen in membranous nephropathy associated with chronic inflammatory demyelinating polyneuropathy. Kidney Int. 2021;100(6):1240-1249 8. Liberatore G, Giannotta C, Sajeev BP, et al. Sensitivity and specificity of a commercial ELISA test for anti-MAG antibodies in patients with neuropathy. J Neuroimmunol. 2020;345:577288 9. Martinez-Thompson JM, Snyder MR, Ettore M, et al. Composite ganglioside autoantibodies and immune treatment response in MMN and MADSAM. Muscle Nerve. 2018;57(6):1000-1005 10. Querol L, Nogales-Gadea G, Rojas-Garcia R, et al. Neurofascin IgG4 antibodies in CIDP associate with disabling tremor and poor response to IVIg. Neurology. 2014;82(10):879-886 11. Shahrizaila N, Yuki N. Bickerstaff brainstem encephalitis and Fisher syndrome: anti-GQ1b antibody syndrome. J Neurol Neurosurg Psychiatry. 2013;84(5):576-583 12. Shelly S, Klein CJ, Dyck PJB, et al. Neurofascin-155 Immunoglobulin Subtypes: Clinicopathologic Associations and Neurologic Outcomes. Neurology. 2021;97(24):e2392-e2403 13. Shelly S, Dubey D, Mills JR, Klein CJ. Paraneoplastic neuropathies and peripheral nerve hyperexcitability disorders. In: Giometto B, Pittock S, eds. Paraneoplastic Neurologic Disorders. Elsevier; 2024:chap 15 Handbook of Clinical Neurology, Vol 200 14. Svahn J, Petiot P, Antoine JC, et al. Anti-MAG antibodies in 202 patients: clinicopathological and therapeutic features. J Neurol Neurosurg Psychiatry. 2018;89(5):499-505 15. Yuki N, Uncini A. Acute and chronic ataxic neuropathies with disialosyl antibodies: a continuous clinical spectrum and a common pathophysiological mechanism. Muscle Nerve. 2014;49(5):629-635 | Ganglioside Antibodies: IgG/IgM Disialo, GD1b; IgG/IgM Monos, GM1 Enzyme-Linked Immunosorbent Assays: Antiganglioside antibodies are detected by enzyme-linked immunosorbent assays (ELISA). Microwells are precoated with GM1 or GD1b antigen. The calibrator, controls, and diluted patient samples are added to the wells, and autoantibodies recognizing GM1 or GD1b bind during the first incubation. After washing the wells to remove all unbound proteins, purified alkaline phosphatase-conjugated antihuman IgG or IgM is added. The conjugated secondary IgG or IgM binds to the captured human autoantibody, and the excess unbound conjugated IgG or IgM is removed by a further wash step. The bound conjugated IgG or IgM is visualized with 4-nitrophenyl phosphate substrate, which gives a yellow reaction product, the intensity of which is proportional to a concentration of autoantibody in the sample. A base is added to each well to stop the reaction, and the final product is read at 405 nm. For screening assays, patient results are calculated by dividing the optical density (OD) of patient samples or controls by the average OD of the calibrator. Any sample with a ratio of patient to calibrator OD greater than 2.0 is considered positive. Any positive sample on screening is then titered. For titer assays, patient samples are diluted, and the last dilution where the ratio of patient to calibrator OD is greater than 2.0 is reported as the end-point titer.(Unpublished Mayo method) Ganglioside GQ1b Antibody, IgG ELISA: Microwells are precoated with GQ1b antigen. The calibrator, controls, and diluted patient samples are added to the wells, and autoantibodies recognizing GQ1b bind during the first incubation. After washing the wells to remove all unbound proteins, purified horseradish peroxidase-labeled anti-human IgG conjugate is added. The conjugated IgG binds to the captured human autoantibody, and the excess unbound conjugated IgG is removed by a further wash step. The bound conjugated IgG is visualized with 3,3',5,5'-tetramethylbenzidine substrate, which gives a blue reaction product, the intensity of which is proportional to a concentration of autoantibody in the sample. Acid is added to each well to stop the reaction. This produces a yellow end-product color, which is read at 450 nm. Patient results are calculated as a cutoff index (COI) by dividing the OD of patient samples or controls by the average OD of the calibrator. Any sample with a COI greater than or equal to 1.0 is considered positive. Any sample with a COI less than 1.0 is considered negative. Results are reported qualitatively as positive or negative.(Unpublished Mayo method) Myelin-Associated Glycoprotein Autoantibodies, IgM ELISA: Microwells are precoated with human myelin-associated glycoprotein (MAG) antigen. The calibrators, controls, and diluted patient samples are added to the wells, and autoantibodies recognizing the MAG antigen bind during the first incubation. After washing the wells to remove all unbound proteins, purified horseradish peroxidase-labeled anti-human IgM conjugate is added. The secondary antibody conjugate binds to captured human autoantibody, and the excess unbound conjugate is removed by a further wash step. The bound secondary antibody conjugate undergoes an enzymatic reaction with a chemical substrate to generate a colormetric reaction. Absorbance is measured on a plate reader and patient sample signal is compared to a calibration curve to generate Buhlmann titer units.(Package insert: anti-MAG Autoantibodies ELISA. Buhlmann Laboratories AG; 10/2018) Contactin-1 IgG Cell-Binding Assay: Patient specimen is applied to a composite slide containing contactin-1 transfected and nontransfected HEK-293 cells. After incubation and washing, fluorescein-conjugated goat-antihuman IgG is applied to detect the presence of patient IgG binding.(Package insert: IIFT: Neurology Mosaics, Instructions for the indirect immunofluorescence test. EUROIMMUN; FA_112d-1_A_UK_C13, 02/2019) Neurofascin-155 IgG4 Flow Cytometry: This cell-binding assay utilizes flow cytometry to detect Neurofascin 155 (NF155) IgG4 antibodies in patient samples. Briefly, a stable HEK293 cell line expressing human NF155 on the cell surface is premixed with parental HEK293 cells that do not express human NF155. The two cell populations are distinguished using a green fluorescent protein marker, which is only expressed in NF155 expressing cells. The mixture of cells is incubated with diluted patient sample to allow antibodies present in the sample to bind target antigens. Next, the cells are incubated with a human IgG4 specific secondary antibody conjugated to AlexaFluor 647 to detect cell bound human IgG4 antibodies. The AlexaFluor 647 signal intensity of the different cell populations is measured using a flow cytometer. The IBI (IgG binding index) is then calculated as the median fluorescent intensity (MFI) of AlexaFluor 647 of the NF155 expressing cells divided by the MFI of the parental non-NF155 expressing cells. When the IBI is greater than or equal to 2.0 the result is considered positive for NF155 IgG4 antibodies.(Unpublished Mayo method) | 5 to 8 days | 28 days | This test was developed and its performance characteristics determined by Mayo Clinic in a manner consistent with CLIA requirements. It has not been cleared or approved by the US Food and Drug Administration. | 83516 x58352086255 x283520 x4 (if applicable) | Demyelinating Neuropathy Ab Eval, S | 82455-7 | 621104 | Demyelinating Neuropathy Interpretation, S | 69048-7
PINTP | Peripheral Smear Interpretation, Whole Blood | Interpretation of a Wright-stained peripheral blood smear | Only orderable as a reflex. For more information see SPSM / Morphology Evaluation (Special Smear), Blood. Medical Interpretation | Yes | Peripheral Smear Interpretation | Whole Blood EDTA |  |  | Under normal conditions, the morphology and proportion of each blood cell type is fairly consistent in corresponding age groups. The morphology and proportion of each blood cell type may change in various hematologic diseases. Differential leukocyte count/special smear evaluation is helpful in revealing the changes in morphology or proportion of each cell type in the peripheral blood. | Only orderable as a reflex. For more information see SPSM / Morphology Evaluation (Special Smear), Blood. An interpretive report will be provided. | The laboratory will provide an interpretive report of percentage of white cells and, if appropriate, evaluation of white cells, red cells, and platelets. | No significant cautionary statements | 1. Lotspeich-Steininger CA, Steine-Martin EA, Koepke JA. Clinical Hematology: Principles, procedures, correlations. JB Lippincott Company; 1998:88-106:317-356 2. Rose G, Reinhard HH, Kahwash SB. Is this a blast? An illustrated practical review on peripheral blood smear examination in the paediatric patient. Malays J Pathol. 2020;42(1):37-49 | A hematopathologist reviews the Wright-stained peripheral blood smear and an interpretation is provided. | 1 day |  | Not Applicable | 85060 | Peripheral Smear Interpretation | 14869-2 | 71832 | Case Number | 80398-1
ACASM | Pernicious Anemia Cascade, Serum | Diagnosis of pernicious anemia Diagnosis of vitamin B12 deficiency-associated neuropathy | Immunoenzymatic Assay | Yes | Pernicious Anemia Cascade | If the vitamin B12 concentration is less than 150 ng/L, then the intrinsic factor blocking antibody(IFBA) test is performed at an additional charge. | Patient Preparation: 1. Patient should fast for 8 hours. 2.For 12 hours before specimen collection, patientshouldnottakemultivitamins or dietary supplements (eg, hair, skin, and nail supplements) containing biotin (vitamin B7). 3. For 1 week before specimen collection, if medically feasible, patientshould nottake proton pump inhibitors (omeprazole, lansoprazole, dexlansoprazole, esomeprazole, pantoprazole, and rabeprazole). 4. For at least 2 weeks before specimen collection, patientshouldnottake or receive drugs that interfere with gastrointestinal motility (eg, opioids). Collection Container/Tube: Preferred:Serum gel Acceptable:Red top Submission Container/Tube:Plastic vial Specimen Volume:3 mL Collection Instructions: 1. Centrifuge, divide specimen into 3 plastic vials: Vial 1 (B12PA): 1 mL of serum Vial 2 (PAMMA): 1.5 mL of serum Vial 3 (PAGAS): 0.5 mL of serum 2. Band specimens together and send frozen. | 1.6 mL | Vitamin B12 deficiency can be caused by many factors, one of which is pernicious anemia, a condition resulting in deficient production of intrinsic factor in the parietal cells of the stomach. Intrinsic factor is a protein that is needed to assist in the absorption of vitamin B12 into the small intestine. Vitamin B12 is converted into adenosylcobalamin, which converts L-methylmalonic acid to succinyl coenzyme A; hence, a decrease in vitamin B12 absorption in the intestine can cause an excess of methylmalonic acid within the body. Vitamin B12 deficiency may present with any combination of the following: macrocytic anemia, glossitis (painful inflammation of the tongue), peripheral neuropathy, weakness, hyperreflexia, ataxia, loss of proprioception, poor coordination, and affective behavioral changes. Many patients present with neurologic symptoms without macrocytic anemia. A group of tests is often required to establish the correct diagnosis as determination of vitamin B12 in serum does not detect all cases of vitamin B12 deficiency. Mayo Clinic's Department of Laboratory Medicine and Pathology offers a diagnostic algorithm to expedite the identification of patients with vitamin B12 deficiency. This algorithm accounts for the following facts: -The most sensitive test for vitamin B12 deficiency at the cellular level is the assay for methylmalonic acid (MMA). -Nearly half of the cases of pernicious anemia can be unambiguously identified if the serum test for intrinsic factor blocking antibody is positive (this is simpler and less expensive than MMA). -Serum gastrin is usually markedly increased in pernicious anemia (as a result of gastric atrophy), and this test can be used as a substitute for the more complicated and more expensive Schilling test of intestinal absorption of vitamin B12. The algorithm is similar to that published by Green,(1) except that the serum gastrin assay is performed in place of the Schilling test. Experience with both Mayo Clinic and Mayo Clinic Laboratories' cases has corroborated that this is a cost-effective alternative to the Schilling test. In our experience, greater than 90% of laboratory test costs can be saved by using the algorithm rather than ordering all the services for a patient suspected of having B12 deficiency. Furthermore, the substitution of the serum gastrin assay for the Schilling test offers 3 advantages: 1. It is an in vitro test that does not require administration of radioisotopes to patients 2. It can be performed on mailed-in specimens 3. It is much less expensive Only those tests that are appropriate, as defined by the algorithm, will be performed. | 180-914 ng/L | Vitamin B12 >400 ng/L Results do not suggest B12 deficiency-no further testing. Vitamin B12 150 to 400 ng/L Borderline vitamin B12 level-methylmalonic acid (MMA) is performed. If MMA is >0.40 nmol/mL, then intrinsic factor blocking antibody (IFBA) is performed. Vitamin B12 <150 ng/L Vitamin B12 deficiency-IFBA is performed. If IFBA is negative or indeterminate, then gastrin is performed. MMA < or =0.40 nmol/mL This value implies that there is no vitamin B12 deficiency at the cellular level. IFBA positive Consistent with pernicious anemia,Gravesdisease, or Hashimoto thyroiditis. Gastrin >200 pg/mL Result consistent with pernicious anemia. Gastrin <200 pg/mL Result does not suggest pernicious anemia. For more information seeVitamin B12 Deficiency Evaluation. | Patients who have received a vitamin B12 injection or radiolabeled vitamin B12 injection within the previous 2 weeks may have high serum vitamin B12 levels, which can interfere with this assay leading to falsely elevated results. Many other conditions are known to cause an increase or decrease in the serum vitamin B12 concentration and should be considered in the interpretation of the assay results, including: Increased serum vitamin B12 Decreased serum vitamin B12 Ingestion of vitamin C Pregnancy Ingestion of estrogens Aspirin Ingestion of vitamin A Anticonvulsants Hepatocellular injury Colchicine Myeloproliferative disorder Ethanol ingestion Uremia Contraceptive hormones Smoking Hemodialysis Multiple myeloma In rare cases, some individuals can develop antibodies to mouse or other animal antibodies (often referred to as human anti-mouse antibodies [HAMA] or heterophile antibodies), which may cause interference in some immunoassays. Caution should be used in interpretation of results, and the laboratory should be alerted if the result does not correlate with the clinical presentation. Some patients with other autoimmune diseases may have positiveintrinsic factor blocking antibody(IFBA) assays without suffering from pernicious anemia (PA). This is reported particularly in patients with autoimmune thyroid disease or type I diabetes mellitus. In the validation of this assay, 24 individuals with these autoimmune endocrine diseases were tested, and all were IFBA negative. However, 5 of 15 of patients with rheumatoid arthritis were IFBA positive during the validation of this assay. The literature suggests such individuals may, in fact, be at risk of later development of PA. Since the IFBA test is competitive binding assay, the risk of heterophile antibody interference is low. During validation, 24 HAMA positive specimens and 25 specimens with other heterophile antibodies were tested, and all were IFBA negative. However, if the clinical picture does not agree with the IFBA test result, the laboratory should be consulted for advice. Isolated serum gastrin levels can only be interpreted in fasting patients; nonfasting specimens are uninterpretable. Artifactual hypergastrinemia may be observed in fasting patients who have undergone procedures that result in temporary gastric distention or dysmotility (eg, after gastroscopy). Kidney failure prolongs the serum half-life of gastrin and is associated with increased serum gastrin levels. | 1. Green R, Kinsella LJ. Current concepts in the diagnosis of cobalamin deficiency. Neurology. 1995;45(8):1435-1440 2. Lahner E, Annibale. Pernicious anemia: new insights from a gastroenterological point of view. World J Gastroenterol. 2009;15(41):5121-5128 3. Bizzaro N, Antico A. Diagnosis and classification of pernicious anemia. Autoimmun Rev. 2014;13(4-5):565-568 4. Toh BH. Pathophysiology and laboratory diagnosis of pernicious anemia. Immunol Res. 2017;65(1):326-330 | The Access Vitamin B12 assay is a competitive-binding immunoenzymatic assay. The sample is added to a reaction vessel along with alkaline potassium cyanide and dithiothreitol. This treatment denatures vitamin B12 binding proteins and converts all forms of vitamin B12 to the cyanocobalamin form. After neutralization, intrinsic factor-alkaline phosphatase conjugate and paramagnetic particles coated with goat anti-mouse IgG:mouse monoclonal anti-intrinsic factor are added to the sample. Vitamin B12 in the sample binds to the intrinsic factor conjugate, preventing the conjugate from binding to the solid phase anti-intrinsic factor. After incubation in a reaction vessel, materials bound to the solid phase are held in a magnetic field, while unbound materials are washed away. A chemiluminescent substrate is added to the vessel, and the light generated by the reaction is measured with a luminometer. The photon production is inversely proportional to the concentration of vitamin B12 in the sample. The amount of analyte in the sample is determined by means of a stored, multipoint calibration curve.(Package insert: ACCESS Vitamin B12. Beckman Coulter, Inc; 10/2023) | Same day/1 to 4 days | 2 weeks | This test was developed and its performance characteristics determined by Mayo Clinic in a manner consistent with CLIA requirements. It has not been cleared or approved by the US Food and Drug Administration. | 8260782941-(if appropriate)83921-(if appropriate)86340-(if appropriate) | Pernicious Anemia Cascade | 2132-9 | B12PA | Vitamin B12 Assay, S | 2132-9
PDGP | Peroxisomal Disorder Gene Panel, Varies | Follow up of abnormal biochemical result, usually very long-chain fatty acid test consistent with peroxisomal disorder Establishing a molecular diagnosis for patients with peroxisomal disorders Identifying variants within genes known to be associated with peroxisomal disorders, allowing for predictive testing of at-risk family members | Sequence Capture and Targeted Next-Generation Sequencing followed by Polymerase Chain Reaction (PCR) and Sanger Sequencing. | Yes | Peroxisomal Disorder Gene Panel | For skin biopsy or cultured fibroblast specimens, fibroblast culture testing will be performed at an additional charge. If viable cells are not obtained, the client will be notified. | Patient Preparation:A previous bone marrow transplant from an allogenic donor will interfere with testing. For instructions for testing patients who have received a bone marrow transplant, call 800-533-1710. Submit only 1 of the following specimens: Specimen Type:Whole blood Container/Tube:Lavender top (EDTA) or yellow top (ACD) Specimen Volume:3 mL Collection Instructions: 1. Invert several times to mix blood. 2. Send whole blood specimen in original tube.Do not aliquot Specimen Stability Information:Ambient (preferred)/Refrigerated Specimen Type: Skin biopsy Supplies: Fibroblast Biopsy Transport Media (T115) Container/Tube: Sterile container with any standard cell culture media (eg, minimal essential media, RPMI 1640). The solution should be supplemented with 1% penicillin and streptomycin. Specimen Volume: 4-mm punch Specimen Stability Information: Refrigerated (preferred)/Ambient Additional Information:A separate culture charge will be assessed under CULFB / Fibroblast Culture for Biochemical or Molecular Testing. An additional 3 to 4 weeks is required to culture fibroblasts before genetic testing can occur. SpecimenType: Cultured fibroblast Container/Tube: T-25 flask SpecimenVolume: 2 Flasks CollectionInstructions: Submit confluent cultured fibroblast cells from a skin biopsy from another laboratory. Cultured cells from a prenatal specimen will not be accepted. Specimen Stability Information: Ambient (preferred)/Refrigerated (<24 hours) Additional Information:A separate culture charge will be assessed under CULFB / Fibroblast Culture for Biochemical or Molecular Testing. An additional 3 to 4 weeks is required to culture fibroblasts before genetic testing can occur. Specimen Type: Blood spot Supplies:Card-Blood Spot Collection (Filter Paper) (T493) Container/Tube: Preferred: Collection card (Whatman Protein Saver 903 Paper) Acceptable: PerkinElmer 226 (formerly Ahlstrom 226) filter paper or blood spot collection card Specimen Volume: 5 Blood spots Collection Instructions: 1. An alternative blood collection option for a patient older than 1 year is a fingerstick. For detailed instructions, seeHow to Collect Dried Blood Spot Samples. 2. Let blood dry on the filter paper at ambient temperature in a horizontal position for a minimum of 3 hours. 3. Do not expose specimen to heat or direct sunlight. 4. Do not stack wet specimens. 5. Keep specimen dry Specimen Stability Information: Ambient (preferred)/Refrigerated Additional Information: 1. Due to lower concentration of DNA yielded from blood spot, it is possible that additional specimen may be required to complete testing. 2. For collection instructions, seeBlood Spot Collection Instructions 3. For collection instructions in Spanish, seeBlood Spot Collection Card-Spanish Instructions(T777) 4. For collection instructions in Chinese, seeBlood Spot Collection Card-Chinese Instructions(T800) Specimen Type:Saliva Patient Preparation:Patient should not eat, drink, smoke, or chew gum 30 minutes prior to collection. Supplies:Saliva Swab Collection Kit (T786) Specimen Volume:1 swab Collection Instructions:Collect and send specimen per kit instructions. Specimen Stability Information:Ambient 30 days Additional Information:Due to lower concentration of DNA yielded from saliva, it is possible that additional specimen may be required to complete testing. | See Specimen Required | Peroxisomes are responsible for catabolic actions of cells, including beta oxidation of very long-chain fatty acids, and anabolic actions, including biosynthesis of bile acids and plasmalogens. Peroxisomal disorders can be categorized into 2 major groups based on the function that is disrupted: peroxisomal biogenesis disorders and single peroxisomal enzyme deficiencies. Peroxisomal biogenesis disorders are caused by defective assembly of the organelle resulting in some amount of deficient functional peroxisomes. Severity of disease is dependent on amount of remaining functional peroxisomes. Peroxisomal biogenesis disorders include those in the Zellweger spectrum: Zellweger syndrome, neonatal adrenoleukodystrophy, and infantile Refsum disease. Clinical features are usually progressive and include developmental delay, liver disease, blindness, and deafness. Severity is variable with Zellweger syndrome being the most severe and infantile Refsum disease being the least severe. These are due to variants in thePEXgenes that are responsible for encoding proteins for peroxisome assembly. Peroxisomal enzyme deficiencies cause a disruption in peroxisomal function, although the organelles remain intact. The most common peroxisomal disorder, X-linked adrenoleukodystrophy, is an enzyme deficiency due to variants in theABCD1gene. Other enzyme deficiencies include rhizomelic chondrodysplasia type 2 and 3, and congenital bile acid synthesis defect. This panel includes sequencing of 30 genes related to both peroxisomal biogenesis disorders and enzyme deficiencies. | An interpretive report will be provided. | All detected alterations are evaluated according to American College of Medical Genetics and Genomics recommendations.(1) Variants are classified based on known, predicted, or possible pathogenicity and reported with interpretive comments detailing their potential or known significance. | Clinical Correlations: Test results should be interpreted in the context of clinical findings, family history, and other laboratory data. Misinterpretation of results may occur if the information provided is inaccurate or incomplete. If testing was performed because of a clinically significant family history, it is often useful to first test an affected family member. Detection of at least one reportable variant in an affected family member would allow for more informative testing of at-risk individuals. To discuss the availability of additional testing options or for assistance in the interpretation of these results, contact the Mayo Clinic Laboratories genetic counselors at 800-533-1710. Technical Limitations: Next-generation sequencing may not detect all types of genomic variants. In rare cases, false-negative or false-positive results may occur. The depth of coverage may be variable for some target regions; assay performance below the minimum acceptable criteria or for failed regions will be noted. Given these limitations, negative results do not rule out the diagnosis of a genetic disorder. If a specific clinical disorder is suspected, evaluation by alternative methods can be considered. There may be regions of genes that cannot be effectively evaluated by sequencing or deletion and duplication analysis as a result of technical limitations of the assay, including regions of homology, high guanine-cytosine (GC) content, and repetitive sequences. Confirmation of select reportable variants will be performed by alternate methodologies based on internal laboratory criteria. This test is validated to detect 95% of deletions up to 75 base pairs (bp) and insertions up to 47 bp.Deletions-insertions (delins)of 40 or more bp, including mobile element insertions, may be less reliably detected than smallerdelins. Deletion/Duplication Analysis: This analysis targets single and multi-exon deletions/duplications; however, in some instances single exon resolution cannot be achieved due to isolated reduction in sequence coverage or inherent genomic complexity. Balanced structural rearrangements (such as translocations and inversions) may not be detected. This test is not designed to detect low levels of mosaicism or to differentiate between somatic and germline variants. If there is a possibility that any detected variant is somatic, additional testing may be necessary to clarify the significance of results. Genes may be added or removed based on updated clinical relevance. For detailed information regarding gene-specific performance and technical limitations, see Method Description or contact a laboratory genetic counselor. If the patient has had an allogeneic hematopoietic stem cell transplant or a recent heterologous blood transfusion, results may be inaccurate due to the presence of donor DNA. Call Mayo Clinic Laboratories for instructions for testing patients who have received a bone marrow transplant. Reclassification of Variants: Currently, it is not standard practice for the laboratory to systematically review previously classified variants on a regular basis. The laboratory encourages healthcare providers to contact the laboratory at any time to learn how the classification of a particular variant may have changed over time. Due to broadening genetic knowledge, it is possible that the laboratory may discover new information of relevance to the patient. Should that occur, the laboratory may issue an amended report. Variant Evaluation: Evaluation and categorization of variants is performed using published American College of Medical Genetics and Genomics and the Association for Molecular Pathology recommendations as a guideline. Other gene-specific guidelines may also be considered. Variants are classified based on known, predicted, or possible pathogenicity and reported with interpretive comments detailing their potential or known significance. Variants classified as benign or likely benign are not reported. Multiple in silico evaluation tools may be used to assist in the interpretation of these results. The accuracy of predictions made by in silico evaluation tools is highly dependent upon the data available for a given gene, and periodic updates to these tools may cause predictions to change over time. Results from in silico evaluation tools should be interpreted with caution and professional clinical judgement. Rarely, incidental or secondary findings may implicate another predisposition or presence of active disease. These findings will be carefully reviewed to determine whether they will be reported. | 1. Richards S, Aziz N, Bale S, et al. Standards and guidelines for the interpretation of sequence variants: a joint consensus recommendation of the American College of Medical Genetics and Genomics and the Association for Molecular Pathology. Genet Med. 2015;17(5):405-424 2. Waterham, HR, Ebberink MS. Genetics and molecular basis of human peroxisome biogenesis disorders. Biochim Biophys Acta. 2012;1822(9):1430-1441 3. Wanders RJ. Metabolic and molecular basis of peroxisomal disorders: a review. Am J Med Genet A. 2004;126A(4):355-375 4. Wanders RJ, Waterham HR: Peroxisomal disorders: the single peroxisomal enzyme deficiencies. Biochim Biophys Acta. 2006;1763(12):1707-1720 5. Fidaleo M. Peroxisomes and peroxisomal disorders: the main facts. Exp Toxicol Pathol. 2010;62(6):615-625 | Next-generation sequencing (NGS) and Sanger sequencing is performed to test for the presence of variants in coding regions and intron/exon boundaries of the genes analyzed, as well as some other regions that have known disease-causing variants. The human genome reference GRCh37/hg19 build was used for sequence read alignment. At least 99% of the bases are covered at a read depth over 30X. Sensitivity is estimated to be over 99% for single nucleotide variants, over 94% for insertions/deletions (indels) less than 40 base pairs (bp), and over 95% for deletions up to 75 bp and insertions up to 47 bp. NGS and/or a polymerase chain reaction (PCR)-based quantitative method is performed to test for the presence of deletions and duplications in the genes analyzed. There may be regions of genes that cannot be effectively evaluated by sequencing or deletion and duplication analysis as a result of technical limitations of the assay, including regions of homology, high guanine-cytosine (GC) content, and repetitive sequences. SeeTargeted Genes and Methodology Details for Peroxisomal Disorder Gene Panelfor details regarding the targeted genes analyzed and specific gene regions not routinely covered.(Unpublished Mayo method) Genes analyzed:ABCD1, ABCD3, ACOX1, ACOX3, AGPS, AMACR, CAT, DNM1L, GNPAT, HSD17B4, PEX1, PEX10, PEX11B, PEX12, PEX13, PEX14, PEX16, PEX19, PEX2, PEX26, PEX3, PEX5, PEX6, PEX7, PHYH, SCP2, SUGCT,andTRIM37 | 14 to 21 days | Whole blood: 2 weeks (if available); Extracted DNA: 3 months; Blood spots/Saliva: 1 month | This test was developed and its performance characteristics determined by Mayo Clinic in a manner consistent with CLIA requirements. It has not been cleared or approved by the US Food and Drug Administration. | 8144388233-Tissue culture, skin, solid tissue biopsy (if appropriate)88240-Cryopreservation (if appropriate) | Peroxisomal Disorder Gene Panel | 105264-6 | 608571 | Released By | 18771-6
G160 | Peroxisomal Disorder Panel (Bill Only) |  | This test is for billing purposes only. This is not an orderable test. | Yes | Peroxisomal Disorder Panel | This test is for billing purposes only. | This test is for billing purposes only. This is not an orderable test. |  |  | This test is for billing purposes only. This is not an orderable test. | [6 empty] | Not Applicable | 81443
PNZN | Perphenazine, (Trilafon), Serum |  | Liquid Chromatography/Tandem Mass Spectrometry (LC/MS/MS) | Yes | Perphenazine (Trilafon) | Varies | Submit only 1 of the following specimens Plasma Draw blood in a green-top (sodium heparin) tube(s). Plasma gel tube is not acceptable. Spin down and send 3 mL sodium heparin plasma refrigerated in amber vial (T915) to protect from light. Serum Draw blood in a plain, red-top tube(s). Serum gel tube is not acceptable. Spin down and send 3 mL of serum refrigerated in amber vial (T915) to protect from light. | 0.3 mL |  | ReferenceRange: 5.0 - 30.0 ng/mL Low-dose therapeutic range for Perphenazine: 0.5 - 2.5 ng/mL |  |  |  |  | 5 to 9 days | 2 weeks |  | 80342 | Perphenazine (Trilafon) | 3927-1 | Z1052 | Perphenazine | 3927-1
PERS | Persimmon, IgE, Serum | Establishing the diagnosis of an allergy toPersimmon, IgE Defining the allergen responsible for eliciting signs and symptoms Identifying allergens: -Responsible for allergic response and/or anaphylactic episode -To confirm sensitization prior to beginning immunotherapy -To investigate the specificity of allergic reactions to insect venom allergens, drugs, or chemical allergens Testing for IgE antibodies isnot usefulin patients previously treated with immunotherapy to determine if residual clinical sensitivity exists, or in patients in whom the medical management does not depend upon identification of allergen specificity. | Fluorescence Enzyme Immunoassay (FEIA) | Yes | Persimmon, IgE | Serum | Collection Container/Tube: Preferred:Serum gel Acceptable:Red top Submission Container/Tube:Plastic vial Specimen Volume:0.5 mL for every 5 allergens requested Collection Instructions:Centrifuge and aliquot serum into a plastic vial. | For 1 allergen: 0.3 mL More than 1 allergen: (0.05 mL x number of allergens) + 0.25 mL dead space | Clinical manifestations of immediate hypersensitivity (allergic) diseases are caused by the release of proinflammatory mediators (histamine, leukotrienes, and prostaglandins) from IgE-sensitized effector cells (mast cells and basophils) when cell-bound IgE antibodies interact with an allergen. In vitro serum testing for IgE antibodies provides an indication of the immune response to allergens that may be associated with allergic disease. The allergens chosen for testing often depend upon the age of the patient, history of allergen exposure, season of the year, and clinical manifestations. In individuals predisposed to develop allergic disease, the sequence of sensitization and clinical manifestations proceed as follows: eczema and respiratory disease (rhinitis and bronchospasm) in infants and children less than 5 years due to food sensitivity (milk, egg, soy, and wheat proteins) followed by respiratory disease (rhinitis and asthma) in older children and adults due to sensitivity to inhalant allergens (dust mite, mold, and pollen inhalants). | Class,IgE kU/L,Interpretation, 0,<0.10,Negative, 0/1,0.10-0.34,Borderline/equivocal, 1,0.35-0.69,Equivocal, 2,0.70-3.49,Positive, 3,3.50-17.4,Positive, 4,17.5-49.9,Strongly positive, 5,50.0-99.9,Strongly positive, 6,> or =100,Strongly positive, | Detection of IgE antibodies in serum (class 1 or greater) indicates an increased likelihood of allergic disease as opposed to other etiologies and defines the allergens that may be responsible for eliciting signs and symptoms. The level of IgE antibodies in serum varies directly with the concentration of IgE antibodies expressed as a class score or kU/L. | Testing for IgE antibodies is not useful in patients previously treated with immunotherapy to determine if residual clinical sensitivity exists or in patients in whom the medical management does not depend upon identification of allergen specificity. Some individuals with clinically insignificant sensitivity to allergens may have measurable levels of IgE antibodies in serum, and test results must be interpreted in the clinical context. False-positive results for IgE antibodies may occur in patients with markedly elevated serum IgE (>2500 kU/L) due to nonspecific binding to allergen solid phases. | Homburger HA, Hamilton RG: Allergic diseases. In: McPherson RA, Pincus MR, eds. Henry's Clinical Diagnosis and Management by Laboratory Methods. 23rd ed. Elsevier; 2017:1057-1070 | Specific IgE from the patient's serum reacts with the allergen of interest, which is covalently coupled to an ImmunoCAP. After washing away nonspecific IgE, enzyme-labeled anti-IgE antibody is added to form a complex. After incubation, unbound anti-IgE is washed away, and the bound complex incubated with a developing agent. After stopping the reaction, the fluorescence of the eluate is measured. Fluorescence is proportional to the amount of specific IgE present in the patient's sample (ie, the higher the fluorescence value, the more IgE antibody is present).(Package insert: ImmunoCAP System Specific IgE FEIA. Phadia; Rev 06/2020) | Same day/1 to 3 days | 14 days | This test was developed and its performance characteristics determined by Mayo Clinic in a manner consistent with CLIA requirements. It has not been cleared or approved by the US Food and Drug Administration. | 86003 | Persimmon, IgE | 10947-0 | PERS | Persimmon, IgE | 10947-0
STK1Z | Peutz-Jeghers Syndrome, STK11, Full Gene Analysis, Varies | Evaluating patients with a personal or family history suggestive of Peutz-Jeghers syndrome (PJS) Establishing a diagnosis of PJS allowing for targeted cancer surveillance based on associated risks Identifying variants within genes known to be associated with increased risk for PJS allowing for predictive testing of at-risk family members | Sequence Capture and Targeted Next-Generation Sequencing (NGS) followed by Polymerase Chain Reaction (PCR) and Sanger Sequencing. | Yes | STK11 Full Gene Analysis | Varies | Patient Preparation:A previous bone marrow transplant from an allogenic donor will interfere with testing. Call 800-533-1710 for instructions for testing patients who have received a bone marrow transplant. Specimen Type:Whole blood Container/Tube: Preferred:Lavender top (EDTA) or yellow top (ACD) Acceptable:Any anticoagulant Specimen Volume:3 mL Collection Instructions: 1. Invert several times to mix blood. 2. Send whole blood specimen in original tube.Do not aliquot. Specimen Stability Information:Ambient (preferred) 4 days/Refrigerated | 1 mL | Germline variants in theSTK11gene are associated with Peutz-Jeghers syndrome (PJS), an autosomal dominant hereditary cancer syndrome.(1-4) PJS is characterized by many manifestations beginning in childhood, including gastrointestinal hamartomatous polyps, pigmentation changes (called melanocytic macules) around the mouth, eyes, buccal mucosa, perianal area, hands, and feet, and an increased lifetime risk for developing a variety of cancers.(1-4) The highest cancer risks for PJS are in breast, colorectal, gastric, pancreas, lung, gonads, cervix, and uterus.(1-4) Approximately 10% to 20% of individuals with PJS have no family history and are thought to have genetic variants that occurredde novo.(1,5) The National Comprehensive Cancer Network and the American College of Gastroenterology provide recommendations regarding the medical management of children and adults with PJS.(5,6) | An interpretive report will be provided. | All detected variants are evaluated according to American College of Medical Genetics and Genomics recommendations.(7) Variants are classified based on known, predicted, or possible pathogenicity and reported with interpretive comments detailing their potential or known significance. | Clinical Correlations: Test results should be interpreted in the context of clinical findings, family history, and other laboratory data. Misinterpretation of results may occur if the information provided is inaccurate or incomplete. If testing was performed because of a clinically significant family history, it is often useful to first test an affected family member. Detection of a reportable variant in an affected family member would allow for more informative testing of at-risk individuals. To discuss the availability of additional testing options or for assistance in the interpretation of these results, contact the Mayo Clinic Laboratories genetic counselors at 800-533-1710. Technical Limitations: Next-generation sequencing may not detect all types of genomic variants. In rare cases, false-negative or false-positive results may occur. The depth of coverage may be variable for some target regions; assay performance below the minimum acceptable criteria or for failed regions will be noted. Given these limitations, negative results do not rule out the diagnosis of a genetic disorder. If a specific clinical disorder is suspected, evaluation by alternative methods can be considered. There may be regions of genes that cannot be effectively evaluated by sequencing or deletion and duplication analysis as a result of technical limitations of the assay, including regions of homology, high guanine-cytosine (GC) content, and repetitive sequences. Confirmation of select reportable variants will be performed by alternate methodologies based on internal laboratory criteria. This test is validated to detect 95% of deletions up to 75 base pairs (bp) and insertions up to 47 bp. Deletions-insertions (delins) of 40 or more bp, including mobile element insertions, may be less reliably detected than smaller delins. Deletion/Duplication Analysis: This analysis targets single and multi-exon deletions/duplications; however, in some instances, single exon resolution cannot be achieved due to isolated reduction in sequence coverage or inherent genomic complexity. Balanced structural rearrangements (such as translocations and inversions) may not be detected. This test is not designed to detect low levels of mosaicism or differentiate between somatic and germline variants. If there is a possibility that any detected variant is somatic, additional testing may be necessary to clarify the significance of results. For detailed information regarding gene-specific performance and technical limitations, see Method Description or contact a laboratory genetic counselor. If the patient has had an allogeneic hematopoietic stem cell transplant or a recent blood transfusion, results may be inaccurate due to the presence of donor DNA. Call Mayo Clinic Laboratories for instructions for testing patients who have received a bone marrow transplant. Reclassification of Variants: Currently, it is not standard practice for the laboratory to systematically review previously classified variants on a regular basis. The laboratory encourages healthcare providers to contact the laboratory at any time to learn how the classification of a particular variant may have changed over time. Variant Evaluation: Evaluation and categorization of variants are performed using published American College of Medical Genetics and Genomics and the Association for Molecular Pathology recommendations as a guideline.(7) Other gene-specific guidelines may also be considered. Variants are classified based on known, predicted, or possible pathogenicity and reported with interpretive comments detailing their potential or known significance. Variants classified as benign or likely benign are not reported. Multiple in silico evaluation tools may be used to assist in the interpretation of these results. The accuracy of predictions made by in silico evaluation tools is highly dependent upon the data available for a given gene, and periodic updates to these tools may cause predictions to change over time. Results from in silico evaluation tools should be interpreted with caution and professional clinical judgment. | 1. McGarrity TJ, Amos CI, Baker MJ: Peutz-Jeghers syndrome. In: Adam MP, Everman DB, Mirzaa GM, et al, eds. GeneReviews [Internet]. University of Washington, Seattle; 2001. Updated September 2, 2021. Accessed November 7, 2022. Available at www.ncbi.nlm.nih.gov/books/NBK1266/ 2. Beggs AD, Latchford AR, Vasen HF, et al: Peutz-Jeghers syndrome: a systematic review and recommendations for management. Gut. 2010 Jul;59(7):975-986 3. Hearle N, Schumacher V, Menko FH, et al: Frequency and spectrum of cancers in the Peutz-Jeghers syndrome. Clin Cancer Res. 2006 May 15;12(10):3209-3215 4. Gupta S, Provenzale D, Llor X, et al: NCCN guidelines insights: genetic/familial high-risk assessment: colorectal, version 2.2019. J Natl Compr Canc Netw. 2019;17(9):1032-1041 5. Hernan I, Roig I, Martin B, Gamundi MJ, Martinez-Gimeno M, Carballo M: De novo germline mutation in the serine-threonine kinase STK11/LKB1 gene associated with Peutz-Jeghers syndrome. Clin Genet. 2004 Jul;66(1):58-62 6. Syngal S, Brand RE, Church JM, et al: ACG clinical guideline: Genetic testing and management of hereditary gastrointestinal cancer syndromes. Am J Gastroenterol. 2015 Feb;110(2):223-262 7. Richards S, Aziz N, Bale S, et al: Standards and guidelines for the interpretation of sequence variants: a joint consensus recommendation of the American College of Medical Genetics and Genomics and the Association for Molecular Pathology. Genet Med. 2015 May;17(5):405-424 | Next-generation sequencing (NGS) and/or Sanger sequencing are performed to test for the presence of variants in coding regions and intron/exon boundaries of theSTK11gene, as well as some other regions that have known disease-causing variants. The human genome reference GRCh37/hg19 build was used for sequence read alignment. At least 99% of the bases are covered at a read depth over 30X. Sensitivity is estimated at above 99% for single nucleotide variants, above 94% for deletion/insertions (delins) less than 40 base pairs (bp), above 95% for deletions up to 75 bp and insertions up to 47 bp. NGS and/or a polymerase chain reaction-based quantitative method is performed to test for the presence of deletions and duplications in theSTK11gene. There may be regions of the gene that cannot be effectively evaluated by sequencing or deletion and duplication analysis as a result of technical limitations of the assay, including regions of homology, high guanine-cytosine (GC) content, and repetitive sequences.(Unpublished Mayo method) The reference transcript forSTK11gene is NM_000455.5. Reference transcript numbers may be updated due to transcript re-versioning. Always refer to the final patient report for gene transcript information referenced at the time of testing. Confirmation of select reportable variants may be performed by alternate methodologies based on internal laboratory criteria. | 21 to 28 days | Whole blood: 2 weeks (if available); Extracted DNA: 3 months | This test was developed and its performance characteristics determined by Mayo Clinic in a manner consistent with CLIA requirements. It has not been cleared or approved by the US Food and Drug Administration. | 81405 | STK11 Full Gene Analysis | 94216-9 | 614862 | Released By | 18771-6
UPH24 | pH, 24 Hour, Urine | Assessment of patients with metabolic acidosis, crystalluria, as well as monitoring the effectiveness of alkalinization or acidification of urine for certain medical conditions (eg, treatment of uric acid nephrolithiasis) using a 24-hour collection period | pH Meter | Yes | pH, 24 HR, U | Urine | Supplies: Diazolidinyl Urea (Germall), 5.0 mL (T822) Urine Tubes, 10 mL (T068) Container/Tube:Plastic, 10-mL urine tube or a clean, plastic aliquot container Specimen Volume:10 mL Collection Instructions: 1. Collect urine for 24 hours 2. Add 5 mL of diazolidinyl urea as preservative at start of collectionorrefrigerate specimen during and after collection. 3. Specimen pH should be between 4.5 and 8 and will stay in this range if kept refrigerated. Specimens with pH >8 indicate bacterial contamination, and testing will be cancelled. Do not attempt to adjust pH as it will adversely affect results. Additional Information:SeeUrine Preservatives-Collection and Transportation for 24-Hour Urine Specimensfor multiple collections. | 1 mL | Urine pH is a measure of the acidity/alkalinity of urine and, by itself, usually provides little useful information. Under normal conditions its value is influenced by the type of diet. Some diets (eg, diets rich in meat) have more acid content than others (eg, vegetarian diets). Changes in urine pH may reflect systemic acid-base disorders. For example, the normal response during metabolic acidosis is a lowering of the urine pH to less than 5. If the pH is greater than 5, then a defect in urine acidification should be considered. A urine pH of greater than 8 is suggestive of infection by a urea-splitting organism such asProteus mirabilis. Therapeutic interventions to either alkalinize or acidify the urine are necessary for some diseases. For example, some crystals have a propensity to form in alkaline urine, while others form in relative acidic urine, and changing the pH may reduce stone formation. | 4.5-8.0 | Dependent on clinical condition. A pH greater than 8 suggests the presence of urinary tract infection with a urea-splitting organism. | No significant cautionary statements | 1. Menezes CJ, Worcester EM, Coe FL, Asplin J, Bergsland KJ, Ko B:Mechanisms for falling urine pH with age in stone formers.Am J Physiol Renal Physiol. 2019 Jul 1;317(7):F65-F72 2. Ilyas R, Cho K, Young JG: What is the best method to evaluate urine pH? A trial of three urinary pH measurement methods in a stone clinic. J Endourol. 2015 Jan;29(1):70-74 3. Davidsohn I, Henry JB: Todd-Sanford Clinical Diagnosis by Laboratory Methods. 15th ed. Elsevier; 1974; 43-44 4. Free AH, Free HBS: Urodynamics, concepts relating to urinalysis. Ames Co; 1974:57-61 5. Kaplan LA, Pesce AJ: Clinical Chemistry: Theory, Analysis, Correlation. 3rd ed. Mosby-Year Book Inc; 1996:823 | The pH meter is composed of a glass electrode, calomel electrode and voltmeter. The glass electrode has a fixed acid concentration, yielding a corresponding voltage. The calomel electrode is the reference electrode. Its voltage is independent of the H+ ion concentration. The two electrodes constitute a galvanic cell whose electromotive force is measured by the voltmeter. The meter is calibrated to read in pH units, reflecting the H+ ion concentration. The meter is used to determine pH in 0 to 14 range.(Instruction manual: Fisher Scientific accumet Basic (AB) Benchtop Meters. Fisher Scientific; 68x613601.0 07/2012) | 1 to 3 days |  | This test has been cleared, approved, or is exempt by the US Food and Drug Administration and is used per manufacturer's instructions. Performance characteristics were verified by Mayo Clinic in a manner consistent with CLIA requirements. | 83986 | pH, 24 HR, U | 27378-9 | VL72 | Volume | 3167-4
UPHB | pH, Body Fluid | Indicating the presence of infections or fistulas Verifying the effectiveness of treatment to reduce stomach pH Diagnosing disease states characterized by abnormal stomach acidity This test isnot appropriate formeasurement of pleural fluid pH, as that measurement should be made using a blood gas analyzer locally due to sample stability and transport requirements. | pH Meter | Yes | pH, BF | Body Fluid | Supplies:Metal Free Specimen Vial (T173) Container/Tube:Metal-free container Specimen Volume:5 mL | 1 mL | The pH value is a measure of hydrogen ion concentration. Increased metabolic activity and production of acidic byproducts (eg, lactic acid) due to infection are known to decrease pH. A variety of disease processes can alter pH values; therefore, low pH has reduced specificity. Gastric content typically has a low pH, and measurement of pH has been used to help identify gastric fluid. Determining the pH value of a body fluid may help characterize the nature of the fluid. | An interpretive report will be provided. | Normal gastric fluid has a pH below 3.0; any higher pH is abnormal. Low peritoneal fluid pH (<7.35) may be observed in spontaneous bacterial peritonitis.(1) | Specimens should be collected, maintained anaerobically, and tested as soon after collection as possible, as exposure to air and time causes pH to increase since carbon dioxide is lost from the sample. | 1.Wong CL, Holroyd-Leduc J, Thorpe KE, Straus SE. Does this patient have bacterial peritonitis or portal hypertension? How do I perform a paracentesis and analyze the results? JAMA. 2008;299(10):1166-1178 2. Menezes CJ, Worcester EM, Coe FL, Asplin J, Bergsland KJ, Ko B.Mechanisms for falling urine pH with age in stone formers.Am J Physiol Renal Physiol. 2019;317:F65-F72 3. Ilyas R, Cho K, Young JG. What is the best method to evaluate urine pH? A trial of three urinary pH measurement methods in a stone clinic. J Endourol. 2015:29:70-74 4. Davidson I, Henry JB, eds. Todd-Sanford Clinical Diagnosis by Laboratory Methods; 15th ed. Elsevier; 1974:43-44 5. Free AH, Free HBS. Urodynamics, concepts relating to urinalysis. Ames Co; 1974:57-61 6.Kaplan,LA, Pesce AJ, eds: Clinical ChemistryTheory, Analysis, Correlation. 3rd ed.Mosby-Year Book Inc; 1996:823 | The pH meter is composed of a glass electrode, calomel electrode, and voltmeter. The glass electrode has a fixed acid concentration, yielding a corresponding voltage. The calomel electrode is the reference electrode. Its voltage is independent of the hydrogen ion concentration. The two electrodes constitute a galvanic cell whose electromotive force is measured by the voltmeter. The meter is calibrated to read in pH units, reflecting the hydrogen ion concentration. The meter is used to determine pH in 0 to 14 range.(Instruction manual: Fisher Scientific accumet Basic (AB) Benchtop Meters. Fisher Scientific; 07/2018) | Same day/1 day | 7 days | This test has been cleared, approved, or is exempt by the US Food and Drug Administration and is used per manufacturer's instructions. Performance characteristics were verified by Mayo Clinic in a manner consistent with CLIA requirements. | 83986 | pH, BF | 2748-2 | CMT36 | Comment | 48767-8
FPHFL | pH, Fecal |  | Quantitative pH Indicator Strips or pH meter | Yes | pH, Fecal | Fecal | 5 g of liquid, random stool. Ship frozen. Separate specimens must be submitted when multiple tests are ordered. | 1 g |  | 5.0 - 8.5 |  |  |  |  | 1 to 7 days |  |  | 83986 | pH, Fecal | 2755-7 | Z2646 | pH, Fecal | 2755-7
PHU_ | pH, Random, Urine | Assessment of patients with metabolic acidosis Assessment of crystalluria Monitoring the effectiveness of alkalinization or acidification ofurine for certain medical conditions (eg, treatment of uric acidnephrolithiasis) | pH meter | Yes | pH, Random, U | Urine | Supplies:Urine Tubes, 10 mL (T068) Container/Tube:Plastic, 10-mL urine tube Specimen Volume:10 mL Collections Instructions:Collect a random urine specimen. | 1 mL | Urine pH is a measure of the acidity/alkalinity of urine and, by itself, usually provides little useful information. Under normal conditions its value is influenced by the type of diet (some diets: eg, diets rich in meat-having more acid content than others, eg, vegetarian diets). Assessment of urine pH may be useful in the evaluation of systemic acid-base disorder. For example, the normal response during metabolic acidosis is a lowering of the urine pH to less than 5. If it is greater than 5, then a defect in urine acidification should be considered. Often a urine pH above 8 is suggestive of infection of a urea splitting organism such asProteus mirabilis. Monitoring of urine pH may also be helpful during therapeutic interventions to either alkalinize the urine (such as for treatment of uric acid nephrolithiasis) or acidify the urine. Finally, when assessing crystalluria, noting the urine pH may be helpful since some crystals have a propensity to form in alkaline urine while others form in relative acidic urine. | 4.5 to 8.0 | Dependent on clinical condition. | A pH greater than 8 suggests the presence of urinary tract infection with a urea splitting organism. | 1. Menezes CJ, Worcester EM, Coe FL, Asplin J, Bergsland KJ, Ko B:Mechanisms for falling urine pH with age in stone formers.Am J Physiol Renal Physiol. 2019 Jul 1;317(7):F65-F72. doi: 10.1152/ajprenal.00066.2019 2. Ilyas R, Cho K, Young JG: What is the best method to evaluate urine pH? A trial of three urinary pH measurement methods in a stone clinic. J Endourol. 2015 Jan;29(1):70-4. doi: 10.1089/end.2014.0317 3. Davidsohn I, Henry JB: Todd-Sanford Clinical Diagnosis by Laboratory Methods; 15th ed. Elsevier; 1974:43-44 4. Free AH, Free HBS: Urodynamics, concepts relating to urinalysis. Ames Co; 1974;57-61 5. Kaplan LA, Pesce AJ: Clinical Chemistry: Theory, Analysis, Correlation. 3rd ed. Mosby-Year Book Inc; 1996:823 | The pH meter is composed of a glass electrode, calomel electrode and voltmeter. The glass electrode has a fixed acid concentration, yielding a corresponding voltage. The calomel electrode is the reference electrode. Its voltage is independent of the H+ ion concentration. The two electrodes constitute a galvanic cell whose electromotive force is measured by the voltmeter. The meter is calibrated to read in pH units, reflecting the H+ ion concentration. The meter is used to determine pH in 0 to 14 range.(Instruction manual: Fisher Scientific accumet Basic (AB) Benchtop Meters. Fisher Scientific; 68x613601.0 07/2012) | Same day/1 day | 2 days | This test has been cleared, approved, or is exempt by the US Food and Drug Administration and is used per manufacturer's instructions. Performance characteristics were verified by Mayo Clinic in a manner consistent with CLIA requirements. | 83986 | pH, Random, U | 2756-5 | PHU_ | pH, Random, U | 2756-5
FPHAS | Phadiatop (Allergy Screen) |  | Enzyme Immunoassay | Yes | Phadiatop (Allergy Screen) | Serum | Specimen Type:Serum Container/Tube:Red or SST Specimen Volume:0.5 mL Collection Instructions:Draw blood in a plain red-top tube(s), serum gel tube(s) is acceptable. Spin down and send 0.5 mL of serum refrigerated in a plastic vial. | 0.5 mL |  | Negative | The Phadia Phadiatop test is an allergy screening test with excellent sensitivity and specificity for inhalant allergy. It uses an ImmunoCAP with a balanced mixture of representative allergens, including grasses, trees, weeds, cat, dog, mites and molds. A positive result indicates that the patient is allergic to one or more of these allergens; a negative indicates the patient is not allergic to inhalant allergens. Note that the test does not assess a patient's sensitivity to food, drug, chemical or certain unusual or rare allergens. |  |  |  | 3 to 6 days |  |  | 86005 | Phadiatop (Allergy Screen) | 57036-6 | FPHAS | Phadiatop (Allergy Screen) | 57036-6
PCPMX | Phencyclidine (PCP) Confirmation, Chain of Custody, Meconium | Detection ofin uterodrug exposure up to 5 months before birth Chain of custody is required whenever the results of testing could be used in a court of law. Its purpose is to protect the rights of the individual contributing the specimen by demonstrating that it was always under the control of personnel involved with testing the specimen; this control implies that the opportunity for specimen tampering would be limited. Since the evidence of illicit drug use during pregnancy can be cause for separating the baby from the mother, a complete chain of custody ensures that the test results are appropriate for legal proceedings. | Liquid Chromatography Tandem Mass Spectrometry (LC-MS/MS) | Yes | Phencyclidine Confirmation, CoC, M | Meconium | Supplies:Chain of Custody Meconium Kit (T653) includes the specimen containers, seals, and documentation required Specimen Volume:1 g (approximately 1 teaspoon) Collection Instructions:Collect entire random meconium specimen. Additional Information: 1. Specimen that arrives with a broken seal does not meet the chain of custody requirements. 2. The laboratory recommends sending chain-of-custody specimens by overnight shipment. | 0.3 g (approximately 1/4 teaspoon) | Phencyclidine (PCP) was originally developed as an anesthetic in the 1950s but later was abandoned because of a high frequency of postoperative delirium with hallucinations. It was classed as a dissociative anesthetic because, in the anesthetized state, the patient remains conscious with staring gaze, flat facies, and rigid muscles.(1) PCP binds with high affinity to sites located in the cortex and limbic structures, resulting in blocking of N-methyl-D-aspartate (NMDA)-type glutamate receptors.(1) PCP became a drug of abuse in the 1970s because of its hallucinogenic effects.(1,2) PCP is approximately 65% protein bound and has a volume of distribution of 5.3 to 7.5 L/kg. The drug is metabolized by the liver via oxidative hydroxylation and has a dose-dependent half-life ranging from 7 to 46 hours.(2) Meconium is the first fecal material passed by the neonate. Meconium forms in the first trimester of pregnancy but is seldom excreted before the 34th week. It is composed of approximately 70% water, bile acids, cholesterol, squamous cells, protein and drug metabolites, and no bacteria are normally present. Prebirth excretion of meconium is a sign of fetal distress. Because drugs and metabolites can accumulate in meconium, assessment of meconium for the presence of illicit drugs can be an indicator of maternal drug use during pregnancy. Illicit drug use during pregnancy can have a profound effect on fetal development. The disposition of drug in meconium is not well understood. The proposed mechanism is that the fetus excretes drug into bile and amniotic fluid. Drug accumulates in meconium either by direct deposit from bile or through swallowing of amniotic fluid.(3) The first evidence of meconium in the fetal intestine appears at approximately the 10th to 12th week of gestation, and slowly moves into the colon by the 16th week of gestation.(4) Therefore, the presence of drugs in meconium has been proposed to be indicative of in utero drug exposure during the final 4 to 5 months of pregnancy, a longer historical measure than is possible by urinalysis.(3) Chain of custody is a record of the disposition of a specimen to document each individual who collected, handled, and performed the analysis. When a specimen is submitted in this manner, analysis will be performed in such a way that it will withstand regular court scrutiny. | Negative Positives are reported with a quantitativeliquid chromatography tandem mass spectrometryresult. Cutoff concentration: 5 ng/g | The presence of phencyclidine in meconium isindicative of in utero drug exposure up to 5 months before birth. | Because the results of this test may have legal ramifications, it is recommended that testing be performed using chain of custody. A kit including all the materials necessary to complete chain of custody is available to ensure the test results are appropriate for legal proceedings. | 1. O'Brien CP. Drug addiction and drug abuse. In: Brunton LL, Lazo JS, Parker KL, eds. Goodman and Gilman's the Pharmacological Basis of Therapeutics. 11th ed. McGraw-Hill Book Company; 2006 2. Baselt RC. Phencyclidine. In: Baselt RC, ed. Disposition of Toxic Drugs and Chemicals in Man. 10th ed. Biomedical Publications; 2014 3. Ostrea EM Jr, Brady MJ, Parks PM, Asensio DC, Naluz A. Drug screening of meconium in infants of drug-dependent mothers: an alternative to urine testing. J Pediatr. 1989;115(3):474-477 4. Ahanya SN, Lakshmanan J, Morgan BL, Ross MG. Meconium passage in utero mechanisms, consequences, and management. Obstet Gynecol Surv. 2005;60(1):45-56; quiz 73-74 5. Langman LJ, Bechtel LK, Holstege CP. Clinical toxicology. In: Rifai N, Chiu RWK, Young I, Burnham C-AD, Wittwer CT, eds. Tietz Textbook of Laboratory Medicine. 7th ed. Elsevier; 2023:chap 43 6. Langman LJ, Rushton AM, Thomas D, et al. Drug testing in support of the diagnosis of neonatal abstinence syndrome: The current situation. Clin Biochem. 2023;111:1-10. doi:10.1016/j.clinbiochem.2022.11.002 | Meconium is mixed with internal standard and extracted with methanol. The methanolic extract is further processed by solid phase extraction. The extract is analyzed by liquid chromatography tandem mass spectroscopy.(Unpublished Mayo method) | 2 to 3 days | 2 weeks | This test was developed and its performance characteristics determined by Mayo Clinic in a manner consistent with CLIA requirements. It has not been cleared or approved by the US Food and Drug Administration. | 83992G0480 (if appropriate) | Phencyclidine Confirmation, CoC, M | 92816-8 | 36234 | Chain of Custody | 77202-0
PCPMC | Phencyclidine (PCP) Confirmation, Meconium | Detection ofin uteroto phencyclidine (PCP) exposure up to 5 months before birth | Liquid Chromatography Tandem Mass Spectrometry (LC-MS/MS) | Yes | PCP Confirmation, Meconium | Meconium | Supplies:Stool container. Small (Random), 4 oz (T288) Container/Tube:Stool container Specimen Volume:1 g (approximately 1 teaspoon) Collection Instructions:Collect entire random meconium specimen. | 0.3 g (approximately 1/4 teaspoon) | Phencyclidine (PCP) was originally developed as an anesthetic in the 1950s but later was abandoned because of a high frequency of postoperative delirium with hallucinations. It was classed as a dissociative anesthetic because, in the anesthetized state, the patient remains conscious with staring gaze, flat facies, and rigid muscles.(1) PCP binds with high affinity to sites located in the cortex and limbic structures, resulting in blocking of N-methyl-D-aspartate (NMDA)-type glutamate receptors.(1) PCP became a drug of abuse in the 1970s because of its hallucinogenic effects.(1,2) PCP is approximately 65% protein bound and has a volume of distribution of 5.3 to 7.5 L/kg. The drug is metabolized by the liver via oxidative hydroxylation and has a dose-dependent half-life ranging from 7 to 46 hours.(2) Meconium is the first fecal material passed by the neonate. Meconium forms in the first trimester of pregnancy but is seldom excreted before the 34th week. It is composed of approximately 70% water, bile acids, cholesterol, squamous cells, protein and drug metabolites, and no bacteria are normally present. Prebirth excretion of meconium is a signof fetal distress. Because drugs and metabolites can accumulate in meconium, assessment of meconium for the presence of illicit drugs can be an indicatorof maternal drug use during pregnancy. Illicit drug use during pregnancy can have a profound effect onfetal development. The disposition of drug in meconium is not well understood. The proposed mechanism is that the fetus excretes drug into bile and amniotic fluid. Drug accumulates in meconium either by direct deposit from bile or through swallowing of amniotic fluid.(3) The first evidence of meconium in the fetal intestine appears at approximately the tenth to twelfth week of gestation, and slowly moves into the colon by the sixteenth week of gestation.(4) Therefore, the presence of drugs in meconium has been proposed to be indicative of in utero drug exposure during the final 4 to 5 months of pregnancy, a longer historical measure than is possible by urinalysis.(3) | Negative Positives are reported with a quantitativeliquid chromatography tandem mass spectrometryresult. Cutoff concentration: 5 ng/g | The presence of phencyclidine (PCP) in meconium is indicative of in utero drug exposure up to 5 months before birth. | No significant cautionary statements. | 1. O'Brien CP. Drug addiction and drug abuse. In: Brunton LL, Lazo JS, Parker KL, eds. Goodman and Gilman's the Pharmacological Basis of Therapeutics. 11th ed. McGraw-Hill Book Company; 2006 2. Baselt RC. Phencyclidine. In: Baselt RC, ed. Disposition of Toxic Drugs and Chemicals in Man. 10th ed. Biomedical Publications; 2014 3. Ostrea EM Jr, Brady MJ, Parks PM, Asensio DC, Naluz A. Drug screening of meconium in infants of drug-dependent mothers: an alternative to urine testing. J Pediatr. 1989;115(3):474-477 4. Ahanya SN, Lakshmanan J, Morgan BL, Ross MG. Meconium passage in utero mechanisms, consequences, and management. Obstet Gynecol Surv. 2005;60(1):45-56; quiz 73-74 5. Langman LJ, Bechtel LK, Holstege CP. Clinical toxicology. In: Rifai N, Chiu RWK, Young I, Burnham C-AD, Wittwer CT, eds. Tietz Textbook of Laboratory Medicine. 7th ed. Elsevier; 2023:chap 43 6. Langman LJ, Rushton AM, Thomas D, et al. Drug testing in support of the diagnosis of neonatal abstinence syndrome: The current situation. Clin Biochem. 2023;111:1-10. doi:10.1016/j.clinbiochem.2022.11.002 | Meconium is mixed with internal standard and extracted with methanol. The methanolic extract is further processed by solid phase extraction. The extract is analyzed by liquid chromatography tandem mass spectroscopy.(Unpublished Mayo method) | 2 to 3 days | 2 weeks | This test was developed and its performance characteristics determined by Mayo Clinic in a manner consistent with CLIA requirements. It has not been cleared or approved by the US Food and Drug Administration. | 83992G0480 (if appropriate) | PCP Confirmation, Meconium | 92816-8 | 29905 | Interpretation | 69050-3
PCPUG | Phencyclidine (PCP), Confirmation, serum |  | Gas Chromatography-Mass Spectrometry (GC-MS) | Yes | Phencyclidine (PCP), Serum | Varies | Submit only 1 of the following specimens: Serum Draw blood in a plain red-top tube(s), serum gel tube is not acceptable. Spin down and send 5 mL of serum refrigerated in a plastic vial. Plasma Draw blood in a green-top (sodium heparin) tube(s), plasma gel tube is not acceptable. Spin down and send 5 mL sodium heparin plasma refrigerated in a plastic vial. | 2 mL |  | Toxic:Greater than 100 ng/mL Serious Toxicities likely:Greater than 300 ng/mL |  |  |  |  | 5 to 9 days | 2 weeks |  | 83992 | Phencyclidine (PCP), Serum | 3934-7 | Z1051 | Phencyclidine | 3934-7
PCPX | Phencyclidine Confirmation, Chain of Custody, Random, Urine | Detection of drug abuse involving phencyclidine (street names: angel dust, hog, or angel hair) in urine specimens handled through the chain-of-custody process Chain of custody is required whenever the results of testing could be used in a court of law. Its purpose is to protect the rights of the individual contributing the specimen by demonstrating that it, at all times, was under the control of personnel involved with testing the specimen; this control implies that the opportunity for specimen tampering would be limited. | Immunoassay/Gas Chromatography Mass Spectrometry (GC-MS) Confirmation with Quantitation | Yes | Phencyclidine Confirmation, CoC, U | Testing for adulterants will be performed on all chain of custody urine samples per regulatory requirements. | Supplies:Chain of Custody Kit (T282) Container/Tube:Chain-of-Custody Kit containing the specimen containers, seals, and documentation required. Specimen Volume:10 mL Collection Instructions:Collect specimen in the container provided, seal, and submit with the associated documentation to satisfy the legal requirements for chain-of-custody testing. | 5 mL | Phencyclidine (PCP) is a drug of abuse. This compound affects diverse neural pathways and interacts with cholinergic, adrenergic, gamma-aminobutyric acid (GABA)-secreting, serotoninergic, opiate neuronal receptors, and gamma receptors. It has analgesic, anesthetic, and stimulatory effects, yielding bizarre behavior, ranging from depression through catatonia, euphoria, violent rage, and hallucinations. Most fatalities result from its hypertensive effect. Diagnosis of PCP usage depends on drug screening. PCP is excreted in the urine. Chain of custody is a record of the disposition of a specimen to document the personnel who collected, handled, and performed the analysis. When a specimen is submitted in this manner, analysis will be performed in such a way that it will withstand regular court scrutiny. | Negative Cutoff concentrations IMMUNOASSAY SCREEN <25 ng/mL PHENCYCLIDINE BY GC-MS <10 ng/mL | The presence of phencyclidine (PCP) in urine is a strong indicator that the patient has used PCP. | Urine phencyclidine (PCP) may be undetectable at alkaline pH. Urine pH must, therefore, always be recorded. | 1. Schuster DI, Arnold FJ, Murphy RB. Purification, pharmacological characterization and photoaffinity labeling of sigma receptors from rat and bovine brain. Brain Res. 1995;670(1):14-28 2. Bayorh MA, Zokowska-Grojec A, Palkovits M, Kopin IJ. Effect of phencyclidine (PCP) on blood pressure and catecholamine levels in discrete brain nuclei. Brain Res. 1984;321(2):315-318 3. Baselt RC. Disposition of Toxic Drugs and Chemicals in Man. 11th edition. Biomedical Publications; 2017 | The phencyclidine assay is based on the kinetic interaction of microparticles in a solution (KIMS) as measured by changes in light transmission. In the absence of sample drug, soluble drug conjugates bind to antibody-bound microparticles, causing the formation of particle aggregates. As the aggregation reaction proceeds in the absence of sample drug, the absorbance increases. When a urine sample contains the drug in question, this drug competes with the drug derivative conjugate for microparticle-bound antibody. Antibody bound to sample drug is no longer available to promote particle aggregation, and subsequent particle lattice formation is inhibited. The presence of sample drug diminishes the increasing absorbance in proportion to the concentration of drug in the sample. Sample drug content is determined relative to the value obtained for a known cutoff concentration of drug.(Package insert: Phencyclidine. Roche Diagnostics; 11/2017) The specimen is then analyzed by gas chromatography mass spectrometry (GC/MS) for confirmation with quantitation.(Unpublished Mayo method) | 2 to 7 days | 14 days | This test was developed and its performance characteristics determined by Mayo Clinic in a manner consistent with CLIA requirements. It has not been cleared or approved by the US Food and Drug Administration. | 83992G0480 (if appropriate) | Phencyclidine Confirmation, CoC, U | 16254-5 | 36231 | Chain of Custody | 77202-0
PCPU | Phencyclidine Confirmation, Random, Urine | Detection of drug abuse involving phencyclidine (street names: angel dust, hog, or angel hair) | Gas Chromatography Mass Spectrometry (GC-MS) Confirmation with Quantitation | Yes | Phencyclidine Confirmation, U | Urine | Supplies:Urine Tubes, 10 mL (T068) Container Tube:Plastic, 10 mL urine tube Specimen Volume:10 mL Collection Instructions: 1. Collect a random urine specimen. 2. No preservative. Additional Information: 1. No specimen substitutions. 2. STAT requests arenotaccepted for this test. | 1.2 mL | Phencyclidine (PCP) is a drug of abuse. This compound affects diverse neural pathways and interacts with cholinergic, adrenergic, gamma-aminobutyric acid (GABA)-secreting, serotoninergic, opiate neuronal receptors, and gamma receptors. It has analgesic, anesthetic, and stimulatory effects, yielding bizarre behavior, ranging from depression through catatonia, euphoria, violent rage, and hallucinations. Most fatalities result from its hypertensive effect. Diagnosis of PCP usage depends on drug screening. PCP is excreted in the urine. | Negative Cutoff concentrations Phencyclidine by GC-MS: <10 ng/mL | The presence of phencyclidine (PCP) in urine is a strong indicator that the patient has used PCP. | Urine phencyclidine (PCP) may be undetectable at alkaline pH. Urine pH must, therefore, always be recorded. | 1. Schuster DI, Arnold FJ, Murphy RB. Purification, pharmacological characterization and photoaffinity labeling of sigma receptors from rat and bovine brain. Brain Res. 1995;670(1):14-28 2. Bayorh MA, Zokowska-Grojec A, Palkovits M, Kopin IJ. Effect of phencyclidine (PCP) on blood pressure and catecholamine levels in discrete brain nuclei. Brain Res. 1984;321(2):315-318 3. Baselt RC. Disposition of Toxic Drugs and Chemicals in Man. 11th edition. Biomedical Publications; 2017 | The specimen is analyzed by gas chromatography mass spectrometry.(Unpublished Mayo method) | 3 to 7 days | 14 days | This test was developed and its performance characteristics determined by Mayo Clinic in a manner consistent with CLIA requirements. It has not been cleared or approved by the US Food and Drug Administration. | 83992G0480 (if appropriate) | Phencyclidine Confirmation, U | 16254-5 | 21193 | Chain of Custody | 77202-0
FCDUA | Phencyclidine, Umbilical Cord Tissue |  | Only orderable as part of a profile-see FCDSU. | Yes | Phencyclidine, UC | If appropriate, confirmation testing will be performed at no additional charge. | Only orderable as part of a profile-see FCDSU. |  |  | Reporting limit determined each analysis. Units: ng/g Only orderable as part of a profile-see FCDSU. | [8 empty] | Phencyclidine, UC | 97298-4 | Z6184 | Phencyclidine | 97298-4
PBR | Phenobarbital, Serum | Monitoring for appropriate therapeutic concentration of phenobarbital Assessing compliance or toxicity | Kinetic Interaction of Microparticles in a Solution (KIMS) | Yes | Phenobarbital, S | Serum | Collection Container/Tube: Preferred:Serum gel Acceptable:Red top Submission Container/Tube:Plastic vial Specimen Volume:0.5 mL Collection Instructions: 1. Serum gel tubes should be centrifuged within 2 hours of collection. 2. Red-top tubes should be centrifuged, and the serum aliquoted into a plastic vial within 2 hours of collection. | 0.25 mL | Phenobarbital is a general central nervous system (CNS) suppressant that has proven effective in the control of generalized and partial seizures. It is frequently coadministered with phenytoin for control of complex seizure disorders and with valproic acid for complex parietal seizures. Phenobarbital is administered in doses of 60 to 300 mg/day in adults or 3 to 6 mg/kg/day in children. Phenobarbital is slowly but completely absorbed, with bioavailability in the range of 100%. It is approximately 50% protein bound with a volume of distribution of 0.5 L/kg. Phenobarbital has a long half-life of 96 hours, with no known active metabolites. Sedation is common at therapeutic concentrations for the first 2 to 3 weeks of therapy, but this side effect disappears with time. Toxicity due to phenobarbital overdose is characterized by CNS sedation and reduced respiratory function. Mild symptoms characterized by ataxia, nystagmus, fatigue, or attention loss, occur at blood concentrations above 40.0 mcg/mL. Symptoms become severe at concentrations of 60.0 mcg/mL and higher. Toxicity becomes life-threatening at concentrations over 100.0 mcg/mL. Death usually occurs due to respiratory arrest when pulmonary support is not supplied manually. There are no known drug interactions that significantly affect the pharmacokinetics of phenobarbital; conversely, phenobarbital affects the pharmacokinetics of other drugs significantly because it induces the synthesis of enzymes associated with the hepatic cytochrome P450 metabolic pathway. Acute intermittent porphyria attacks may be induced by phenobarbital stimulation of hepatic cytochrome P450. |  | Clinical response to the drug correlates strongly with blood concentration. Dosage adjustments are made after 2 weeks of therapy to achieve steady-state blood levels in the range of 20.0 to 40.0 mcg/mL for adults; 15.0 to 30.0 mcg/mL for infants and children. Patients chronically administered phenobarbital usually do not experience sedation unless the blood concentration is above 40.0 mcg/mL. | No significant cautionary statements | Foero O, Kastrup KW, Nielsen EL, et al: Successful prophylaxis of febrile convulsions with phenobarbital. Epilepsia 1972;13:279-285 | The assay is based on the kinetic interaction of microparticles in a solution (KIMS). Phenobarbital antibody is covalently coupled to microparticles and the drug derivative is linked to a macromolecule. The kinetic interaction of microparticles in solutions is induced by binding of drug-conjugate to the antibody on the microparticles and is inhibited by the presence of phenobarbital in the sample. A competitive reaction takes place between the drug conjugate and phenobarbital in the serum sample for binding to the phenobarbital antibody on the microparticles. The resulting kinetic interaction of microparticles is indirectly proportional to the amount of drug present in the sample.(Package insert: Roche Phenobarbital reagent, Roche Diagnostic Corp, Indianapolis, IN) | Same day/1 day | 1 week | This test has been cleared, approved, or is exempt by the US Food and Drug Administration and is used per manufacturer's instructions. Performance characteristics were verified by Mayo Clinic in a manner consistent with CLIA requirements. | 80184 | Phenobarbital, S | 3948-7 | PBR | Phenobarbital, S | 3948-7
FPGT | Phenosense Combination HIV Drug Resistance Assay | Determines viral phenotype and genotype resistance to three classes of commonly prescribed antiretroviral drugs: nucleoside reverse transcriptase inhibitors (NRTI), nonnucleoside reverse transcriptase inhibitors (NNRTI), and protease inhibitors (PI). Viral replication capacity is also included. | Phenotype: polymerase chain reaction (PCR) amplification and viral culture; genotype: polymerase chain reaction (PCR) and DNA sequencing. | Yes | Phenosense GT | Plasma EDTA | Specimen Type: Plasma Container/Tube: Lavender-top (EDTA) or plasma preparation tube (PPT) Specimen Volume: 3 mL Collection Instructions: Draw blood in either PPT (pearl top) or lavender-top (EDTA) tubes. Centrifuge specimen within six hours of collection. Remove plasma from cells immediately, and transfer specimen to a screw-capped, plastic vial. Freeze 3 mL of PPT plasma or EDTA plasma immediately, send specimen frozen. To avoid delays in turnaround time when requesting multiple tests, please submit separate frozen specimens for each test requested. RECOMMENDED: 1.Patient's most recent viral load. 2.Viral load collection date. NOTE:1. Intended for use only for patients with viral loads greater than or equal to 500 copies/mL. For best results, viral loads should be confirmed within 2 weeks prior to submission for testing at Monogram. 2. Patient samples submitted <30 days apart are considered duplicate and will be cancelled. | 1 mL |  | A final report will be attached in MayoAccess. |  |  |  |  | 18 to 26 days |  |  | 87900/Infectious agent drug susceptibility phenotype prediction87901/Infectious agent genotype analysis by nucleic acid; reverse transcriptase and protease87903/Infectious agent phenotype analysis by nucleic acid with drug resistance tissue culture analysis; first through 10 drugs tested87904/x12 Each additional drug tested | Phenosense GT | Not Provided | Z1043 | Phenosense GT | Not Provided
FPFUZ | Phenosense Entry HIV Drug Resistance Assay | Determines phenotypic susceptibility to enfuvirtide (Fuzeon) and assesses likely effectiveness before enfuvirtide is added to a patient's regimen orbefore changing a regimen that includes enfuvirtide. | Polymerase chain reaction (PCR) amplification and viral culture. | Yes | Phenosense Entry Fuzeon | Plasma EDTA | Specimen Type: Plasma Container/Tube: Lavender-top (EDTA) or plasma preparation tube (PPT) Specimen Volume: 3 mL Collection Instructions: Draw blood intotwo5-mL PPT (pearl top) or EDTA (lavender top) tube. Centrifuge specimen within six hours of collection. Transfer plasma to one or more polypropylene screw-capped tube(s) and freeze. Freeze immediately. Send 3 mL plasma in a screw-cap vial frozen. To avoid delays in turnaround time when requesting multiple tests, please submit separate frozen specimens for each test requested. RECOMMENDED: 1. Patient's most recent viral load 2. Viral load collection date NOTE: 1. Intended for use only for patients with viral loads greaterthan or equal to 500 copies/mL. For best results, viralloads should be confirmed within two weeks prior tosubmission for testing at Monogram. 2. Patient samples submitted <30 days apart are considered duplicate and will be canceled. | 1.0 mL |  | A final report will be attached in MayoAccess. |  |  |  |  | 18 to 30 days |  |  | 87903 | Phenosense Entry Fuzeon | 45182-3 | Z1041 | Phenosense Entry Fuzeon | 45182-3
FPHIV | Phenosense HIV Drug Resistance Replication Capacity | Determines viral phenotype resistance to three classes of commonly prescribed antiretroviral drugs: nucleoside reverse transcriptase inhibitors (NRTI), non-nucleoside reverse transcriptase inhibitors (NNRTI), and protease inhibitors (PI). Viral replication capacity is also included. | Polymerase chain reaction (PCR) amplification and viral culture | Yes | Phenosense HIV | Plasma EDTA | Specimen Type:Plasma Container/Tube:Lavender-top (EDTA) or plasma preparation tube (PPT) Specimen Volumes:3 mL Collection Instructions:Draw blood intotwo5-mL PPT (pearl top) or EDTA (lavender top) tubes. Centrifuge specimen within 6 hours of collection. Transfer plasma to one or more polypropylene screw-capped tube(s) and freeze. Freeze immediately. Send 3 mL plasma in a screw-cap vial frozen. To avoid delays in turnaround time when requesting multiple tests, please submit separate frozen specimens for each test requested. RECOMMENDED: 1. Patient's most recent viral load. 2. Viral load collection date. NOTE: 1. Intended for use only for patients with viral loads greater than or equal to 500 copies/mL. For best results, viral loads should be confirmed within two weeks prior to submission for testing at Monogram. 2. Patient samples submitted <30 days apart are considered duplicate and will be canceled. | 1 mL |  | A final report will be attached in MayoAccess. |  |  |  |  | 18 to 26 days |  |  | 8790387904 x12 | Phenosense HIV | 49665-3 | Z1042 | Phenosense HIV | Unable to Verify
PKUBS | Phenylalanine and Tyrosine, Blood Spot | Monitoring effectiveness of therapy in patients with hyperphenylalaninemia This test isnot sufficientfor follow-up for abnormal newborn screening results or for establishing a diagnosis of a specific cause of hyperphenylalaninemia | Liquid Chromatography Tandem Mass Spectrometry (LC-MS/MS) | Yes | Phenylalanine and Tyrosine, BS | Whole blood | Submit only 1 of the following specimen types: Preferred: Specimen Type:Blood spot Supplies:Card-Blood Spot Collection (Filter Paper) (T493) Container/Tube: Preferred:Blood Spot Collection Card Acceptable:Whatman Protein Saver 903 Paper, PerkinElmer 226 filter paper, Munktell filter paper, or blood collected in tubes containing EDTA and dried on filter paper. Specimen Volume:2 Blood spots Collection Instructions: 1.An alternative blood collection option for a patient older than 1 year is a fingerstick. For detailed instructions, seeHow to Collect Dried Blood Spot Samples. 3. Let blood dry on filter paper at room temperature in a horizontal position for a minimum of 3hours. 4. Do not expose specimen to heat or direct sunlight. 5. Do not stack wet specimens. 6. Keep specimen dry. Specimen Stability Information:Ambient (preferred) 90 days/Refrigerated 90 days/Frozen 90 days Additional Information: 1. For collection instructions, seeBlood Spot Collection Instructions 2. For collection instructions in Spanish, seeBlood Spot Collection Card-Spanish Instructions(T777 3. For collection instructions in Chinese, seeBlood Spot Collection Card-Chinese Instructions(T800) Acceptable: Specimen Type:Whole blood Container/Tube:Lavender top (EDTA) Specimen Volume:2 mL Collection Instructions:Send whole blood specimen in original tube. Do not aliquot. Specimen Stability Information:Refrigerate 6 days | Blood spots: 1 Whole blood: 0.5 mL | Phenylketonuria (PKU) is the most frequent inherited disorder of amino acid metabolism (occurring in about 1:10,000-1:15,000 births) and was the first successfully treated inborn error of metabolism. It is inherited in an autosomal recessive manner and is caused by a defect in the enzyme phenylalanine hydroxylase (PAH), which converts the essential amino acid phenylalanine to tyrosine. Deficiency of PAH results in decreased levels of tyrosine and an accumulation of phenylalanine in blood and tissues. Untreated, PKU leads to severe brain damage with intellectual impairment, behavior abnormalities, seizures, and spasticity. The level of enzyme activity differentiates classic PKU (PAH activity <1%) from other milder forms; however, all are characterized by increased levels of phenylalanine (hyperphenylalaninemia). Treatment includes the early introduction of a diet low in phenylalanine. Some patients may also benefit from adjuvant tetrahydrobiopterin (BH4) supplementation (a cofactor for PAH), or enzyme substitution therapy. BH4 is a cofactor of not only PAH but also of the tyrosine and tryptophan hydroxylases. Approximately 2% of patients with hyperphenylalaninemia have a deficiency of BH4, which causes a secondary deficit of the neurotransmitters dopamine and serotonin. There are 4 autosomal-recessive disorders associated with BH4 deficiency plus hyperphenylalaninemia: guanosine triphosphate cyclohydrolase deficiency, 6-pyruvoyl tetrahydropterin synthase deficiency, dihydropteridine reductase deficiency, and pterin-4 alpha carbinolamine dehydratase (PCD) deficiency. This group of disorders, except for PCD, is characterized by progressive dystonia, truncal hypotonia, extremity hypertonia, seizures, and intellectual disability though milder presentations exist. PCD has no symptoms other than transient alterations in tone. Treatment may include administration of BH4, L-dopa (and carbidopa) 5-hydroxytryptophan supplements, and a low phenylalanine diet. Tyrosine is a nonessential amino acid that is derived from dietary sources, the hydroxylation of phenylalanine, or protein breakdown. Primary (PKU) and secondary (defects of BH4 metabolism) hyperphenylalaninemia can cause abnormally low levels of tyrosine. Measurement of the phenylalanine:tyrosine ratio is helpful in monitoring appropriate dietary intake. | PHENYLALANINE 27-107 nmol/mL TYROSINE <4 weeks:40-280 nmol/mL > or =4 weeks:25-150 nmol/mL | The quantitative results of phenylalanine and tyrosine with age-dependent reference values are reported without added interpretation. When applicable, reports of abnormal results may contain an interpretation based on available clinical information. A phenylalanine:tyrosine ratio higher than 3 is considered abnormal. | No significant cautionary statements | 1. Mitchell GA, Grompe M, Lambert M, Tanguay RM. Hypertyrosinemia. In: Valle DL, Antonarakis S, Ballabio A, Beaudet AL, Mitchell GA. eds. The Online Metabolic and Molecular Bases of Inherited Disease. McGraw Hill; 2019. Accessed December 26 2023. Available at https://ommbid.mhmedical.com/content.aspx?bookid=2709&sectionid=225082825 2. Donlon J, Sarkissian C, Levy H, Scriver CR: Hyperphenylalaninemia: Phenylalanine hydroxylase deficiency. In: Valle DL, Antonarakis S, Ballabio A, Beaudet AL, Mitchell GA, eds. The Online Metabolic and Molecular Bases of Inherited Disease. McGraw-Hill; 2019. Accessed December 26, 2023. Available at https://ommbid.mhmedical.com/content.aspx?bookid=2709&sectionid=225081923 3.Regier DS, Greene CL. Phenylalanine hydroxylase deficiency. In: Adam MP, Ardinger HH, Pagon RA, et al, eds. GeneReviews [Internet]. University of Washington, Seattle; 2000. Updated January 5, 2017. Accessed December 26, 2023.Available atwww.ncbi.nlm.nih.gov/books/NBK1504/ | A 3-mm disk is punched out of the dried blood spot onto a 96-well plate. The amino acids are extracted by the addition of acetonitrile and known concentrations of isotopically labeled amino acids as internal standards. The extract is moved to another 96-well plate, dried under a stream of nitrogen, and derivatized by the addition of n-butanol hydrochloric acid. Analytes are measured by liquid chromatography tandem mass spectrometry. The concentrations of the phenylalanine and tyrosine are established by computerizedcomparison of ion intensities of these analytes to that of the respective internal standards.(Unpublished Mayo method) | 3 to 5 days | 1 year | This test was developed and its performance characteristics determined by Mayo Clinic in a manner consistent with CLIA requirements. It has not been cleared or approved by the US Food and Drug Administration. | 840308451082542 (if appropriate for government payers) | Phenylalanine and Tyrosine, BS | 79621-9 | 92407 | Reviewed By | 18771-6
PKU | Phenylalanine and Tyrosine, Plasma | Monitoring effectiveness of dietary therapy in patients with hyperphenylalaninemia | Liquid Chromatography Tandem Mass Spectrometry (LC-MS/MS) | Yes | Phenylalanine and Tyrosine, P | Plasma | Patient Preparation:Fasting (4 hours or more for infants) Collection Container/Tube: Preferred:Green top (sodium heparin) Acceptable:Green top (lithium heparin), Lavender top (EDTA) Submission Container/Tube:Plastic vial Specimen Volume:0.5 mL Collection Instructions: 1. Centrifuge specimen and aliquot plasma into plastic vial. 2. Send plasma frozen. | 0.1 mL | Phenylketonuria (PKU) is the most frequent inherited disorder of amino acid metabolism (about 1:10,000-1:15,000) and was the first successfully treated inborn error of metabolism. It is inherited in an autosomal recessive manner and is caused by a defect in the enzyme phenylalanine hydroxylase (PAH), which converts the essential amino acid phenylalanine to tyrosine. Deficiency of PAH results in decreased levels of tyrosine and an accumulation of phenylalanine in blood and tissues. If left untreated, PKU leads to severe brain damage with intellectual impairment, behavior abnormalities, seizures, and spasticity. The level of enzyme activity differentiates classic PKU (PAH activity <1%) from other milder forms; however, all are characterized by increased levels of phenylalanine (hyperphenylalaninemia). Treatment includes the early introduction of a diet low in phenylalanine. Tetrahydrobiopterin (BH4) is a cofactor of PAH as well as tyrosine and tryptophan hydroxylase. Approximately 2% of patients with hyperphenylalaninemia have a deficiency of BH4, which causes a secondary deficit of the neurotransmitters, dopamine and serotonin. There are 4 autosomal recessive disorders associated with BH4 deficiency plus hyperphenylalaninemia: guanosine triphosphate cyclohydrolase deficiency; 6-pyruvoyl tetrahydropterin synthase deficiency; dihydropteridine reductase deficiency; and pterin-4 alpha carbinolamine dehydratase (PCD) deficiency. This group of disorders, with the exception of PCD, is characterized by progressive dystonia, truncal hypotonia, extremity hypertonia, seizures, and intellectual disability though milder presentations exist. PCD has no symptoms other than transient alterations in tone. Treatment may include administration of BH4, L-dopa (and carbidopa) 5-hydroxytryptophan supplements, and a low phenylalanine diet. Tyrosine is a nonessential amino acid, which is derived from dietary sources, the hydroxylation of phenylalanine, or protein breakdown. Primary (PKU) and secondary (defects of BH4 metabolism) hyperphenylalaninemia can cause abnormally low levels of tyrosine. Measurement of the phenylalanine:tyrosine ratio is helpful in monitoring appropriate dietary intake. | PHENYLALANINE Premature: 98-213 nmol/mL 0-31 days: 38-137 nmol/mL 1-24 months: 31-75 nmol/mL 2-18 years: 26-91 nmol/mL > or =19 years: 35-85 nmol/mL Conversion Formulas: Result in mg/dL x 60.5=result in nmol/mL Result in nmol/mL x 0.0165=result in mg/dL TYROSINE Premature: 147-420 nmol/mL 0-31 days: 55-147 nmol/mL 1-24 months: 22-108 nmol/mL 2-18 years: 24-115 nmol/mL > or =19 years: 34-112 nmol/mL Conversion Formulas: Result in mg/dL x 55.2=result in nmol/mL Result in nmol/mL x 0.0181=result in mg/dL | The quantitative results of phenylalanine and tyrosine with age-dependent reference values are reported without added interpretation. When applicable, reports of abnormal results may contain an interpretation based on available clinical interpretation. A phenylalanine:tyrosine ratio higher than 3 is considered abnormal. | This test is not sufficient to establish a diagnosis of hyperphenylalaninemia. | 1. Mitchell GA, Grompe M, Lambert M, Tanguay RM. Hypertyrosinemia. In: Valle DL, Antonarakis S, Ballabio A, Beaudet AL, Mitchell GA. eds. The Online Metabolic and Molecular Bases of Inherited Disease. McGraw Hill; 2019. Accessed October 05, 2022. Available at https://ommbid.mhmedical.com/content.aspx?bookid=2709&sectionid=225082825 2. Donlon J, Sarkissian C, Levy H, Scriver CR: Hyperphenylalaninemia: Phenylalanine hydroxylase deficiency. In: Valle DL, Antonarakis S, Ballabio A, Beaudet AL, Mitchell GA, eds. The Online Metabolic and Molecular Bases of Inherited Disease. McGraw-Hill; 2019. Accessed January 10, 2023. Available at https://ommbid.mhmedical.com/content.aspx?bookid=2709&sectionid=225081923 3. Burgard P, Luo X, Hoffmann GF: Phenylketonuria. In: Sarafoglou K, Hoffman GF, Roth KS, eds. Pediatric Endocrinology and Inborn Errors of Metabolism. McGraw-Hill Medical Division; 2009:163-168 4. Blau N, Thony B: Hyperphenylalanemias: Disorders of tetrahydrobiopterin metabolism. In: Sarafoglou K, Hoffmann GF, Roth KS, eds. Pediatric Endocrinology and Inborn Errors of Metabolism. McGraw-Hill Medical Division; 2009:169-175 | This method quantifies phenylalanine (Phe) and tyrosine (Tyr) using stable isotope-labeled internal standards (IS): d5-Phe and d4-Tyr. Phe and Tyr are extracted from plasma. The supernatant is diluted and then introduced into the tandem mass spectrometer. The concentration of Phe and Tyr are established by comparison of the ion intensity with that of the IS.(Unpublished Mayo method) | 2 to 4 days | 2 weeks | This test was developed and its performance characteristics determined by Mayo Clinic in a manner consistent with CLIA requirements. It has not been cleared or approved by the US Food and Drug Administration. | 84030-Phenylalanine84510-Tyrosine82542 (if appropriate for government payers) | Phenylalanine and Tyrosine, P | 101402-6 | 8627 | Tyrosine, P | 20660-7
PKUSC | Phenylalanine and Tyrosine, Self-Collect, Blood Spot | Monitoring effectiveness of therapy in patients with hyperphenylalaninemia in a patient-collected specimen This test isnot sufficientfor follow-up for abnormal newborn screening results or for establishing a diagnosis of a specific cause of hyperphenylalaninemia. | Liquid Chromatography Tandem Mass Spectrometry (LC-MS/MS) | Yes | Phenylalanine and Tyrosine, SC, BS | Whole blood | Supplies:Blood Spot Collection-Self Collect (T858) Container/Tube:Blood Spot Self Collection Card Specimen Volume:2 Blood spots Additional Information: 1. Order test each time the patient is to collect a dried blood specimen at home and mail the specimen directly to Mayo Clinic Laboratories. 2. Order should be placed a minimum of 3 days prior to desired date of collection. 3. Enter patient's address information for each order created, including street address (post office [PO] boxes are not acceptable delivery locations), city, state abbreviation, zip code, country, and home phone number. 4. For each order, the Blood Spot Collection-Self Collect kit will be mailed directly to the patient for self-collection (delivery to a PO box will not occur). 5. For more information on how to collect blood spots, see the following: -How to Collect Dried Blood Spot Samplesvia fingerstick. -Blood Spot Collection Instructions-Fingerstick -Blood Spot Collection Instructions-Fingerstick-Spanish | 1 Blood spot | Phenylketonuria (PKU) is the most frequent inherited disorder of amino acid metabolism (occurring in about 1:10,000-1:15,000 births) and was the first successfully treated inborn error of metabolism. It is inherited in an autosomal recessive manner and is caused by a defect in the enzyme phenylalanine hydroxylase (PAH), which converts the essential amino acid phenylalanine to tyrosine. Deficiency of PAH results in decreased levels of tyrosine and an accumulation of phenylalanine in blood and tissues. Untreated PKU leads to severe brain damage with intellectual impairment, behavior abnormalities, seizures, and spasticity. The level of enzyme activity differentiates classic PKU (PAH activity <1%) from other milder forms; however, all are characterized by increased levels of phenylalanine (hyperphenylalaninemia). Treatment includes the early introduction of a diet low in phenylalanine. Some patients may also benefit from adjuvant tetrahydrobiopterin (BH4) supplementation (a cofactor for PAH) or enzyme substitution therapy. BH4 is a cofactor of not only PAH but also of the tyrosine and tryptophan hydroxylases. Approximately 2% of patients with hyperphenylalaninemia have a deficiency of BH4, which causes a secondary deficit of the neurotransmitters dopamine and serotonin. There are 4 autosomal-recessive disorders associated with BH4 deficiency plus hyperphenylalaninemia; guanosine triphosphate cyclohydrolase deficiency, 6-pyruvoyl tetrahydropterin synthase deficiency, dihydropteridine reductase deficiency, and pterin-4 alpha carbinolamine dehydratase (PCD) deficiency. This group of disorders, except for PCD, is characterized by progressive dystonia, truncal hypotonia, extremity hypertonia, seizures, and intellectual disability though milder presentations exist. PCD has no symptoms other than transient alterations in tone. Treatment may include administration of BH4, L-dopa (and carbidopa) 5-hydroxytryptophan supplements, and a low phenylalanine diet. Tyrosine is a nonessential amino acid that is derived from dietary sources, the hydroxylation of phenylalanine, or protein breakdown. Primary (PKU) and secondary (defects of BH4 metabolism) hyperphenylalaninemia can cause abnormally low levels of tyrosine. Measurement of the phenylalanine:tyrosine ratio is helpful in monitoring appropriate dietary intake. | PHENYLALANINE: 27-107 nmol/mL TYROSINE <4 weeks: 40-280 nmol/mL > or =4 weeks: 25-150 nmol/mL | The quantitative results of phenylalanine and tyrosine with age-dependent reference values are reported without added interpretation. When applicable, reports of abnormal results may contain an interpretation based on available clinical information. A phenylalanine:tyrosine ratio higher than 3 is considered abnormal. | No significant cautionary statements | 1. Mitchell GA, Grompe M, Lambert M, Tanguay RM. Hypertyrosinemia. In: Valle DL, Antonarakis S, Ballabio A, Beaudet AL, Mitchell GA, eds. The Online Metabolic and Molecular Bases of Inherited Disease. McGraw Hill; 2019. Accessed December 26, 2023. Available at https://ommbid.mhmedical.com/content.aspx?bookid=2709&sectionid=225082825 2. Donlon J, Sarkissian C, Levy H, Scriver CR, Hyperphenylalaninemia. Phenylalanine hydroxylase deficiency. In: Valle DL, Antonarakis S, Ballabio A, Beaudet AL, Mitchell GA, eds. The Online Metabolic and Molecular Bases of Inherited Disease. McGraw-Hill; 2019. Accessed December 26, 2023. Available at https://ommbid.mhmedical.com/content.aspx?bookid=2709&sectionid=225081923 3. Regier DS, Greene CL. Phenylalanine hydroxylase deficiency. In: Adam MP, Ardinger HH, Pagon RA, et al, eds. GeneReviews [Internet]. University of Washington, Seattle; 2000. Updated January 5, 2017. Accessed December 26, 2023. Available at www.ncbi.nlm.nih.gov/books/NBK1504/ | A 3-mm disk is punched out of the dried blood spot onto a 96-well plate. The amino acids are extracted by the addition of acetonitrile and known concentrations of isotopically labeled amino acids as internal standards. The extract is moved to another 96-well plate, dried under a stream of nitrogen, and derivatized by the addition of n-butanol hydrochloric acid. Analytes are measured by liquid chromatography tandem mass spectrometry. The concentrations of the phenylalanine and tyrosine are established by computerized comparison of ion intensities of these analytes to that of the respective internal standards.(Unpublished Mayo method) | 3 to 5 days | 1 year | This test was developed and its performance characteristics determined by Mayo Clinic in a manner consistent with CLIA requirements. It has not been cleared or approved by the US Food and Drug Administration. | 0382U | Phenylalanine and Tyrosine, SC, BS | 79621-9 | BG739 | Patient Home Phone | 42077-8
PHEGP | Phenylalanine Disorders Gene Panel, Varies | Follow up for abnormal biochemical results suggestive of a phenylalanine disorder Establishing a molecular diagnosis for patients with phenylalanine disorders Identifying variants within genes known to be associated with phenylalanine disorders, allowing for predictive testing of at-risk family members | Sequence Capture and Targeted Next-Generation Sequencing followed by Polymerase Chain Reaction (PCR) and Sanger Sequencing | Yes | Phenylalanine Disorders Gene Panel | For skin biopsy or cultured fibroblast specimens, fibroblast culture testing will be performed at an additional charge. If viable cells are not obtained, the client will be notified. | Patient Preparation:A previous bone marrow transplant from an allogenic donor will interfere with testing. For instructions for testing patients who have received a bone marrow transplant, call 800-533-1710. Submit only 1 of the following specimens: Specimen Type:Whole blood Container/Tube:Lavender top (EDTA) or yellow top (ACD) Specimen Volume:3 mL Collection Instructions: 1. Invert several times to mix blood. 2. Send whole blood specimen in original tube.Do not aliquot. Specimen Stability Information:Ambient (preferred) 4 days/Refrigerated 14 days Specimen Type: Skin biopsy Supplies: Fibroblast Biopsy Transport Media (T115) Container/Tube: Sterile container with any standard cell culture media (eg, minimal essential media, RPMI 1640). The solution should be supplemented with 1% penicillin and streptomycin. Specimen Volume: 4-mm punch Specimen Stability Information: Refrigerated (preferred)/Ambient Additional Information:A separate culture charge will be assessed under CULFB / Fibroblast Culture for Biochemical or Molecular Testing. An additional 3 to 4 weeks is required to culture fibroblasts before genetic testing can occur. SpecimenType: Cultured fibroblast Container/Tube: T-25 flask SpecimenVolume: 2 Flasks CollectionInstructions: Submit confluent cultured fibroblast cells from a skin biopsy from another laboratory. Cultured cells from a prenatal specimen will not be accepted. Specimen Stability Information: Ambient (preferred)/Refrigerated (<24 hours) Additional Information:A separate culture charge will be assessed under CULFB / Fibroblast Culture for Biochemical or Molecular Testing. An additional 3 to 4 weeks is required to culture fibroblasts before genetic testing can occur. Specimen Type: Blood spot Supplies:Card-Blood Spot Collection (Filter Paper) (T493) Container/Tube: Preferred: Collection card (Whatman Protein Saver 903 Paper) Acceptable: PerkinElmer 226 (formerly Ahlstrom 226) filter paper or blood spot collection card Specimen Volume: 5 Blood spots Collection Instructions: 1. An alternative blood collection option for a patient older than 1 year is a fingerstick. For detailed instructions, seeHow to Collect Dried Blood Spot Samples. 2. Let blood dry on the filter paper at ambient temperature in a horizontal position for a minimum of 3 hours. 3. Do not expose specimen to heat or direct sunlight. 4. Do not stack wet specimens. 5. Keep specimen dry. Specimen Stability Information: Ambient (preferred)/Refrigerated Additional Information: 1. Due to lower concentration of DNA yielded from blood spot, it is possible that additional specimen may be required to complete testing. 2. For collection instructions, seeBlood Spot Collection Instructions 3. For collection instructions in Spanish, seeBlood Spot Collection Card-Spanish Instructions(T777) 4. For collection instructions in Chinese, seeBlood Spot Collection Card-Chinese Instructions(T800) Specimen Type:Saliva Patient Preparation:Patient should not eat, drink, smoke, or chew gum 30 minutes prior to collection. Supplies:Saliva Swab Collection Kit (T786) Specimen Volume:1 Swab Collection Instructions:Collect and send specimen per kit instructions. Specimen Stability Information:Ambient 30 days Additional Information:Due to lower concentration of DNA yielded from saliva, it is possible that additional specimen may be required to complete testing. | See Specimen Required | Hyperphenylalaninemia is a heterogeneous disorder of phenylalanine catabolism caused by a deficiency of any one of 6 enzymes involved in the conversion of phenylalanine to tyrosine. Phenylketonuria (PKU) is the most frequent inherited disorder of amino acid metabolism (about 1:10,000-1:15,000) and was the first successfully treated inborn error of metabolism and included in newborn screening programs worldwide. It is inherited in an autosomal recessive manner and is caused by a defect in the enzyme phenylalanine hydroxylase (PAH), which converts the essential amino acid phenylalanine to tyrosine. Deficiency of PAH results in decreased levels of tyrosine and an accumulation of phenylalanine in blood and tissues. Untreated, PKU leads to severe brain damage with intellectual impairment, behavior abnormalities, seizures, and spasticity. The level of enzyme activity differentiates classic PKU (PAH activity <1%) from other milder forms; however, all are characterized by increased levels of phenylalanine (hyperphenylalaninemia). Treatment includes the early introduction of a diet low in phenylalanine. Approximately 2% of patients with hyperphenylalaninemia have a deficiency of tetrahydrobiopterin (BH4), which causes a secondary deficit of the neurotransmitters, dopamine and serotonin. There are 4 autosomal recessive disorders associated with BH4 deficiency plus hyperphenylalaninemia; guanosine triphosphate cyclohydrolase deficiency (GCH1), 6-pyruvoyl tetrahydropterin synthase deficiency (PTS), dihydropteridine reductase deficiency (QDPR), and pterin-4 alpha carbinolamine dehydratase (PCD) deficiency (PCBD1). This group of disorders, with the exception of PCD, is characterized by progressive dystonia, truncal hypotonia, extremity hypertonia, seizures, and intellectual disability though milder presentations exist. PCD has no symptoms other than transient alterations in tone. Treatment may include administration of BH4, L-dopa (and carbidopa) 5-hydroxytryptophan supplements, and a low phenylalanine diet. Recently, variants inDNAJC12, which encodes a heat-shock protein that interacts with the phenylalanine, tyrosine, and tryptophan hydroxylases to help catalyze the conversion of the substrates to their respective products, has been shown to cause hyperphenylalaninemia, progressive neurodegeneration, and dystonia. Treatment may include early administration of BH4 and/or neurotransmitter precursors. Related additional disorders of neurotransmitter metabolism include: -Aromatic l-amino acid decarboxylase (AADC) deficiency, caused by variants inDDC, is an autosomal recessive inborn error in neurotransmitter metabolism that leads to combined serotonin and catecholamine deficiency. -Patients with dopa-responsive dystonia due to variants inSPRcausing sepiapterin reductase deficiency have progressive psychomotor retardation and dystonia. -Variants in tyrosine hydroxylase (TH) prevent the conversion of L-tyrosine to L-dopa resulting in Segawa syndrome. -Variants inSLC18A2, a vesicular transporter of dopamine, cause infantile parkinsonism-dystonia-2 (PKDYS2) | An interpretive report will be provided. | All detected alterations are evaluated according to American College of Medical Genetics and Genomics recommendations.(1) Variants are classified based on known, predicted, or possible pathogenicity and reported with interpretive comments detailing their potential or known significance. | Clinical Correlations: Test results should be interpreted in the context of clinical findings, family history, and other laboratory data. Misinterpretation of results may occur if the information provided is inaccurate or incomplete. If testing was performed because of a clinically significant family history, it is often useful to first test an affected family member. Detection of at least one reportable variant in an affected family member would allow for more informative testing of at-risk individuals. To discuss the availability of additional testing options or for assistance in the interpretation of these results, contact the Mayo Clinic Laboratory genetic counselors at 800-533-1710. Technical Limitations: Next-generation sequencing may not detect all types of genomic variants. In rare cases, false-negative or false-positive results may occur. The depth of coverage may be variable for some target regions; assay performance below the minimum acceptable criteria or for failed regions will be noted. Given these limitations, negative results do not rule out the diagnosis of a genetic disorder. If a specific clinical disorder is suspected, evaluation by alternative methods can be considered. There may be regions of genes that cannot be effectively evaluated by sequencing or deletion and duplication analysis as a result of technical limitations of the assay, including regions of homology, high guanine-cytosine (GC) content, and repetitive sequences. Confirmation of select reportable variants will be performed by alternate methodologies based on internal laboratory criteria. This test is validated to detect 95% of deletions up to 75 base pairs (bp) and insertions up to 47 bp.Deletions-insertions (delins)) of 40 or more bp, including mobile element insertions, may be less reliably detected than smallerdelins. Deletion/Duplication Analysis: This analysis targets single and multi-exon deletions/duplications; however, in some instances single exon resolution cannot be achieved due to isolated reduction in sequence coverage or inherent genomic complexity. Balanced structural rearrangements (such as translocations and inversions) may not be detected. This test is not designed to detect low levels of mosaicism or to differentiate between somatic and germline variants. If there is a possibility that any detected variant is somatic, additional testing may be necessary to clarify the significance of results. Genes may be added or removed based on updated clinical relevance. For detailed information regarding gene-specific performance and technical limitations, see Method Description or contact a laboratory genetic counselor. If the patient has had an allogeneic hematopoietic stem cell transplant or a recent heterologous blood transfusion, results may be inaccurate due to the presence of donor DNA. Call Mayo Clinic Laboratories for instructions for testing patients who have received a bone marrow transplant. Reclassification of Variants: Currently, it is not standard practice for the laboratory to systematically review previously classified variants on a regular basis. The laboratory encourages healthcare providers to contact the laboratory at any time to learn how the classification of a particular variant may have changed over time. Due to broadening genetic knowledge, it is possible that the laboratory may discover new information of relevance to the patient. Should that occur, the laboratory may issue an amended report. Variant Evaluation: Evaluation and categorization of variants is performed using published American College of Medical Genetics and Genomics and the Association for Molecular Pathology recommendations as a guideline.(1) Other gene-specific guidelines may also be considered. Variants are classified based on known, predicted, or possible pathogenicity and reported with interpretive comments detailing their potential or known significance. Variants classified as benign or likely benign are not reported. Multiple in silico evaluation tools may be used to assist in the interpretation of these results. The accuracy of predictions made by in silico evaluation tools is highly dependent upon the data available for a given gene, and periodic updates to these tools may cause predictions to change over time. Results from in silico evaluation tools should be interpreted with caution and professional clinical judgement. Rarely, incidental or secondary findings may implicate another predisposition or presence of active disease. These findings will be carefully reviewed to determine whether they will be reported. | 1. Richards S, Aziz N, Bale S, et al. Standards and guidelines for the interpretation of sequence variants: a joint consensus recommendation of the American College of Medical Genetics and Genomics and the Association for Molecular Pathology. Genet Med. 2015;17(5):405-424 2. Burgard P, Luo X, Levy HL, Hoffmann GF: Phenylketonuria. In: Sarafoglou K, Hoffmann GF, Roth KS, eds. Pediatric Endocrinology and Inborn Errors of Metabolism. 2nd ed. McGraw-Hill Education; 2017:251-258 3. Blau N, Thony B: Hyperphenylalanemias: Disorders of tetrahydrobiopterin metabolism. In: Sarafoglou K, Hoffmann GF, Roth KS, eds. Pediatric Endocrinology and Inborn Errors of Metabolism. 2nd ed. McGraw-Hill Education; 2017:259-266 4. Anikster Y, Haack TB, Vilboux T, et al. Biallelic mutations in DNAJC12 cause hyperphenylalaninemia, dystonia, and intellectual disability. Am J Hum Genet. 2017;100(2):257-266. doi:10.1016/j.ajhg.2017.01.002 5. OMIM. Johns Hopkins University; Updated March 7, 2024. Accessed March 8, 2024. Available at https://omim.org/ | Next-generation sequencing (NGS) and/or Sanger sequencing is performed to test for the presence of variants in coding regions and intron/exon boundaries of the genes analyzed, as well as some other regions that have known disease-causingvariants. The human genome reference GRCh37/hg19 build was used for sequence read alignment. At least 99% of the bases are covered at a read depth over 30X. Sensitivity is estimated to be over 99% for single nucleotide variants, over 94% for insertions/deletions (indels) less than 40 base pairs (bp), and over 95% for deletions up to 75 bp and insertions up to 47 bp. NGS and/or a polymerase chain reaction based quantitative method is performed to test for the presence of deletions and duplications in the genes analyzed. There may be regions of genes that cannot be effectively evaluated by sequencing or deletion and duplication analysis as a result of technical limitations of the assay, including regions of homology, high guanine-cytosine (GC) content, and repetitive sequences. SeeTargeted Genes and Methodology Details for Phenylalanine Disorders Gene Panelfor details regarding the targeted genes analyzed and specific gene regions not routinely covered.(Unpublished Mayo method) Genes analyzed:DDC,DNAJC12,GCH1,PAH,PCBD1,PTS,QDPR,SLC18A2,SPR, andTH | 14 to 21 days | Whole blood: 2 weeks (if available); Extracted DNA: 3 months; Blood spots/Saliva; 1 month | This test was developed and its performance characteristics determined by Mayo Clinic in a manner consistent with CLIA requirements. It has not been cleared or approved by the US Food and Drug Administration. | 8140581406 x 28147988233-Tissue culture, skin, solid tissue biopsy (if appropriate)88240-Cryopreservation (if appropriate)81479 (if appropriate for government payers) | Phenylalanine Disorders Gene Panel | 105265-3 | 608799 | Released By | 18771-6
PNYF | Phenytoin, Free, Serum | Monitoring for appropriate therapeutic concentration of free phenytoin: free phenytoin level is the best indicator of adequate therapy in renal failure Assessing compliance and toxicity | Membrane Separation/Kinetic Interaction Microparticles in Solution (KIMS) | Yes | Phenytoin, Free, S | Serum Red | Collection Container/Tube:Red top Submission Container/Tube:Plastic vial Specimen Volume:2 mL Collection Instructions:Centrifuge and aliquot serum into a plastic vial within 2 hours of collection. | 1 mL |  |  | Dose should be adjusted to achieve steady-state blood concentration of free phenytoin between 1.0 and 2.0 mcg/mL.The range for percent free phenytoin is 8% to 14%. Severe toxicity occurs when the free phenytoin concentration is > or =2.5 mcg/mL.However, response and side effects will be individual. | No significant cautionary statements | Richens A: Clinical pharmacokinetics of phenytoin. Clin Pharmacokinet 1979;4:153-169 | Fresh serum subjected to ultra-filtration to generatea protein-free filtrate, which is then analyzed for free phenytoinbythe kinetic interaction of microparticles in a solution (KIMS). Phenytoin antibody is covalently coupled to microparticles and the drug derivative is linked to a macromolecule. The kinetic interaction of microparticles in solutions is induced by binding of drug-conjugate to the antibody on the microparticles and is inhibited by the presence of phenytoin in the sample. A competitive reaction takes place between the drug conjugate and phenytoin in the serum sample for binding to the phenytoin antibody on the microparticles. The resulting kinetic interaction of microparticles is indirectly proportional to the amount of drug present in the sample.(Package insert: Roche Phenytoin reagent, Roche Diagnostic Corp, Indianapolis, IN) | Same day/1 day |  | This test has been cleared, approved, or is exempt by the US Food and Drug Administration and is used per manufacturer's instructions. Performance characteristics were verified by Mayo Clinic in a manner consistent with CLIA requirements. | 80186 | Phenytoin, Free, S | 3969-3 | PNYF | Phenytoin, Free, S | 3969-3
PNTFT | Phenytoin, Total and Free, Serum | Monitoring for appropriate therapeutic concentration of both free and total phenytoin: free phenytoin level is the best indicator of adequate therapy in renal failure | PNYF: Membrane Separation/KIMS PNYA: Kinetic interaction of Microparticles in a Solution (KIMS) | Yes | Phenytoin, Total and Free, S | Serum Red | Collection Container/Tube:Red top Submission Container/Tube:Plastic vial Specimen Volume:2 mL Collection Instructions:Centrifuge and aliquot serum into a plastic vial within 2 hours of collection. | 1 mL | Phenytoin is the drug of choice to treat and prevent tonic-clonic and psychomotor seizures. If phenytoin alone will not prevent seizure activity, coadministration with phenobarbital is usually effective. Initial therapy with phenytoin is started at doses of 100 to 300 mg/day for adults or 4 mg/kg/day for children. Because absorption is variable and the drug exhibits zero-order (nonlinear) kinetics, dose must be adjusted within 5 days using blood concentration to guide therapy. Oral bioavailability ranges from 80% to 95% and is diet-dependent. Phenytoin exhibits zero-order pharmacokinetics; the rate of clearance of the drug is dependent upon the concentration of drug present. Therefore, phenytoin does not have a classical half-life like other drugs, since it varies with blood concentration. At a blood concentration of 15 mcg/mL, approximately half the drug in the patient's body will be eliminated in 20 hours. As the blood concentration drops, the rate at which phenytoin is excreted increases. Phenytoin has a volume of distribution of 0.65 L/kg, and is highly protein bound (90%), mostly to albumin. Phenytoin pharmacokinetics are significantly affected by a number of other drugs. Phenytoin and phenobarbital are frequently coadministered. Induction of the cytochrome P450 enzyme system by phenobarbital will increase the rate at which phenytoin is metabolized and cleared. At steady-state, enzyme induction will increase the rate of clearance of phenytoin such that the dose must be increased approximately 30% to maintain therapeutic levels. Uremia has a similar effect on phenytoin protein binding. In uremia, by-products of normal metabolism accumulate and bind to albumin, displacing phenytoin, which causes an increase in the free (active) fraction. Concurrent use of phenytoin and valproic acid (another frequently used antiepileptic) may result in altered valproic acid levels and/or altered phenytoin levels. Due to the complex situation involving displacement of protein-bound phenytoin and inhibition of phenytoin metabolism, as well as the potential for decreased valproic acid concentrations, patients should be monitored for both phenytoin toxicity and therapeutic efficacy. Free phenytoin levels should be measured to provide the most accurate assessmet of phenytoin acivity early in therapy. At steady-state, free phenytoin and free valproic acid concentrations should be normalized. The free phenytoin level is the best indicator of adequate therapy. In renal failure, the opportunity for the free phenytoin fraction to be cleared is significantly reduced. The end result is that both the total and free concentration of phenytoin increase, with the free concentration increasing faster than the total. Dosage must be reduced to avoid toxicity. Accordingly, the free phenytoin level is the best indicator of adequate therapy in renal failure. Toxicity is a constant possibility because of the manner in which phenytoin is metabolized. Small increases in dose can lead to very large increases in blood concentration, resulting in early signs of toxicity such as nystagmus, ataxia, and dysarthria. Severe toxicity is typified by tremor, hyperreflexia, lethargy, and coma. The outcome of phenytoin toxicity is not as serious as phenobarbital because phenytoin is not a central nervous system sedative. | Phenytoin, Total Therapeutic: 10.0-20.0 mcg/mL Critical value: > or =30.0 mcg/mL Phenytoin, Free Therapeutic: 1.0-2.0 mcg/mL Critical value: > or =2.5 mcg/mL | Dose should be adjusted to achieve steady-state concentrations of total phenytoin between 10.0 and 20.0 mcg/mL, and free phenytoin between 1.0 and 2.0 mcg/mL. The range for percent free phenytoin is 8% to 14%. However, response and side effects will be individual. In patients with renal failure, total phenytoin is likely to be less than the therapeutic range of 10.0 to 20.0 mcg/mL. Severe toxicity occurs when the total blood concentration exceeds 30.0 mcg/mL. | Toxicity is a constant possibility because of the manner in which phenytoin is metabolized. Small increases in dose can lead to very large increases in blood concentration, resulting in early signs of toxicity such as nystagmus, ataxia, and dysarthria. Severe toxicity occurs when the blood concentration is >30 mcg/mL and is typified by tremor, hyperreflexia, lethargy, and coma. | 1. Richens A: Clinical pharmacokinetics of phenytoin. Clin Pharmacokinet 1979;4:153-169 2. Moyer TP: Therapeutic drug monitoring.InTietz Textbook of Clinical Chemistry. Fourth edition. Edited by CA Burtis, ER Ashwood. Philadelphia, WB Saunders Company, 2005, pp 1237-1285 | Free phenytoin is isolated from serum by ultrafiltration. The phenytoin assay is based on the kinetic interaction of microparticles in a solution (KIMS). Phenytoin antibody is covalently coupled to microparticles and the drug derivative is linked to a macromolecule. The kinetic interaction of microparticles in solutions is induced by binding of drug-conjugate to the antibody on the microparticles and is inhibited by the presence of phenytoin in the sample. A competitive reaction takes place between the drug conjugate and phenytoin in the serum sample for binding to the phenytoin antibody on the microparticles. The resulting kinetic interaction of microparticles is indirectly proportional to the amount of drug present in the sample. Fresh serum subjected to ultra-filtration to generate a protein-free filtrate, which is then analyzed for free phenytoin by KIMS.(Package insert: Roche Phenytoin reagent, Roche Diagnostic Corp, Indianapolis, IN) | Same day/1 day | 1 week | This test has been cleared, approved, or is exempt by the US Food and Drug Administration and is used per manufacturer's instructions. Performance characteristics were verified by Mayo Clinic in a manner consistent with CLIA requirements. | Phenytoin, total-80185Phenytoin, free-80186 | Phenytoin, Total and Free, S | 34540-5 | PNYF | Phenytoin, Free, S | 3969-3
PNYG | Phenytoin, Total and Phenobarbital Group, Serum | Monitoring for appropriate therapeutic concentration of phenytoin and phenobarbital Assessing compliance or toxicity |  | Yes | Phenytoin, Tot and Phenobarbital, S | Serum | One serum specimen (0.5 mL of serum) may be sent if using a red top tube. Serum for Phenytoin: Collection Container/Tube:Red top Submission Container/Tube:Plastic vial Specimen Volume:0.5 mL Collection Instructions:Centrifuge and aliquot serum into a plastic vial within 2 hours of collection. Serum forPhenobarbital: Container/Tube: Preferred:Serum gel Acceptable:Red top Submission Container/Tube:Plastic vial Specimen Volume:0.5 mL Collection Instructions: 1. Serum gel tubes should be centrifuged within 2 hours of collection. 2. Red-top tubes should be centrifuged, and the serum aliquoted into a plastic vial within 2 hours of collection. | 0.25 mL for 2 specimens; 0.25 mL for 1 serum red top | Phenytoin, Total: Phenytoin is the drug of choice to treat and prevent tonic-clonic and psychomotor seizures. If phenytoin alone will not prevent seizure activity, coadministration with phenobarbital is usually effective. Initial therapy with phenytoin is started at doses of 100 to 300 mg/day for adults or 4 mg/kg/day for children. Because absorption is variable and the drug exhibits zero-order (nonlinear) kinetics, dose must be adjusted within 5 days using blood concentration to guide therapy. Oral bioavailability ranges from 80% to 95% and is diet-dependent. Phenytoin exhibits zero-order pharmacokinetics; the rate of clearance of the drug is dependent upon the concentration of drug present. Therefore, phenytoin does not have a classical half-life like other drugs, since it varies with blood concentration. At a blood concentration of 15 mcg/mL, approximately half the drug in the patient's body will be eliminated in 20 hours. As the blood concentration drops, the rate at which phenytoin is excreted increases. Phenytoin has a volume of distribution of 0.65 L/kg, and is highly protein bound (90%), mostly to albumin. Some drug side-effects occur in the therapeutic range; these include gingival hyperplasia, hyperglycemia, and skin rash. Phenytoin pharmacokinetics are significantly affected by a number of other drugs. As noted above, phenytoin and phenobarbital are frequently coadministered. Induction of the cytochrome P450 enzyme system by phenobarbital will increase the rate at which phenytoin is metabolized and cleared. At steady-state, enzyme induction will increase the rate of clearance of phenytoin such that the dose must be increased approximately 30% to maintain therapeutic levels. Uremia has a similar effect on phenytoin protein binding. In uremia, by-products of normal metabolism accumulate and bind to albumin, displacing phenytoin which causes an increase in the free fraction. Valproic acid, an antiepileptic frequently coadministered with phenytoin, competes for the same binding sites on albumin as phenytoin. Valproic acid displaces phenytoin from albumin, reducing the bound fraction and increasing the free fraction. The overall effect of coadministration of a therapeutic dose of valproic acid is that the total concentration of phenytoin decreases due to increased clearance but the free fraction increases; the free concentration of phenytoin, which is the active form remains virtually the same. Thus, no dosage adjustment is needed when valproic acid is added to maintain the same pharmacologic effect, but the total concentration of phenytoin decreases. In contrast to the valproic acid situation, in renal failure, there is not the same opportunity for the free phenytoin fraction to be cleared. The end result is that both the total and free concentration of phenytoin increase, with the free concentration increasing faster than the total. Dosage must be reduced to avoid toxicity. The free phenytoin level is the best indicator of adequate therapy in renal failure. Toxicity is a constant possibility because of the manner in which phenytoin is metabolized. Small increases in dose can lead to very large increases in blood concentration, resulting in early signs of toxicity such as nystagmus, ataxia, and dysarthria. Severe toxicity occurs when the blood concentration is >30 mcg/mL and is typified by tremor, hyperreflexia, and lethargy. The outcome of phenytoin toxicity is not as serious as phenobarbital because phenytoin is not a central nervous system sedative. Phenobarbital: Phenobarbital is a general central nervous system (CNS) suppressant that has proven effective in the control of generalized and partial seizures. It is frequently coadministered with phenytoin for control of complex seizure disorders and with valproic acid for complex parietal seizures. Phenobarbital is administered in doses of 60 to 300 mg/day in adults or 3 to 6 mg/kg/day in children. Phenobarbital is slowly but completely absorbed, with bioavailability in the range of 100%. It is approximately 50% protein bound with a volume of distribution of 0.5 L/kg. Phenobarbital has a long half-life of 96 hours, with no known active metabolites. Sedation is common at therapeutic concentrations for the first 2 to 3 weeks of therapy, but this side effect disappears with time. Toxicity due to phenobarbital overdose is characterized by CNS sedation and reduced respiratory function. Mild symptoms characterized by ataxia, nystagmus, fatigue, or attention loss, occur at blood concentrations >40 mcg/mL. Symptoms become severe at concentrations > or =60 mcg/mL. Toxicity becomes life-threatening at concentrations >100 mcg/mL. Death usually occurs due to respiratory arrest when pulmonary support is not supplied manually. There are no known drug interactions that significantly affect the pharmacokinetics of phenobarbital; conversely, phenobarbital affects the pharmacokinetics of other drugs significantly because it induces the synthesis of enzymes associated with the hepatic cytochrome P450 metabolic pathway. Acute intermittent porphyria attacks may be induced by phenobarbital stimulation of hepatic cytochrome P450. | PHENYTOIN, TOTAL Therapeutic: 10.0-20.0 mcg/mL Critical value: > or =30.0 mcg/mL PHENOBARBITAL Therapeutic: 10.0-40.0 mcg/mL: Critical value: > or =60.0 mcg/mL | The therapeutic ranges for adults taking phenytoin have been established at 10 to 20 mcg/mL for total phenytoin (bound plus unbound). The therapeutic range for phenobarbital is10 to 40 mcg/mL. Within these ranges, most people will respond to the drugs without symptoms of toxicity. However, response and side effects will be individual. Dosage determinations and adjustments must be evaluated on a case-by-case basis. A free (unbound) phenytoin level may also need to be ordered when a person has kidney failure, liver disease, hypoalbuminemia, or is taking other medications like aspirin, naproxen, or ibuprofen, in which situation the percentage of free (active) phenytoin may be increased. | No significant cautionary statements | Phenytoin, Total: 1. Richens A: Clinical pharmacokinetics of phenytoin. Clin Pharmacokinet 1979;4:153-169 2. Moyer TP: Therapeutic drug monitoring.InTietz Textbook of Clinical Chemistry. Fourth edition. Edited by CA Burtis, ER Ashwood. WB Saunders Company, Philadelphia, 2005, pp 1237-1285 Phenobarbital: Foero O, Kastrup KW, Nielsen EL, et al: Successful prophylaxis of febrile convulsions with phenobarbital. Epilepsia 1972;13:279-285 | Phenytoin, Total: The assay is based on the kinetic interaction of microparticles in a solution (KIMS). Phenytoin antibody is covalently coupled to microparticles and the drug derivative is linked to a macromolecule. The kinetic interaction of microparticles in solutions is induced by binding of drug-conjugate to the antibody on the microparticles and is inhibited by the presence of phenytoin in the sample. A competitive reaction takes place between the drug conjugate and phenytoin in the serum sample for binding to the phenytoin antibody on the microparticles. The resulting kinetic interaction of microparticles is indirectly proportional to the amount of drug present in the sample.(Package insert: Roche Phenytoin reagent, Roche Diagnostic Corp, Indianapolis, IN) Phenobarbital: The assay is based on the kinetic interaction of microparticles in a solution (KIMS). Phenobarbital antibody is covalently coupled to microparticles and the drug derivative is linked to a macromolecule. The kinetic interaction of microparticles in solutions is induced by binding of drug-conjugate to the antibody on the microparticles and is inhibited by the presence of phenobarbital in the sample. A competitive reaction takes place between the drug conjugate and phenobarbital in the serum sample for binding to the phenobarbital antibody on the microparticles. The resulting kinetic interaction of microparticles is indirectly proportional to the amount of drug present in the sample.(Package insert: Roche Phenobarbital reagent, Roche Diagnostic Corp, Indianapolis, IN) | Same day/1 day | 1 week | This test has been cleared or approved by the U.S. Food and Drug Administration and is used per manufacturer's instructions. Performance characteristics were verified by Mayo Clinic in a manner consistent with CLIA requirements. | 80184-Phenobarbital80185-Phenytoin, total | Phenytoin, Tot and Phenobarbital, S | 104596-2 | PNYA | Phenytoin, Total, S | 3968-5
PNYA | Phenytoin, Total, Serum | Monitoring for appropriate therapeutic concentration Assessing compliance or toxicity | Kinetic Interaction of Microparticles in a Solution (KIMS) | Yes | Phenytoin, Total, S | Serum Red | Collection Container/Tube:Red top Submission Container/Tube:Plastic vial Specimen Volume:0.5 mL Collection Instructions:Centrifuge and aliquot serum into a plastic vial within 2 hours of collection. | 0.25 mL | Phenytoin is the drug of choice to treat and prevent tonic-clonic and psychomotor seizures. If phenytoin alone will not prevent seizure activity, coadministration with phenobarbital is usually effective. Initial therapy with phenytoin is started at doses of 100 to 300 mg/day for adults or 4 mg/kg/day for children. Because absorption is variable and the drug exhibits zero-order (nonlinear) kinetics, dose must be adjusted within 5 days using blood concentration to guide therapy. Oral bioavailability ranges from 80% to 95% and is diet-dependent. Phenytoin exhibits zero-order pharmacokinetics; the rate of clearance of the drug is dependent upon the concentration of drug present. Therefore, phenytoin does not have a classical half-life like other drugs, since it varies with blood concentration. At a blood concentration of 15 mcg/mL, approximately half the drug in the patient's body will be eliminated in 20 hours. As the blood concentration drops, the rate at which phenytoin is excreted increases. Phenytoin has a volume of distribution of 0.65 L/kg, and is highly protein bound (90%), mostly to albumin. Some drug side-effects occur in the therapeutic range; these include gingival hyperplasia, hyperglycemia, and skin rash. Phenytoin pharmacokinetics are significantly affected by a number of other drugs. As noted above, phenytoin and phenobarbital are frequently coadministered. Induction of the cytochrome P450 enzyme system by phenobarbital will increase the rate at which phenytoin is metabolized and cleared. At steady-state, enzyme induction will increase the rate of clearance of phenytoin such that the dose must be increased approximately 30% to maintain therapeutic levels. Uremia has a similar effect on phenytoin protein binding. In uremia, by-products of normal metabolism accumulate and bind to albumin, displacing phenytoin, which causes an increase in the free (active) fraction. Concurrent use of phenytoin and valproic acid (another frequently used antiepileptic) may result in altered valproic acid levels and/or altered phenytoin levels. Due to the complex situation involving displacement of protein-bound phenytoin and inhibition of phenytoin metabolism, as well as the potential for decreased valproic acid concentrations, patients should be monitored for both phenytoin toxicity and therapeutic efficacy. Free phenytoin levels should be measured to provide the most accurate assessment of phenytoin activity early in therapy. At steady-state, free phenytoin and free valproic acid concentrations should be normalized. The free phenytoin level is the best indicator of adequate therapy in renal failure. In renal failure, the opportunity for the free phenytoin fraction to be cleared is significantly reduced. The end result is that both the total and free concentration of phenytoin increase, with the free concentration increasing faster than the total. Dosage must be reduced to avoid toxicity. Accordingly, the free phenytoin level is the best indicator of adequate therapy in renal failure. Toxicity is a constant possibility because of the manner in which phenytoin is metabolized. Small increases in dose can lead to very large increases in blood concentration, resulting in early signs of toxicity such as nystagmus, ataxia, and dysarthria. Severe toxicity occurs when the blood concentration is above 30 mcg/mL and is typified by tremor, hyperreflexia, and lethargy. The outcome of phenytoin toxicity is not as serious as phenobarbital because phenytoin is not a central nervous system sedative. | Therapeutic: 10.0-20.0 mcg/mL Critical value: > or =30.0 mcg/mL | Dose should be adjusted to achieve steady-state total phenytoin concentrations between 10.0 and 20.0 mcg/mL. In patients with renal failure, total phenytoin is likely to be less than the therapeutic range of 10.0 to 20.0 mcg/mL. Severe toxicity occurs when the total blood concentration exceeds 30.0 mcg/mL. | No significant cautionary statements | 1. Richens A: Clinical pharmacokinetics of phenytoin. Clin Pharmacokinet 1979;4:153-169 2. Moyer TP: Therapeutic drug monitoring.InTietz Textbook of Clinical Chemistry. Fourth edition. Edited by CA Burtis, ER Ashwood. WB Saunders Company, Philadelphia, 2005, pp 1237-1285 | The assay is based on the kinetic interaction of microparticles in a solution (KIMS). Phenytoin antibody is covalently coupled to microparticles and the drug derivative is linked to a macromolecule. The kinetic interaction of microparticles in solutions is induced by binding of drug-conjugate to the antibody on the microparticles and is inhibited by the presence of phenytoin in the sample. A competitive reaction takes place between the drug conjugate and phenytoin in the serum sample for binding to the phenytoin antibody on the microparticles. The resulting kinetic interaction of microparticles is indirectly proportional to the amount of drug present in the sample.(Package insert: Roche Phenytoin reagent, Roche Diagnostic Corp, Indianapolis, IN) | Same day/1 day | 1 week | This test has been cleared, approved, or is exempt by the US Food and Drug Administration and is used per manufacturer's instructions. Performance characteristics were verified by Mayo Clinic in a manner consistent with CLIA requirements. | 80185 | Phenytoin, Total, S | 3968-5 | PNYA | Phenytoin, Total, S | 3968-5
PHLDF | Philadelphia Chromosome-like Acute Lymphoblastic Leukemia (Ph-like ALL), Diagnostic FISH, Varies | Detecting a neoplastic clone associated with Philadelphia chromosome-like acute lymphoblastic leukemia (ALL), particularly when a classic abnormality is not detected with the initial panel An adjunct to conventional chromosome studies in patients withB-cellALL Evaluating specimens in which standard cytogenetic analysis is unsuccessful | Fluorescence In Situ Hybridization (FISH) | Yes | Ph-like ALL(B-cell), Diag FISH | This test includes a charge for the probe application, analysis, and professional interpretation of results for 7 probe sets (14 individualfluorescence in situ hybridizationprobes). Additional charges will be incurred for all reflex or additional probe sets performed. | Submit only 1 of the following specimens: Preferred Specimen Type:Bone marrow Container/Tube: Preferred:Yellow top (ACD) Acceptable:Green top (heparin) or lavender top (EDTA) Specimen Volume:2-3 mL Collection Instructions: 1. It is preferable to send the first aspirate from the bone marrow collection. 2. Invert several times to mix bone marrow. 3. Send bone marrow specimen in original tube.Do not aliquot. Acceptable Specimen Type:Blood Container/Tube: Preferred:Yellow top (ACD) Acceptable:Green top (heparin) or lavender top (EDTA) Specimen Volume:6 mL Collection Instructions: 1. Invert several times to mix blood. 2. Send whole blood specimen in original tube.Do not aliquot. | Blood: 2 mL Bone Marrow: 1 mL | In the United States, the incidence of acute lymphoblastic leukemia (ALL) is roughly 6000 new cases per year (as of 2019). ALL accounts for approximately 70% of all childhood leukemia cases (ages 0-19 years), making it the most common type of childhood cancer. Approximately 85% of pediatric cases of ALL are of B-cell lineage (B-ALL) and 15% are of T-cell lineage (T-ALL). It has a peak incidence at 2 to 5 years of age. The incidence decreases with increasing age, before increasing again at around 50 years of age. ALL is slightly more common in male patients than female patients. There is an increased incidence of ALL in individuals with Down syndrome, Fanconi anemia, Bloom syndrome, ataxia telangiectasia, X-linked agammaglobulinemia, and severe combined immunodeficiency. The overall cure rate for ALL in children is about 90% and about 45% to 60% of adults have long-term disease-free survival.CRLF2/IGHrearrangements are more commonly observed in patients with Down syndrome or of Hispanic descent. Specific genetic abnormalities are identified in the majority of cases of B-ALL, either by conventional chromosome studies or fluorescence in situ hybridization (FISH) studies. Each of the B-ALL genetic subgroups are important to detect and can be critical prognostic markers. The decision for early transplantation may be made if t(9;22)(q34;q11.2),MLL(KMT2A) translocations,RUNX1duplication/amplification (iAMP21) or a hypodiploid clone is identified. In contrast, if theETV6/RUNX1fusion is detected by FISH or hyperdiploidy is identified by chromosome studies, the patient has a favorable prognosis and transplantation is rarely considered. A newly recognized World Health Organization entityBCR-ABL1-like ALL, also known as Philadelphia chromosome-like acute lymphoblastic leukemia, is increasing in importance due to the poor prognosis seen in pediatric, adolescent, and young adult ALL. Common features of this entity involve rearrangements with tyrosine kinase genes involving the following genes:ABL2, PDGFRB, JAK2,ABL1, CRLF2,andP2RY8.Deletion ofIKZF1often accompanies this entity. Some patients who have failed conventional therapies have demonstrated favorable responses to targeted therapies in clinical trials when rearrangements involving these specific gene regions have been identified. Per National Comprehensive Cancer Network guidelines, a combination of cytogenetic and FISH testing is currently recommended in all pediatric and adult patients with B-ALL/lymphoblastic lymphoma. | An interpretive report will be provided. | A neoplastic clone is detected when the percent of cells with an abnormality exceeds the normal reference range for any given probe. The absence of an abnormal clone does not rule out the presence of a neoplastic disorder. | This test is not approved by the US Food and Drug Administration, and it is best used as an adjunct to clinical and pathologic information. Fluorescence in situ hybridization (FISH) is not a substitute for conventional chromosome studies because the latter detects chromosome abnormalities associated with other hematological disorders that would be missed by this FISH panel test. Bone marrow is the preferred specimen type for this FISH test. If bone marrow is not available, a blood specimen may be used if there are malignant cells in the blood specimen (as verified by a hematopathologist). | 1. Moorman AV, Harrison CJ, Buck GA, et al: Karyotype is an independent prognostic factor in adult acute lymphoblastic leukemia (ALL): analysis of cytogenetic data from patients treated on the Medical Research Council (MRC) UKALLXII/Eastern Cooperative Oncology Group (ECOG) 2993 trial. Blood. 2007 Apr 15;109(8):3189-3197 2. Moorman AV: The clinical relevance of chromosomal and genetic abnormalities in B-cell precursor acute lymphoblastic leukemia. Blood. Rev. 2012 May;26(3):123-135 3. Roberts KG, Li Y, Payne-Turner D, et al: Targetable kinase-activating lesions in Ph-like acute lymphoblastic leukemia. N Engl J Med. 2014 Sept;371(11):1005-1015 4. Mullighan CG: The genomic landscape of acute lymphoblastic leukemia in children and young adults. Hematology Am Soc Hematol Educ Program. 2014 Dec 5;2014(1):174-180 5. Arber DA, Orazi A, Hasserjian R, et al: The 2016 revision to the World Health Organization classification of myeloid neoplasms and acute leukemia. Blood. 2016 May 19;127(20):2391-2405 | This test is performed using commercially available and laboratory-developedprobes. Deletion ofIKZF1on chromosome 7 is detected using enumeration strategy probes.Rearrangements involvingABL2, PDGFRB,JAK2,ABL1, CRLF2,andP2RY8are detected using a dual-color break-apart (BAP) strategy probe.A dual-color, dual-fusion fluorescence in situ hybridization (D-FISH) strategy probe set is used to detect t(X/Y;14). For enumeration and BAP strategy probe sets, 100 interphase nuclei are scored; 200 interphase nuclei are scored when D-FISH probes are used.Results are expressed as the percent abnormal nuclei.(Unpublished Mayo method) | 7 to 10 days | 4 weeks | This test was developed and its performance characteristics determined by Mayo Clinic in a manner consistent with CLIA requirements. It has not been cleared or approved by the US Food and Drug Administration. | 88271x14, 88275x7, 88291 x1-FISH Probe, Analysis, Interpretation; 7 probe sets88271x2, 88275x1-FISH Probe, Analysis; each additional probe set (if appropriate) | Ph-like ALL(B-cell), Diag FISH | 101664-1 | 609586 | Released By | 18771-6
PHMA | Phoma betae, IgE, Serum | Establishing a diagnosis of an allergy toPhoma betae Defining the allergen responsible for eliciting signs and symptoms Identifying allergens: -Responsible for allergic response and/or anaphylactic episode -To confirm sensitization prior to beginning immunotherapy -To investigate the specificity of allergic reactions to insect venom allergens, drugs, or chemical allergens | Fluorescence Enzyme Immunoassay (FEIA) | Yes | Phoma Betae, IgE | Serum | Collection Container/Tube: Preferred:Serum gel Acceptable:Red top Submission Container/Tube:Plastic vial Specimen Volume:0.5 mL for every 5 allergens requested Collection Instructions:Centrifuge and aliquot serum into a plastic vial. | For 1 allergen: 0.3 mL For more than 1 allergen: (0.05 mL x number of allergens) + 0.25 mL deadspace | Clinical manifestations of immediate hypersensitivity (allergic) diseases are caused by the release of proinflammatory mediators (histamine, leukotrienes, and prostaglandins) from IgE-sensitized effector cells (mast cells and basophils) when cell-bound IgE antibodies interact with an allergen. In vitro serum testing for IgE antibodies provides an indication of the immune response to allergens that may be associated with allergic disease. The allergens chosen for testing often depend upon the age of the patient, history of allergen exposure, season of the year, and clinical manifestations. In individuals predisposed to develop allergic disease, the sequence of sensitization and clinical manifestations proceed as follows: eczema and respiratory disease (rhinitis and bronchospasm) in infants and children less than 5 years due to food sensitivity (milk, egg, soy, and wheat proteins) followed by respiratory disease (rhinitis and asthma) in older children and adults due to sensitivity to inhalant allergens (dust mite, mold, and pollen inhalants). | Class,IgE kU/L,Interpretation, 0,<0.10,Negative, 0/1,0.10-0.34,Borderline/equivocal, 1,0.35-0.69,Equivocal, 2,0.70-3.49,Positive, 3,3.50-17.4,Positive, 4,17.5-49.9,Strongly positive, 5,50.0-99.9,Strongly positive, 6,> or =100,Strongly positive, | Detection of IgE antibodies in serum (class 1 or greater) indicates an increased likelihood of allergic disease as opposed to other etiologies and defines the allergens that may be responsible for eliciting signs and symptoms. The level of IgE antibodies in serum varies directly with the concentration of IgE antibodies expressed as a class score or kU/L. | Testing for IgE antibodies is not useful in patients previously treated with immunotherapy to determine if residual clinical sensitivity exists or in patients in whom the medical management does not depend upon identification of allergen specificity. Some individuals with clinically insignificant sensitivity to allergens may have measurable levels of IgE antibodies in serum, and test results must be interpreted in the clinical context. False-positive results for IgE antibodies may occur in patients with markedly elevated serum IgE (>2500 kU/L) due to nonspecific binding to allergen solid phases. | Homburger HA, Hamilton RG: Allergic diseases. In: McPherson RA, Pincus MR, eds. Henry's Clinical Diagnosis and Management by Laboratory Methods. 23rd ed. Elsevier; 2017:1057-1070 | Specific IgE from the patient's serum reacts with the allergen of interest, which is covalently coupled to an ImmunoCAP. After washing away nonspecific IgE, enzyme-labeled anti-IgE antibody is added to form a complex. After incubation, unbound anti-IgE is washed away, and the bound complex incubated with a developing agent. After stopping the reaction, the fluorescence of the eluate is measured. Fluorescence is proportional to the amount of specific IgE present in the patient's sample (ie, the higher the fluorescence value, the more IgE antibody is present).(Package insert: ImmunoCAP System Specific IgE FEIA. Phadia; Rev 06/2020) | Same day/1 to 3 days | 14 days | This test has been cleared, approved, or is exempt by the US Food and Drug Administration and is used per manufacturer's instructions. Performance characteristics were verified by Mayo Clinic in a manner consistent with CLIA requirements. | 86003 | Phoma Betae, IgE | 6216-6 | PHMA | Phoma Betae, IgE | 6216-6
PTEN | Phosphatase and Tensin Homolog (PTEN) Immunostain, Technical Component Only | Diagnosis of intraductal prostate carcinoma | Immunohistochemistry (IHC) | Yes | PTEN IHC, Tech Only | For the initial technical component only immunohistochemical (IHC) stain performed, the appropriate bill-only test ID will be reflexed and charged (IHTOI). For each additional technical component only IHC stain performed, an additional bill-only test ID will be reflexed and charged (IHTOA). | Supplies:Immunostain Technical Only Envelope (T693) Specimen Type:Tissue Container/Tube:Immunostain Technical Only Envelope Preferred:4 unstained positively charged glass slide (25- x 75- x 1-mm) per test ordered; sections 4-microns thick Acceptable:Formalin-fixed, paraffin-embedded tissue block |  | Immunostaining for phosphatase and tensin homolog (PTEN)is used for the diagnosis of intraductal carcinoma (IDC) of the prostate, where PTEN expression is often lost and can also help distinguish IDC from high grade prostatic intraepithelial neoplasia. |  | This test does not include pathologist interpretation, only technical performance of the stain. If interpretation is required, order PATHC / Pathology Consultation for a full diagnostic evaluation or second opinion of the case. The positive and negative controls are verified as showing appropriate immunoreactivity. If a control tissue is not included on the slide, a scanned image of the relevant quality control tissue is available upon request; call 855-516-8404. Interpretation of this test should be performed in the context of the patient's clinical history and other diagnostic tests by a qualified pathologist. | Age of a cut paraffin section can affect immunoreactivity. Stability thresholds vary widely among published literature and are antigen dependent. Best practice is for paraffin sections to be cut within 6 weeks. | 1. Lotan TL, Gumuskaya B, Rahimi H, et al. Cytoplasmic PTEN protein loss distinguishes intraductal carcinoma of the prostate from high-grade prostatic intraepithelial neoplasia. Mod Pathol. 2013;26(4):587-603 2. Morais CL, Han JS, Gordetsky J, et al. Utility of PTEN and ERG immunostaining for distinguishing high-grade PIN from intraductal carcinoma of the prostate on needle biopsy. Am J Surg Pathol. 2015;39(2):169-178 3. Djordjevic B, Hennessy BT, Li J, et al. Clinical assessment of PTEN loss in endometrial carcinoma: immunohistochemistry outperforms gene sequencing. Mod Pathol. 2012;25(5):699-708 4. Epstein JI, Amin MB, Fine SW, et al. The 2019 Genitourinary Pathology Society (GUPS) White Paper on Contemporary Grading of Prostate Cancer. Arch Pathol Lab Med. 2021;145(4):461-493 5. Magaki S, Hojat SA, Wei B, So A, Yong WH. An introduction to the performance of immunohistochemistry. Methods Mol Biol. 2019;1897:289-298. doi:10.1007/978-1-4939-8935-5_25 | Immunohistochemistry on sections of paraffin-embedded tissue.(Unpublished Mayo method) | 1 to 3 days | Until staining is complete. | This test has been cleared, approved, or is exempt by the US Food and Drug Administration and is used per manufacturer's instructions. Performance characteristics were verified by Mayo Clinic in a manner consistent with CLIA requirements. | 88342-TC, primary88341-TC, if additional IHC | PTEN IHC, Tech Only | No LOINC Needed | 614127 | PTEN IHC, Tech Only | No LOINC Needed
PETH | Phosphatidylethanol Confirmation, Blood | Verifying abstinence or use of ethanol, especially in liver transplant candidates/patients | Liquid Chromatography Tandem Mass Spectrometry (LC-MS/MS) | Yes | Phosphatidylethanol Confirmation, B | Whole Blood EDTA | Container/Tube:Lavender top (EDTA) Specimen Volume:1 mL Collection Instructions: 1. Do not use alcohol to clean arm.Use alternatives such as Betadine or ChloraPrep to cleanse arm before collecting any specimen. 2. Do not centrifuge. 3. Send whole blood specimen in original tube.Do not aliquot. | 0.5 mL | Phosphatidylethanol (PEth) is a direct biomarker for alcohol (ethanol) intake. In presence of ethanol, phosphatidylcholine is converted to PEth on the red blood cell membrane by the phospholipase D enzyme. PEth homologues (16:0/18:1 [POPEth: 1-palmitoyl-2-oleoyl-sn-glycero-3-phosphoethanol] and 16:0/18:2 [PLPEth: 1-palmitoyl-2-linoleoyl-sn-glycero-3-phosphoethanol]) levels correlate with the amount of alcohol consumed within the previous 2 weeks and may be detected in the blood up to 2 to 4 weeks after excessive alcohol consumption. POPEth and PLPEth comprise approximately 60% of all observed PEth homologues in the blood.(1) | Negative (<10 ng/mL) PEth 16:0/18:1 (POPEth): Lower limit of quantification =10 ng/mL PEth 16:0/18:2 (PLPEth): Lower limit of quantification =10 ng/mL | POPEth (1-Palmitoyl-2-oleoyl-sn-glycero-3-phosphoethanol): A result of 20 ng/mL to 200 ng/mL is considered evidence of moderate ethanol consumption, while results over 200 ng/mL indicate heavy ethanol consumption. However, the Center for Substance Abuse Treatment advises caution in interpretation and use of biomarkers alone to assess alcohol use. Results should be interpreted in the context of all available clinical and behavioral information.(2) PLPEth (1-Palmitoyl-2-linoleoyl-sn-glycero-3-phosphoethanol): There are no current clinical reference limits for this phosphatidylethanol (PEth) homologue. PEth 16:0/18:1 (POPEth) Less than 10 ng/mL: Not detected 10-19 ng/mL: Abstinence or light alcohol consumption (<2 drinks per day for several days a week) 20-200 ng/mL: Moderate alcohol consumption (up to 4 drinks per day for several days a week) Greater than 200 ng/mL: Heavy alcohol consumption or chronic alcohol use (at least 4 drinks per day several days a week) PEth 16:0/18:2 (PLPEth): Reference ranges are not well established. | No significant cautionary statements | 1. Helander A, Zheng Y. Molecular species of the alcohol biomarker phosphatidyethanol in human blood measured by LC-MS. Clin Chem. 2009:55:(7):1395-1405. doi:10.1373/clinchem.2008.120923 2. Substance Abuse and Mental Health Services Administration (SAMHSA) and National Institute on Alcohol Abuse and Alcoholism. Medication for the Treatment of Alcohol Use Disorder: A Brief Guide.HHS Publication No. (SMA) 15-4907. SAMHSA; 2015. 3.Ulwelling W, Smith K. The PEth blood test in the security environment: What it is; why it is important; and interpretative guidelines. J Forensic Sci. 2018;63(6):1634-1640. doi:10.1111/1556-4029.13874 4.Hakim F, Wiart JF, Menard O, Allorge D, Gaulier JM. Dosage sanguin du phosphatidylethanol Phosphatidylethanol blood analysis. Ann Biol Clin (Paris). 2019;77(6):638-644. French. doi:10.1684/abc.2019.1499 5.Langman LJ, Bechtel LK, Holstege CP. Clinical toxicology. In: Rifai N, Chiu RWK, Young I, Burnham C-AD, Wittwer CT, eds. Tietz Textbook of Laboratory Medicine. 7th ed. Elsevier; 2023:chap 43 | The received whole blood sample is diluted and mixed with internal standard and clinical laboratory reagent water, extracted using supported liquid extraction, and analyzed by an in-house developedliquid chromatography tandem mass spectrometrymethod.(Unpublished Mayo method) | 2 to 5 days | 14 days | This test was developed and its performance characteristics determined by Mayo Clinic in a manner consistent with CLIA requirements. It has not been cleared or approved by the US Food and Drug Administration. | 80321G0480 (if appropriate) | Phosphatidylethanol Confirmation, B | 101506-4 | 617483 | PEth Interpretation | 69050-3
PSPTG | Phosphatidylserine/Prothrombin Antibody, IgG, Serum | Detecting IgG antibodies against phosphatidylserine/prothrombin complex in patients with strong suspicion of antiphospholipid syndrome (APS) who are negative for the APS criteria laboratory tests (lupus anticoagulant, IgG and IgM anticardiolipin/beta 2-glycoprotein I and anti-beta 2-glycoprotein I antibodies) May be useful for the evaluation of patients with prior positive lupus anticoagulant results who are on direct oral anticoagulant therapy May be useful as a risk marker for thrombosis in antiphospholipid antibody carriers | Enzyme-Linked Immunosorbent Assay (ELISA) | Yes | PS/PT Ab, IgG, S | Serum | Supplies:Sarstedt Aliquot Tube, 5 mL (T914) Collection Container/Tube: Preferred:Serum gel Acceptable:Red top Submission Container/Tube:Plastic vial Specimen Volume:0.5 mL Collection Instructions:Centrifuge and aliquot serum into a plastic vial. | 0.4 mL | The 2023 American College of Rheumatology/European Alliance of Associations for Rheumatology antiphospholipid syndrome (APS) classification criteria includes an entry criterion of at least one positive antiphospholipid antibody (aPL) test within 3 years of identification of an aPL-associated clinical criterion, followed by additive weighted criteria (score range 1-7 points each) clustered into 6 clinical domains (macrovascular venous thromboembolism, macrovascular arterial thrombosis, microvascular, obstetric, cardiac valve, and hematologic) and 2 laboratory domains (lupus anticoagulant functional coagulation assays, and solid-phase enzyme-linked immunosorbent assays for IgG/IgM anticardiolipin and/or IgG/IgM anti-beta 2-glycoprotein I antibodies) (1)Cardiolipin is an anionic phospholipid that interacts with the protein cofactor beta 2-glycoprotein I. Lupus anticoagulant (LA) is an indirect assessment for the presence of antiphospholipid antibodies, which is evident in the in vitro prolongation of phospholipid-dependent coagulation.(2) Anticardiolipin and anti-beta 2-glycoprotein I antibodies are detected in solid-phases immunoassays using beta 2-glycoprotein I-dependent cardiolipin/or beta 2-glycoprotein I alone as substrate, respectively.(2,3) There is evidence from multiple studies to suggest that patients with APS may develop autoantibodies to other phospholipid/protein complexes, specifically phosphatidylserine/prothrombin (PS/PT).(4-9) Like beta 2-glycoprotein-dependent I cardiolipin, PS/PT is a complex composed of the anionic phospholipid phosphatidylserine and the protein cofactor prothrombin. In a systematic review, Sciascia et al demonstrated that the presence of anti-PS/PT IgG antibodies is an independent risk factor for arterial and/or venous thrombotic events, with odds ratio (OR) of 5.11 (95% CI: 4.2-6.3).(4) A multicenter study showed thatIgG anti-PS/PT were more prevalent in APS patients (51%) than in those without (9%), OR 10.8, 95% CI (4.0-29.3), p <0.0001.(5) Furthermore, a number of studies have shown clinical and laboratory evidence that PS/PT antibodies may be a useful second-line test for the evaluation of patients at-risk or suspected with suspected APS, particularly for those individuals with evidence of thrombosis or abnormal LA testing.(6,7)While anti-PS/PT antibodies were highly prevalent and correlated with other anti-PL antibodies, IgG anti-PS/PT conferred a high risk for thrombosis (8,9) but not for pure hematologic involvement.(9)These antibodies may also be seen in patients with other autoimmune diseases such as systemic lupus erythematosus.(5,8) In individuals who test positive for antiphospholipid antibodies without clinical features of APS (carriers), the cumulative incidence rate of thrombotic events has also been reported to be significantly higher for anti-PS/PT IgG positive than anti-PS/PT IgM positive subjects.(10) | Negative < or =30.0 U Borderline 30.1-40.0 U Positive > or =40.1 U | A positive and persistent result for anti-phosphatidylserine/prothrombin complex IgG antibodies may be suggestive of a diagnosis of antiphospholipid syndrome (APS) in patients with evidence of arterial, venous, or specific pregnancy-related morbidities. These antibodies may also exist prior to the occurrence APS clinical manifestations as well as in patients with other systemic autoimmune diseases such systemic lupus erythematosus. Anti-phosphatidylserine/prothrombin complex IgG antibodies have relatively higher correlations with positive results for lupus anticoagulant than the IgM isotype as well as significant risk for APS-associated thrombotic events compared to the IgM isotype in antiphospholipid antibody carriers. A negative result does not exclude a diagnosis of APS, as other phospholipid and/or protein antibodies are also associated with this disorder. | A diagnosis of antiphospholipid syndrome (APS) should not be based only on the presence of anti-phosphatidylserine/prothrombin antibodies. Results must be interpreted in the appropriate clinical context. A negative result for anti-phosphatidylserine/prothrombin IgG antibodies does not exclude the diagnosis of APS. Anti-phosphatidylserine/prothrombin IgG antibodies are not yet included in the classification criteria for APS. | 1. Barbhaiya M, Zuily S, Naden R, et al. The 2023 ACR/EULAR antiphospholipid syndrome classification criteria. Arthritis Rheumatol. 2023;75(10):1687-1702. doi:10.1002/art.42624 2. Pengo V, Bison E, Denas G, Jose SP, Zoppellaro G, Banzato A. Laboratory diagnostics of antiphospholipid syndrome. Semin Thromb Hemost. 2018;44(5):439-444. doi:10.1055/s-0037-1601331 3. Tebo AE. Laboratory evaluation of antiphospholipid syndrome: An update on autoantibody testing. Clin Lab Med. 2019;39(4):553-565. doi:10.1016/j.cll.2019.07.004 4. Sciascia S, Sanna G, Murru V,Roccatello D, Khamashta MA, Bertolaccini ML.Anti-prothrombin (aPT) and anti-phosphatidylserine/prothrombin (aPS/PT) antibodies and the risk of thrombosis in the antiphospholipid syndrome. A systematic review. Thromb Haemost. 2014;111(2):354-364. doi:10.1160/TH13-06-0509 5. Amengual O, Forastiero R, Sugiura-Ogasawara M, et al. Evaluation of phosphatidylserine-dependent antiprothrombin antibody testing for the diagnosis of antiphospholipid syndrome: results of an international multicentre study. Lupus. 2017;26(3):266-276. doi:10.1177/0961203316660203 6. Heikal NM, Jaskowski TD, Malmberg E,Lakos G, Branch DW, Tebo AE.Laboratory evaluation of anti-phospholipid syndrome: A preliminary prospective study of phosphatidylserine/prothrombin antibodies in an at-risk patient cohort. Clin Exp Immunol. 2015;180(2):218-226. doi:10.1111/cei.12573 7. Nakamura H, Oku K, Amengual O, et al. First-line, non-criterial antiphospholipid antibody testing for the diagnosis of antiphospholipid syndrome in clinical practice: A combination of anti-beta 2 -glycoprotein I domain I and anti-phosphatidylserine/prothrombin complex antibodies tests.Arthritis Care Res (Hoboken). 2018;70(4):627-634 8. Radin M, Foddai SG, Cecchi I, et al. Antiphosphatidylserine/prothrombin antibodies: An update on their association with clinical manifestations of antiphospholipid syndrome. Thromb Haemost. 2020;120(4):592-598. doi:10.1055/s-0040-1705115 9. Nunez-Alvarez CA, Hernandez-Molina G, Bermudez-Bermejo P, et al. Prevalence and associations of anti-phosphatidylserine/prothrombin antibodies with clinical phenotypes in patients with primary antiphospholipid syndrome: aPS/PT antibodies in primary antiphospholipid syndrome. Thromb Res. 2019;174:141-147. doi:10.1016/j.thromres.2018.12.023 10.Tonello M, Mattia E, Favaro M, et al. IgG phosphatidylserine/prothrombin antibodies as a risk factor of thrombosis in antiphospholipid antibody carriers. Thromb Res. 2019;177:157-160. doi:10.1016/j.thromres.2019.03.006 | The QUANTA Lite aPS/PT IgG assay is an enzyme-linked immunosorbent assay. Briefly, purified phosphatidylserine/prothrombin (PS/PT) complex is coated onto a 96-well plate. Calibrators, controls, and diluted patient samples are added to the wells of the plate. If present, IgG antibodies to the PS/PT complex will bind during an incubation step. After a wash step, an antihuman IgG horseradish peroxidase-labelled conjugate is added. After another incubation and wash step, a peroxidase substrate solution is added, which will change color in the presence of the conjugated enzyme. Lastly, the reaction is stopped by the addition of 0.44 M sulfuric acid. The absorbance of the colored produced is proportional to the amount of IgG PSPT antibodies in the sample. Control and patient results are calculated based on a curve generated from the kit calibrators.(Packet insert: QUANTA Lite aPS/PT IgG. INOVA Diagnostics; Rev 2, 01/2016) | 2 to 8 days | 14 days | This test has been modified from the manufacturer's instructions. Its performance characteristics were determined by Mayo Clinic in a manner consistent with CLIA requirements. This test has not been cleared or approved by the US Food and Drug Administration. | 86148 | PS/PT Ab, IgG, S | 85359-8 | PSPTG | PS/PT Ab, IgG, S | 85359-8
PT217 | Phospho-Tau 217, Plasma | Evaluation of individuals, aged 50 years and older, presenting with cognitive impairment who are being assessed for Alzheimer disease and other causes of cognitive decline This test isnot intended asa screening test for Alzheimer disease in asymptomatic individuals. | Chemiluminescent Enzyme Immunoassay | Yes | Phospho-Tau(217), P | EDTA Plasma | Collection Container/Tube:Lavender top (EDTA) Submission Container/Tube:Plastic screw-top vial Specimen Volume:0.6 mL Collection Information:Centrifuge and aliquot plasma into plastic vial. Donotsubmit in original tube. | 0.5 mL | The two main neuropathologic features observed in the brain of patients withAlzheimer disease (AD) are the presence of plaques composed ofbeta-amyloid(Abeta) peptides and intracellular neurofibrillary tangles containing hyperphosphorylated Tau(p-Tau)proteins. To date,positron emission tomography (PET)and cerebrospinal fluid (CSF) biomarkers are the most widely used biomarkers in clinical practice for detection of Abeta andtau pathologies.There are several PET tracers that can detect the load ofAbetafibrils in the brain (amyloid-PET). Studies have demonstrated high concordance between the in vivo uptake of these amyloid-PET tracers and the density ofAbetaplaques as determined post-mortem.In CSF,Abeta42concentrations and especially the ratios ofAbeta42/Abeta40 and p-Tau181/Abeta42 concentrations correlate strongly withamyloid-PET status and AD neuropathology. Several CSF Abeta and p-Tau assays on high-performing, fully automated platforms are currently used in clinical practice.However, there is a need for accurate AD blood-based biomarkers that are easily accessible and minimally invasive. Differentp-Tauisoforms that are increased in the presence of amyloid pathology are detectable in plasma, including pTau181, pTau217, and pTau231. Head-to-head comparisons of assays for p-Tau181, p-Tau217, and p-Tau231 using plasma from patients with mild cognitive impairment indicate that increases in plasma p-Tau217 were superior at detecting AD pathology and predicting future development of AD dementia. Both p-Tau181 and p-Tau217 were associated with both Abeta plaques and tau tangles, with p-Tau217 showing stronger correlations with both pathologies.In addition, plasma concentrations of p-Tau217, but not p-Tau181 and p-Tau231, have been shown to increase over time in people with abnormal brain Abeta deposition correlating with brain atrophy and cognitive decline. | Negative: < or =0.185 pg/mL Intermediate: 0.186-0.324 pg/mL Positive: > or =0.325 pg/mL | Negative: A normal (negative) phosphorylated Tau217 (p-Tau217) result is consistent with a negative (normal) amyloid-positron emission tomography (PET) scan result. This result indicates a reduced likelihood that an individual has neuropathological changes associated with Alzheimer disease. Intermediate: An intermediate p-Tau217 result cannot accurately differentiate between the presence or absence of neuropathological changes associated with Alzheimer disease. Further testing, such as amyloid-positron emission tomography (PET) or cerebrospinal fluidAbeta42and tau biomarkers, is needed to determine the likelihood of neuropathological changes associated with Alzheimer disease being present. Positive: An elevated (positive) p-Tau217 result is consistent with a positive (abnormal) amyloid-positron emission tomography (PET) scan result. This result is consistent with the presence of neuropathological changes associated with Alzheimer disease. In the proper clinical context this test is supportive of Alzheimer disease being related to current clinical symptoms. This test has not been demonstrated to provide information on the risk of an asymptomatic individual developing symptoms related to Alzheimer disease in the future. Clinical performance of this test was established in a study of 427 individuals aged 50 years and older with mild cognitive impairment or early dementia with a 64% prevalence of amyloid pathology defined by an amyloid-PET and a Centiloid scale value of 25 or more. For detection of an abnormal amyloid-PET, pTau217 test sensitivity at the lower cutpoint (< or =0.185 pg/mL) was 92% and the specificity at the upper cutpoint (> or =0.325 pg/mL) was 96%. The diagnostic performance of this test has not been established in asymptomatic individuals. | Phosphorylated Tau217 (p-Tau217)results must be interpreted in conjunction with other diagnostic tools, such as neurological examination, neurobehavioral tests, imaging, and routine laboratory tests. This assay should not be ordered for individuals younger than 50 years. Elevations of p-Tau217 may be seen in individuals with impaired kidney function associated with chronic kidney disease and should be interpreted with caution in these situations. False-positive or false-negative test results may occur. The performance of this test was evaluated using specimens obtained from a US White population. At this time, it is uncertain if similar clinical performance will be observed in other racial and ethnic groups. This assay should not be used for cognitively unimpaired (asymptomatic) individuals to predict the development of dementia or other neurological conditions. The safety and effectiveness of this test have not been established for monitoring the effect of disease monitoring therapies or for predicting development of dementia or other neurologic conditions. p-Tau217 concentrations havenot been established to correlate with disease severity. Results obtained with different assay methods or kits may be different and cannot be used interchangeably. In rare cases, some individuals can develop antibodies to mouse or other animal antibodies (often referred to as human anti-mouse antibodies or heterophile antibodies) that may cause interference in some immunoassays. Caution should be used in interpretation of results, and the laboratory should be alerted if the result does not correlate with the clinical presentation. | 1. Arranz J, Zhu N, Rubio-Guerra S, et al. Diagnostic performance of plasma pTau 217, pTau 181, Ab 1-42 and Ab 1-40 in the LUMIPULSE automated platform for the detection of Alzheimer disease. Preprint. Res Sq. 2023;rs.3.rs-3725688. doi:10.21203/rs.3.rs-3725688/v1 2. Brum WS, Cullen NC, Janelidze S, et al. A two-step workflow based on plasma p-tau217 to screen for amyloid b positivity with further confirmatory testing only in uncertain cases. Nat Aging. 2023;3(9):1079-1090. doi:10.1038/s43587-023-00471-5 3. Mattsson-Carlgren N, Collij LE, Stomrud E, et al. Plasma biomarker strategy for selecting patients with Alzheimer disease for antiamyloid immunotherapies JAMA Neurol. 2024;81(1):69-78. doi:10.1001/jamaneurol.2023.4596 4. Janelidze S, Berron D, Smith R, et al. Associations of plasma phospho-tau217 levels with tau positron emission tomography in early Alzheimer disease. JAMA Neurol. 2021;78(2):149-156. doi:10.1001/jamaneurol.2020.4201 5. Blennow K, Galasko D, Perneczky R, et al. The potential clinical value of plasma biomarkers in Alzheimer's disease. Alzheimers Dement. 2023;19(12):5805-5816. doi:10.1002/alz.13455 6. Ashton NJ, Puig-Pijoan A, Mila-Aloma M, et al. Plasma and CSF biomarkers in a memory clinic: Head-to-head comparison of phosphorylated tau immunoassays. Alzheimers Dement. 2023;19(5):1913-1924. doi:10.1002/alz.12841 7. Mielke MM, Dage JL, Frank RD, et al. Performance of plasma phosphorylated tau 181 and 217 in the community. Nat Med. 2022;28(7):1398-1405. doi:10.1038/s41591-022-01822-2 8. Palmqvist S, Janelidze S, Quiroz YT, et al. Discriminative Accuracy of Plasma Phospho-tau217 for Alzheimer Disease vs Other Neurodegenerative Disorders. JAMA. 2020;324(8):772-781. doi:10.1001/jama.2020.12134 9. Gonzalez-Ortiz F, Kac PR, Brum WS, Zetterberg H, Blennow K, Karikari TK. Plasma phospho-tau in Alzheimer's disease: towards diagnostic and therapeutic trial applications. Mol Neurodegener. 2023;18(1):18. doi:10.1186/s13024-023-00605-8 10. Barthelemy NR, Horie K, Sato C, Bateman RJ. Blood plasma phosphorylated-tau isoforms track CNS change in Alzheimer's disease. J Exp Med. 2020;217(11):e20200861. doi:10.1084/jem.20200861 11. Jack CR, Wiste HJ, Algeciras-Schimnich A, et al. Predicting amyloid PET and tau PET stages with plasma biomarkers. Brain. 2023;146(5):2029-2044. doi:10.1093/brain/awad042 12. Karikari TK, Ashton NJ, Brinkmalm G, et al. Blood phospho-tau in Alzheimer disease: analysis, interpretation, and clinical utility. Nat Rev Neurol. 2022;18(7):400-418. doi:10.1038/s41582-022-00665-2 | Plasma calibrator or specimen are added to particle solution. Phosphorylated Tau217 (p-Tau217) in specimens or calibrators specifically binds to anti-p-Tau217 monoclonal antibody (mouse) on the particles and antigen-antibody immunocomplexes are formed. The particles are washed and rinsed to remove unbound materials. Alkaline phosphatase (ALP)-labeled anti-Tau monoclonal antibodies (mouse) are added and specifically bind to the prior formed immunocomplexes on the particles, and additional immunocomplexes are formed. The particles are washed and rinsed to remove unbound materials. Substrate solution is added and mixed with the particles and 3-(2'-spiroadamantane)-4-methoxy-4-(3"-phosphoryloxy) phenyl-1,2-dioxetane disodium salt (AMPPD) contained in the substrate solution is dephosphorylated by the catalysis of ALP indirectly conjugated to particles. Luminescence (at a maximum wavelength of 477 nm) is generated by the cleavage reaction of dephosphorylated AMPPD. The luminescent signal reflects the amount of p-Tau217 in the sample.(Unpublished Mayo method) | 1 to 3 days | 3 months | This test was developed and its performance characteristics determined by Mayo Clinic in a manner consistent with CLIA requirements. It has not been cleared or approved by the US Food and Drug Administration. | 83520 | Phospho-Tau(217), P | 104663-0 | PTINT | pTau217 Interpretation | 69048-7
PDETS | Phosphodiesterase 10A (PDE10A) IgG, Tissue Immunofluorescence Titer, Serum | Reporting an end titer result from phosphodiesterase 10A (PDE10A)in serum specimens Evaluation of autoimmune/paraneoplastic neurological syndromes among patients presenting with movement disorders and encephalopathy | Only orderable as a reflex. For more information see: ENS2 / Encephalopathy, Autoimmune/Paraneoplastic Evaluation, Serum DMS2 / Dementia, Autoimmune/Paraneoplastic Evaluation, Serum EPS2 / Epilepsy, Autoimmune/Paraneoplastic Evaluation, Serum MDS2 / Movement Disorder, Autoimmune/Paraneoplastic Evaluation, Serum Indirect Immunofluorescence Assay (IFA) | Yes | PDE10A Ab IFA Titer, S | If the indirect immunofluorescence (IFA) pattern suggestsphosphodiesterase 10A (PDE10A) IgG, then the PDE10A antibody IFA titer will be performed at an additional charge. | Only orderable as a reflex. For more information see: ENS2 / Encephalopathy, Autoimmune/Paraneoplastic Evaluation, Serum DMS2 / Dementia, Autoimmune/Paraneoplastic Evaluation, Serum EPS2 / Epilepsy, Autoimmune/Paraneoplastic Evaluation, Serum MDS2 / Movement Disorder, Autoimmune/Paraneoplastic Evaluation, Serum |  | Phosphodiesterase 10A (PDE10A) is a marker of paraneoplastic neurological autoimmunity in patients presenting with movement disorders, encephalopathy and often cancer. | Only orderable as a reflex. For more information see: ENS2 / Encephalopathy, Autoimmune/Paraneoplastic Evaluation, Serum DMS2 / Dementia, Autoimmune/Paraneoplastic Evaluation, Serum EPS2 / Epilepsy, Autoimmune/Paraneoplastic Evaluation, Serum MDS2 / Movement Disorder, Autoimmune/Paraneoplastic Evaluation, Serum <1:240 | A positive result is consistent with phosphodiesterase 10A (PDE10A) autoimmunity that manifests with autoimmune movement disorders or encephalitis. A paraneoplastic cause should be considered. | A negative result does not exclude the presence of neurological autoimmunity or cancer. The use of immunosuppressive therapy prior to sample collection may negatively impact the sensitivity of this assay. | Zekeridou A, Kryzer T, Guo Y, et al. Phosphodiesterase 10A IgG: a novel biomarker of paraneoplastic neurologic autoimmunity. Neurology. 2019;93(8):e815-e822. doi:10.1212/WNL.0000000000007971 | The patient's sample is tested by a standardized immunofluorescence assay that uses a composite frozen section of mouse cerebellum, kidney, and gut tissues. After incubation with sample and washing, fluorescein-conjugated goat-antihuman IgG is applied. Neuron-specific autoantibodies are identified by their characteristic fluorescence staining patterns. Samples that are scored positive for any neuronal nuclear or cytoplasmic autoantibody are titrated to an endpoint. Interference by coexisting non-neuron-specific autoantibodies can usually be eliminated by serologic absorption.(Honorat JA, Komorowski L, Josephs KA, et al. IgLON5 antibody: Neurological accompaniments and outcomes in 20 patients. Neurol Neuroimmunol Neuroinflamm. 2017;4(5):e385. doi:10.1212/NXI.0000000000000385) | 5 to 10 days | 28 days | This test was developed and its performance characteristics determined by Mayo Clinic in a manner consistent with CLIA requirements. It has not been cleared or approved by the US Food and Drug Administration. | 86256 | PDE10A Ab IFA Titer, S | 105523-5 | 620070 | PDE10A Ab IFA Titer, S | 105523-5
PDETC | Phosphodiesterase 10A (PDE10A) IgG, Tissue Immunofluorescence Titer, Spinal Fluid | Reporting an end titer result from phosphodiesterase 10A (PDE10A) in spinal fluid specimens Evaluation of autoimmune/paraneoplastic neurological syndromes among patients presenting with movement disorders and encephalopathy | Only orderable as a reflex. For more information see: DMC2 / Dementia, Autoimmune/Paraneoplastic Evaluation, Spinal Fluid ENC2 / Encephalopathy, Autoimmune/Paraneoplastic Evaluation, Spinal Fluid EPC2 / Epilepsy, Autoimmune/Paraneoplastic Evaluation, Spinal Fluid MDC2 / Movement Disorder, Autoimmune/Paraneoplastic Evaluation, Spinal Fluid Indirect Immunofluorescence Assay (IFA) | Yes | PDE10A Ab IFA Titer, CSF | If the indirect immunofluorescence (IFA) pattern suggestsphosphodiesterase 10A (PDE10A) IgG, then the PDE10A antibody IFA titer will be performed at an additional charge. | Only orderable as a reflex. For more information see: DMC2 / Dementia, Autoimmune/Paraneoplastic Evaluation, Spinal Fluid ENC2 / Encephalopathy, Autoimmune/Paraneoplastic Evaluation, Spinal Fluid EPC2 / Epilepsy, Autoimmune/Paraneoplastic Evaluation, Spinal Fluid MDC2 / Movement Disorder, Autoimmune/Paraneoplastic Evaluation, Spinal Fluid |  | Phosphodiesterase 10A (PDE10A) is a marker of paraneoplastic neurological autoimmunity in patients presenting with movement disorders, encephalopathy and often cancer. | Only orderable as a reflex. For more information see: DMC2 / Dementia, Autoimmune/Paraneoplastic Evaluation, Spinal Fluid ENC2 / Encephalopathy, Autoimmune/Paraneoplastic Evaluation, Spinal Fluid EPC2 / Epilepsy, Autoimmune/Paraneoplastic Evaluation, Spinal Fluid MDC2 / Movement Disorder, Autoimmune/Paraneoplastic Evaluation, Spinal Fluid <1:2 | A positive result is consistent withphosphodiesterase 10A (PDE10A) autoimmunity that manifests with autoimmune movement disorders or encephalitis. A paraneoplastic cause should be considered. | A negative result does not exclude the presence of neurological autoimmunity or cancer. The use of immunosuppressive therapy prior to sample collection may negatively impact the sensitivity of this assay. | Zekeridou A, Kryzer T, Guo Y, et al. Phosphodiesterase 10A IgG: a novel biomarker of paraneoplastic neurologic autoimmunity. Neurology. 2019;93(8):e815-e822. doi:10.1212/WNL.0000000000007971 | The patient's sample is tested by a standardized immunofluorescence assay that uses a composite frozen section of mouse cerebellum, kidney, and gut tissues. After incubation with sample and washing, fluorescein-conjugated goat-antihuman IgG is applied. Neuron-specific autoantibodies are identified by their characteristic fluorescence staining patterns. Samples that are scored positive for any neuronal nuclear or cytoplasmic autoantibody are titrated to an endpoint. Interference by coexisting non-neuron-specific autoantibodies can usually be eliminated by serologic absorption.(Honorat JA, Komorowski L, Josephs KA, et al. IgLON5 antibody: Neurological accompaniments and outcomes in 20 patients. Neurol Neuroimmunol Neuroinflamm. 2017;4(5):e385. doi:10.1212/NXI.0000000000000385) | 5 to 10 days | 28 days | This test was developed and its performance characteristics determined by Mayo Clinic in a manner consistent with CLIA requirements. It has not been cleared or approved by the US Food and Drug Administration. | 86256 | PDE10A Ab IFA Titer, CSF | 105522-7 | 620069 | PDE10A Ab IFA Titer, CSF | 105522-7
PDEIS | Phosphodiesterase 10A (PDE10A) IgG, Tissue Immunofluorescence, Serum | Detecting phosphodiesterase 10A (PDE10A)-IgG in serum specimens Evaluation of autoimmune/paraneoplastic neurological syndromes among patients presenting with movement disorders and encephalopathy | Only orderable as part of a profile. For more information see: ENS2 / Encephalopathy, Autoimmune/Paraneoplastic Evaluation, Serum DMS2 / Dementia, Autoimmune/Paraneoplastic Evaluation, Serum EPS2 / Epilepsy, Autoimmune/Paraneoplastic Evaluation, Serum MDS2 / Movement Disorder, Autoimmune/Paraneoplastic Evaluation, Serum Indirect Immunofluorescence Assay (IFA) | Yes | PDE10A Ab IFA, S | If the indirect immunofluorescence (IFA) pattern suggests phosphodiesterase 10A (PDE10A) IgG, then the PDE10A antibody IFA titer will be performed at an additional charge. | Only orderable as part of a profile. For more information see: ENS2 / Encephalopathy, Autoimmune/Paraneoplastic Evaluation, Serum DMS2 / Dementia, Autoimmune/Paraneoplastic Evaluation, Serum EPS2 / Epilepsy, Autoimmune/Paraneoplastic Evaluation, Serum MDS2 / Movement Disorder, Autoimmune/Paraneoplastic Evaluation, Serum | 1 mL | Phosphodiesterase 10A (PDE10A) is a marker of paraneoplastic neurological autoimmunity in patients presenting with movement disorders, encephalopathy, and often, cancer. | Only orderable as part of a profile. For more information see: ENS2 / Encephalopathy, Autoimmune/Paraneoplastic Evaluation, Serum DMS2 / Dementia, Autoimmune/Paraneoplastic Evaluation, Serum EPS2 / Epilepsy, Autoimmune/Paraneoplastic Evaluation, Serum MDS2 / Movement Disorder, Autoimmune/Paraneoplastic Evaluation, Serum Negative | A positive result is consistent with phosphodiesterase 10A (PDE10A) autoimmunity that manifests with autoimmune movement disorders or encephalitis. A paraneoplastic cause should be considered. | A negative result does not exclude the presence of neurological autoimmunity or cancer. The use of immunosuppressive therapy prior to sample collection may negatively impact the sensitivity of this assay. | Zekeridou A, Kryzer T, Guo Y, et al. Phosphodiesterase 10A IgG: A novel biomarker of paraneoplastic neurologic autoimmunity. Neurology. 2019;93(8):e815-e822. doi:10.1212/WNL.0000000000007971 | The patient's sample is tested by a standardized immunofluorescence assay that uses a composite frozen section of mouse cerebellum, kidney, and gut tissues. After incubation with sample and washing, fluorescein-conjugated goat-antihuman IgG is applied. Neuron-specific autoantibodies are identified by their characteristic fluorescence staining patterns. Samples that are scored positive for any neuronal nuclear or cytoplasmic autoantibody are titrated to an endpoint. Interference by coexisting non-neuron-specific autoantibodies can usually be eliminated by serologic absorption.(Honorat JA, Komorowski L, Josephs KA, et al. IgLON5 antibody: neurological accompaniments and outcomes in 20 patients. Neurol Neuroimmunol Neuroinflamm. 2017;4[5]:e385. doi:10.1212/NXI.0000000000000385) | 5 to 10 days | 28 days | This test was developed and its performance characteristics determined by Mayo Clinic in a manner consistent with CLIA requirements. It has not been cleared or approved by the US Food and Drug Administration. | 86255 | PDE10A Ab IFA, S | 103842-1 | 620068 | PDE10A Ab IFA, S | 103842-1
PDEIC | Phosphodiesterase 10A (PDE10A) IgG, Tissue Immunofluorescence, Spinal Fluid | Detecting phosphodiesterase 10A (PDE10A)-IgG in cerebrospinal fluid specimens Evaluation of autoimmune/paraneoplastic neurological syndromes among patients presenting with movement disorders and encephalopathy | Only orderable as part of a profile. For more information see: DMC2 / Dementia, Autoimmune/Paraneoplastic Evaluation, Spinal Fluid ENC2 / Encephalopathy, Autoimmune/Paraneoplastic Evaluation, Spinal Fluid EPC2 / Epilepsy, Autoimmune/Paraneoplastic Evaluation, Spinal Fluid MDC2 / Movement Disorder, Autoimmune/Paraneoplastic Evaluation, Spinal Fluid Indirect Immunofluorescence Assay (IFA) | Yes | PDE10A Ab IFA, CSF | If the indirect immunofluorescence (IFA) pattern suggests phosphodiesterase 10A (PDE10A) IgG, then the PDE10A antibody IFA titer will be performed at an additional charge. | Only orderable as part of a profile. For more information see: DMC2 / Dementia, Autoimmune/Paraneoplastic Evaluation, Spinal Fluid ENC2 / Encephalopathy, Autoimmune/Paraneoplastic Evaluation, Spinal Fluid EPC2 / Epilepsy, Autoimmune/Paraneoplastic Evaluation, Spinal Fluid MDC2 / Movement Disorder, Autoimmune/Paraneoplastic Evaluation, Spinal Fluid |  | Phosphodiesterase 10A (PDE10A) is a marker of paraneoplastic neurological autoimmunity in patients presenting with movement disorders, encephalopathy, and often, cancer. | Only orderable as part of a profile. For more information see: DMC2 / Dementia, Autoimmune/Paraneoplastic Evaluation, Spinal Fluid ENC2 / Encephalopathy, Autoimmune/Paraneoplastic Evaluation, Spinal Fluid EPC2 / Epilepsy, Autoimmune/Paraneoplastic Evaluation, Spinal Fluid MDC2 / Movement Disorder, Autoimmune/Paraneoplastic Evaluation, Spinal Fluid Negative | A positive result is consistent with phosphodiesterase 10A (PDE10A) autoimmunity that manifests with autoimmune movement disorders or encephalitis. A paraneoplastic cause should be considered. | A negative result does not exclude the presence of neurological autoimmunity or cancer. The use of immunosuppressive therapy prior to sample collection may negatively impact the sensitivity of this assay. | Zekeridou A, Kryzer T, Guo Y, et al. Phosphodiesterase 10A IgG: a novel biomarker of paraneoplastic neurologic autoimmunity. Neurology. 2019;93(8):e815-e822. doi:10.1212/WNL.0000000000007971 | The patient's sample is tested by a standardized immunofluorescence assay that uses a composite frozen section of mouse cerebellum, kidney, and gut tissues. After incubation with sample and washing, fluorescein-conjugated goat-antihuman IgG is applied. Neuron-specific autoantibodies are identified by their characteristic fluorescence staining patterns. Samples that are scored positive for any neuronal nuclear or cytoplasmic autoantibody are titrated to an endpoint. Interference by coexisting non-neuron-specific autoantibodies can usually be eliminated by serologic absorption.(Honorat JA, Komorowski L, Josephs KA, et al. IgLON5 antibody: Neurological accompaniments and outcomes in 20 patients. Neurol Neuroimmunol Neuroinflamm. 2017;4(5):e385. doi:10.1212/NXI.0000000000000385) | 5 to 10 days | 28 days | This test was developed and its performance characteristics determined by Mayo Clinic in a manner consistent with CLIA requirements. It has not been cleared or approved by the US Food and Drug Administration. | 86255 | PDE10A Ab IFA, CSF | 103842-1 | 620067 | PDE10A Ab IFA, CSF | 103842-1
PFK1 | Phosphofructokinase Enzyme Activity, Blood | Evaluation of individuals with Coombs-negative nonspherocytic hemolytic anemia Evaluation of individuals with exercise intolerance or myopathy Genetic studies in families with phosphofructokinase deficiency | Kinetic Spectrophotometry | Yes | Phosphofructokinase, B | Whole Blood ACD-B | Collection Container/Tube: Preferred:Yellow top (ACD solution B) Acceptable:Lavender top (EDTA) Specimen Volume:6 mL Collection Instructions:Send specimen in original tube.Do nottransfer blood to other containers. | 1 mL | Phosphofructokinase (PFK) is the third enzyme in glycolysis. It converts fructose-6-phosphate to fructose 1,6-diphosphate. PFK deficiency, also called glycogen storage disease, type VII or Tarui disease (OMIM 232800), is a rare hereditary autosomal recessive disorder that is typically noticed in childhood. Different clinical subtypes (classical, late-onset, infantile and hemolytic) have been described. Manifestations can vary, including exercise intolerance, exertional myopathy, nausea, stiffness, and myoglobinuria. Although not classically described, a second-wind effect is noticed by some patients.(1) A subset of individuals have compensated (high normal hemoglobin values) or mild hemolytic anemia, episodic jaundice, hyperuricemia, or gout-like symptoms. No distinctive morphologic abnormalities are seen on the peripheral blood smear. Red blood cell PFK activity is typically partially decreased (30-50% mean normal) and muscle biopsy PFK activity is markedly decreased. | > or =12 months of age: 5.8-10.9 U/g Hb Reference values have not been established for patients who are <12 months of age. | Clinically significant disorders due to phosphofructokinase deficiency are associated with red blood cell activity levels less than 50% of mean normal. Unaffected heterozygotes have been reported with levels of 63% of normal. Therefore, genetic correlation will often be important in ambiguous cases. | Recent transfusion may mask the patient's intrinsic erythrocyte (RBC) enzyme activity and cause unreliable results. Some enzyme deficiency disorders can be masked by reticulocytosis and comparison of activities of other RBC enzyme activities in this panel can be useful. Some enzyme deficiency disorders can be slightly decreased in normal neonates or conversely masked in the neonatal period. Repeat testing after 1 year of age can be useful if features of myopathy are present. | 1. Sherman JB, Raben N, Nicastri C, et al: Common mutations in the phosphofructokinase-M gene in Ashkenazi Jewish patients with glycogenesis VII--and their population frequency. Am J Hum Genet. 1994 Aug;55(2):305-313 2. Tarui S, Okuno G, Ikura Y, Tanaka T, Suda M, Nishikawa M: Phosphofructokinase deficiency in a skeletal muscle. A new type of glycogenosis. Biochem Biophys Res Commun. 1965 May 3;19:517-23. doi: 10.1016/0006-291x(65)90156-7 3. Musumeci O, Bruno C, Mongini T, et al: Clinical features and new molecular findings in muscle phosphofructokinase deficiency (GSD type VII). Neuromuscul Disord. 2012 Apr;22(4):325-330 4. Nakajima H, Raben N, Hamaguchi T, Yamasaki T: Phosphofructokinase deficiency; past, present and future. Curr Mol Med. 2002 Mar;2(2):197-212. doi: 10.2174/1566524024605734 5. Auranen M, Palmio J, Ylikallio E, et al: PFKM gene defect and glycogen storage disease GSDVII with misleading enzyme histochemistry. Neurol Genet. 2015 Jun 4;1(1). doi: 10.1212/NXG.0000000000000007 6. Raben N, Sherman JB: Mutations in muscle phosphofructokinase gene. Hum Mutat. 1995;6(1):1-6. doi: 10.1002/humu.1380060102 7. Koralkova P, van Solinge WW, van Wijk R: Rare hereditary red blood cell enzymopathies associated with hemolytic anemia-pathophysiology, clinical aspects and laboratory diagnosis. Int J Lab Hematol. 2014 Jun;36:388-397. doi: 10.1111/ijlh.12223 | Phosphofructokinase (PFK) catalyzes the phosphorylation of fructose-6-phosphate (F6P) by adenosine triphosphate (ATP) to fructose-1,6-diphosphate (F1,6-diP). F1,6-diP is then converted to dihydroxyacetone phosphate (DHAP) through subsequent aldolase and triosephosphate isomerase (TPI) catalyzed reactions. The rate of formation of DHAP is measured by linking its reduction to alpha-glycerophosphate by alpha-glycerophosphate dehydrogenase which results in the oxidation ofreduced nicotinamide adenine dinucleotide (NADH) to NAD(+). The decrease in absorbance at 340 nm is measured spectrophotometrically as the NADH is oxidized on an automated chemistry analyzer.(Beutler E: Red cell metabolism. A Manual of Biochemical Methods. 3rd ed. Grune and Stratton; 1984: 68-71;van Solinge WW, van Wijk: Enzymes of the red blood cell.In: Rifai N, Horvath AR, Wittwer CT, eds. Tietz Textbook of Clinical Chemistry and Molecular Diagnostics. 6th ed. Elsevier; 2018:chap 30) | 1 to 6 days | 7 days | This test was developed and its performance characteristics determined by Mayo Clinic in a manner consistent with CLIA requirements. It has not been cleared or approved by the US Food and Drug Administration. | 82657 | Phosphofructokinase, B | 72664-6 | PFKCL | Phosphofructokinase, B | 72664-6
PFKC | Phosphofructokinase Enzyme Activity, Blood | Evaluation of individuals with Coombs-negative nonspherocytic hemolytic anemia Evaluation of individuals with exercise intolerance or myopathy Genetic studies in families with phosphofructokinase deficiency | Only available as part of a profile. For more information see: -HAEV1 / Hemolytic Anemia Evaluation, Blood -EEEV1 / Red Blood Cell (RBC) Enzyme Evaluation, Blood Kinetic Spectrophotometry (KS) | Yes | Phosphofructokinase, B | Whole Blood ACD-B | Only available as part of a profile. For more information see: -HAEV1 / Hemolytic Anemia Evaluation, Blood -EEEV1 / Red Blood Cell (RBC) Enzyme Evaluation, Blood |  | Phosphofructokinase (PFK) is the third enzyme in glycolysis. It converts fructose 6-phosphate to fructose 1,6-diphosphate. PFK deficiency, also called glycogen storage disease, type VII or Tarui disease (OMIM 232800), is a rare hereditary autosomal recessive disorder that is typically noticed in childhood. Different clinical subtypes, classical, late-onset, infantile, and hemolytic, have been described. Manifestations can vary and include exercise intolerance, exertional myopathy, nausea, stiffness, and myoglobinuria. Although not classically described, a second-wind effect is noticed by some patients.(1) A subset of individuals has compensated (high normal hemoglobin values) or mild hemolytic anemia, episodic jaundice, hyperuricemia, or gout-like symptoms. No distinctive morphologic abnormalities are seen on the peripheral blood smear. Red blood cell PFK activity is typically partially decreased (30%-50% mean normal) and muscle biopsy PFK activity is markedly decreased. | Only available as part of a profile. For more information see: -HAEV1 / Hemolytic Anemia Evaluation, Blood -EEEV1 / Red Blood Cell (RBC) Enzyme Evaluation, Blood > or =12 months of age: 5.8-10.9 U/g Hb Reference values have not been established for patients who are younger than 12 months. | Clinically significant disorders due to phosphofructokinase (PFK) deficiency are associated with red blood cell activity levels less than 50% of mean normal. Unaffected heterozygous individuals have been reported with levels of 63% of normal. Therefore, genetic correlation will often be important in ambiguous cases. | Recent transfusion may mask the patient's intrinsic erythrocyte (RBC) enzyme activity and cause unreliable results. Some enzyme deficiency disorders can be masked by reticulocytosis and comparison of activities of other RBC enzyme activities in this panel can be useful. Some enzyme deficiency disorders can be slightly decreased in normal neonates or conversely masked in the neonatal period. Repeat testing after 1 year of age can be useful if features of myopathy are present. | 1. Sherman JB, Raben N, Nicastri C, et al. Common mutations in the phosphofructokinase-M gene in Ashkenazi Jewish patients with glycogenesis VII--and their population frequency. Am J Hum Genet. 1994;55(2):305-313 2. Tarui S, Okuno G, Ikura Y, Tanaka T, Suda M, Nishikawa M. Phosphofructokinase deficiency in a skeletal muscle. A new type of glycogenosis. Biochem Biophys Res Commun. 1965;19:517-523 3. Musumeci O, Bruno C, Mongini T, et al. Clinical features and new molecular findings in muscle phosphofructokinase deficiency (GSD type VII). Neuromuscul Disord. 2012;22(4):325-330 4. Nakajima H, Raben N, Hamaguchi T, Yamasaki T. Phosphofructokinase deficiency; past, present and future. Curr Mol Med. 2002;2(2):197-212 5. Auranen M, Palmio J, Ylikallio E, et al. PFKM gene defect and glycogen storage disease GSDVII with misleading enzyme histochemistry. Neurol Genet. 2015;1(1) 6. Raben N, Sherman JB. Mutations in muscle phosphofructokinase gene. Hum Mutat. 1995;6(1):1-6 7. Koralkova P, van Solinge WW, van Wijk R. Rare hereditary red blood cell enzymopathies associated with hemolytic anemia-pathophysiology, clinical aspects and laboratory diagnosis. Int J Lab Hematol. 2014;36(3):388-397 | Phosphofructokinase (PFK) catalyzes the phosphorylation of fructose 6-phosphate by adenosine triphosphate (ATP) to fructose 1,6-diphosphate (FDP). FDP is then converted to dihydroxyacetone phosphate (DHAP) through subsequent aldolase and triosephosphate isomerase (TPI) catalyzed reactions. The rate of formation of DHAP is measured by linking its reduction to alpha-glycerophosphate by alpha-glycerophosphate dehydrogenase which results in the oxidation of1,4-dihydronicotinamide adenine dinucleotide (NADH) to NAD(+). The decrease in absorbance at 340 nm is measured spectrophotometrically as the NADH is oxidized on an automated chemistry analyzer.(Beutler E: Red cell metabolism. A Manual of Biochemical Methods. 3rd ed. Grune and Stratton; 1984:68-71;van Solinge WW, van Wijk: Enzymes of the red blood cell.In: Rifai N, Horvath AR, Wittwer CT: eds. Tietz Textbook of Clinical Chemistry and Molecular Diagnostics. 6th ed. Elsevier; 2018:chap 30) | 5 days | 7 days | This test was developed and its performance characteristics determined by Mayo Clinic in a manner consistent with CLIA requirements. It has not been cleared or approved by the US Food and Drug Administration. | 82657 | Phosphofructokinase, B | 72664-6 | PFKCL | Phosphofructokinase, B | 72664-6
PGK1 | Phosphoglycerate Kinase Enzyme Activity, Blood | Evaluation of individuals with Coombs-negative nonspherocytic hemolytic anemia, especially if X-linked inheritance pattern Evaluation of individuals with myopathic or neurologic symptoms | Kinetic Spectrophotometry | Yes | Phosphoglycerate Kinase, B | Whole Blood ACD-B | Container/Tube: Preferred:Yellow top (ACD solution B) Acceptable:Lavender top (EDTA) Specimen Volume:6 mL Collection Instructions:Send specimen in original tube.Do nottransfer blood to other containers. | 1 mL | Phosphoglycerate kinase (PGK) is an enzyme that converts 1,3-diphosphoglycerate (1,3-DPG) to 3-phosphoglyceric acid (3-PGA) in one of theadenosine triphosphate (ATP) generating steps in glycolysis. PGK deficiency (OMIM # 300653) is an X-linked disorder with a variable clinical phenotype. Manifestations include hemolytic anemia, myopathy/rhabdomyolysis, or neurologic impairment. Patients can have 1 or 2 systems affected, but rarely have all 3. Clinical severity may not correlate with enzyme activity, and female heterozygotes may be mildly affected. | > or =12 months: 142-232 U/g Hb Reference values have not been established for patients who are less than12 months of age. | In phosphoglycerate kinase (PGK) deficiency, RBC activity levels have been reported ranging from 1% to 49% of mean normal; however, affected patients more typically have values below 20% of normal mean. (1) | Recent transfusion may mask the patient’s intrinsic enzyme activity and cause unreliable results. Some enzyme deficiency disorders can be masked by reticulocytosis and comparison of activities of other RBC enzyme activities in this panel can be useful. | 1. Chiarelli LR, Morera SM, Bianchi P, et al: Molecular insights on pathogenic effects of mutations causing phosphoglycerate kinase deficiency. PLoS One. 2012;7(2): e32065 2. Valentine WN, Hsieh HS, Paglia DE, et al: Hereditary hemolytic anemia associated with phosphoglycerate kinase deficiency in erythrocytes and leukocytes: a probable X-chromosome-linked syndrome. N Engl J Med. 1969;280(10):528-534 3. Beutler E: PGK deficiency. Br J Haematol. 2007;136(1):3-11 4. Koralkova P, van Solinge WW, van Wijk R: Rare hereditary red blood cell enzymopathies associated with hemolytic anemia-pathophysiology, clinical aspects and laboratory diagnosis. Int J Lab Hematol. 2014;36(3):388-397 | Phosphoglycerate kinase (PGK) catalyzes the phosphorylation of adenosine diphosphate (ADP) to adenosine triphosphate (ATP) by conversion of 1,3-diphosphoglycerate (1,3-DPG) to 3-phosphoglyceric acid (3-PGA). In this assay, the reaction is driven in the reverse direction. The formation of 1,3-DPG is then measured through the glyceraldehyde phosphate dehydrogenase (GAPD) reactionas 1,3-DPG is converted to glyceraldehyde-3-phosphate (GAP) resulting in the oxidation ofreduced nicotinamide adenine dinucleotide(NADH) to NAD(+). The decrease in absorbance which occurs as NADH is oxidized is measured spectrophotometrically at 340 nm on an automated chemistry analyzer.(Beutler E: Red Cell Metabolism: A Manual of Biochemical Methods. 3rd ed. Grune and Stratton; 1984:40-42;van Solinge WW, van Wijk: Enzymes of the red blood cell.In: Rifai N, Horvath AR, Wittwer CT: eds. Tietz Textbook of Clinical Chemistry and Molecular Diagnostics. 6th ed. Elsevier; 2018:chap 30) | 1 to 6 days | 7 days | This test was developed and its performance characteristics determined by Mayo Clinic in a manner consistent with CLIA requirements. It has not been cleared or approved by the US Food and Drug Administration. | 82657 | Phosphoglycerate Kinase, B | 44053-7 | PGKCL | Phosphoglycerate Kinase, B | 44053-7
PGKC | Phosphoglycerate Kinase Enzyme Activity, Blood | Evaluation of individuals with Coombs-negative nonspherocytic hemolytic anemia, especially if X-linked inheritance pattern. Evaluation of individuals with myopathic or neurologic symptoms | Only available as part of a profile. For more information see: -HAEV1 / Hemolytic Anemia Evaluation, Blood -EEEV1 / Red Blood Cell (RBC) Enzyme Evaluation, Blood Kinetic Spectrophotometry (KS) | Yes | Phosphoglycerate Kinase, B | Whole Blood ACD-B | Only available as part of a profile. For more information see: -HAEV1 / Hemolytic Anemia Evaluation, Blood -EEEV1 / Red Blood Cell (RBC) Enzyme Evaluation, Blood |  | Phosphoglycerate kinase (PGK) is an enzyme that converts 1,3-diphosphoglycerate to 3-phosphoglyceric acid) in one of the adenosine triphosphate (ATP) generating steps in glycolysis. PGK deficiency (OMIM 300653) is an X-linked disorder with a variable clinical phenotype. Manifestations include hemolytic anemia, myopathy/rhabdomyolysis, or neurologic impairment. Patients can have 1 or 2 systems affected but rarely have all 3. Clinical severity may not correlate with enzyme activity and female heterozygotes may possibly be mildly affected. | Only available as part of a profile. For more information see: -HAEV1 / Hemolytic Anemia Evaluation -EEEV1 / Red Blood Cell (RBC) Enzyme Evaluation > or =12 months: 142-232 U/g Hb Reference values have not been established for patients who are younger than 12 months. | In phosphoglycerate kinase deficiency, red blood cell activity levels have been reported ranging from 1% to 49% of mean normal; however, affected patients more typically have values less than 20% of normal mean.(1) | Recent transfusion may mask the patient’s intrinsic enzyme activity and cause unreliable results. | 1. Chiarelli LR, Morera SM, Bianchi P, et al. Molecular insights on pathogenic effects of mutations causing phosphoglycerate kinase deficiency. PLoS One. 2012;7(2):e32065. doi:10.1371/journal.pone.0032065 2. Valentine WN, Hsieh HS, Paglia DE, et al: Hereditary hemolytic anemia associated with phosphoglycerate kinase deficiency in erythrocytes and leukocytes: a probable X-chromosome-linked syndrome. New Eng J Med. 1969;280(10):528-534 3. Beutler E: PGK deficiency. Br J Haematol. 2007;136(1):3-11 4. Koralkova P, van Solinge WW, van Wijk R. Rare hereditary red blood cell enzymopathies associated with hemolytic anemia-pathophysiology, clinical aspects and laboratory diagnosis. Int J Lab Hematol. 2014;36:388-397 | Phosphoglycerate kinase (PGK) catalyzes the phosphorylation of adenosine diphosphate (ADP) to adenosine triphosphate (ATP) by conversion of 1,3-diphosphoglycerate (1,3-DPG) to 3,phosphoglyceric acid. In this assay, the reaction is driven in the reverse direction. The formation of 1,3-DPG is then measured through the glyceraldehyde phosphate dehydrogenase reactionas 1,3-DPG is converted to glyceraldehyde-3-phosphate resulting in the oxidation of1,4-dihydronicotinamide adenine dinucleotide(NADH) to NAD(+). The decrease in absorbance, which occurs as NADH is oxidized, is measured spectrophotometrically at 340 nm on an automated chemistry analyzer.(Beutler E: Red Cell Metabolism. A Manual of Biochemical Methods. 3rd ed. Grune and Stratton; 1984:53-55;van Solinge WW, van Wijk: Enzymes of the red blood cell.In: Rifai N, Horvath AR, Wittwer CT: eds. Tietz Textbook of Clinical Chemistry and Molecular Diagnostics. 6th ed. Elsevier; 2018:chap 30) | 5 days | 7 days | This test was developed and its performance characteristics determined by Mayo Clinic in a manner consistent with CLIA requirements. It has not been cleared or approved by the US Food and Drug Administration. | 82657 | Phosphoglycerate Kinase, B | 44053-7 | PGKCL | Phosphoglycerate Kinase, B | 44053-7
PLAIF | Phospholipase A2 Receptor (PLA2R), Renal Biopsy | Distinguishing primary membranous nephropathy from secondary membranous nephropathy | Immunofluorescence | Yes | PLA2R Immunofluorescence | Special | Specimen Type:Kidney tissue Preferred:Frozen unstained slides (unfixed) Slides:2 frozen tissue unstained positively charged glass slides (25- x 75- x 1-mm) per test ordered; sections 4-microns thick, centered on the slide, and submitted on dry ice. Acceptable:Frozen Unfixed Tissue Block (OCT) Container/Tube:Entire specimen Collection Instructions: Send tissue embedded in OCT on dry ice. Acceptable:Wet Tissue Supplies:Renal Biopsy Kit (T231) Container/Tube:Renal Biopsy Kit, Zeus/Michel's Specimen Volume:Entire specimen Collection Instructions:Collect specimens according to the instructions inRenal Biopsy Procedure for Handling Tissue for Light Microscopy, Immunofluorescent Histology, and Electron Microscopy. Additional Information:If standard immunoglobulin and complement immunofluorescence have already been performed, submit the residual frozen tissue (must contain glomeruli) on dry ice. |  | Membranous nephropathy is the most common cause of nephrotic syndrome in white adults. Eighty-five percent of membranous nephropathy cases are primary or idiopathic, and the other 15% are secondary. Phospholipase A2 receptor (PLA2R) is an antigen located on podocytes. The majority of cases of primary membranous nephropathy have circulating autoantibodies against PLA2R. |  | This test, when not accompanied by a pathology consultation request, will be reported as either positive or negative. | No significant cautionary statements. | 1. Larsen CP, Messias NC, Silva FG, Messias E, Walker PD: Determination of primary versus secondary membranous glomerulopathy utilizing phospholipase A2 receptor staining in renal biopsies. Mod Pathol. 2013 May;26(5):709-715 2. Svobodova B, Honsova E, Ronco P, Tesar V, Debiec H: Kidney biopsy is a sensitive tool for retrospective diagnosis of PLA2R-related membranous nephropathy. Nephrol Dial Transplant. 2013 Jul;28(7):1839-1844 3. Cossey LN, Walker PD, Larsen CP: Phospholipase A2 receptor staining in pediatric idiopathic membranous glomerulopathy. Pediatr Nephrol. 2013 Dec;28(12):2307-2311 4. Larsen CP, Walker PD: Phospholipase A2 receptor (PLA2R) staining is useful in the determination of de novo versus recurrent membranous glomerulopathy. Transplantation. 2013 May;95(10):1259-1262 5. Tomas NM, Beck LH Jr, Meyer-Schwesinger C, et al: Thrombospondin type-1 domain-containing 7A in idiopathic membranous nephropathy. N Engl J Med. 2014 Dec 11;371(24):2277-2287 | Indirect immunofluorescence staining on sections of frozen tissue.(Unpublished Mayo method) | 1 to 2 days |  | This test was developed and its performance characteristics determined by Mayo Clinic in a manner consistent with CLIA requirements. It has not been cleared or approved by the US Food and Drug Administration. | 88346-primary IF | PLA2R Immunofluorescence | In Process | 71847 | Case Number | 80398-1
EURO | Phospholipase A2 Receptor, Enzyme Linked Immunosorbent Assay, Serum | Distinguishing primary from secondary membranous nephropathy | Only orderable as part of a profile. For more information see PMND1 / Primary Membranous Nephropathy Diagnostic Cascade, Serum Enzyme-Linked Immunosorbent Assay (ELISA) | Yes | Phospholipase A2 Receptor, ELISA, S | Serum | Only orderable as part of a profile. For more information see PMND1 / Primary Membranous Nephropathy Diagnostic Cascade, Serum. Supplies:Sarstedt Aliquot Tube, 5 mL (T914) Collection Container/Tube: Preferred:Serum gel Acceptable:Red top Submission Container/Tube:Plastic vial Specimen Volume:1 mL Collection Instructions:Centrifuge and aliquot serum into plastic vial within 2 hours of collection | 0.5 mL | Membranous nephropathy (MN) is a rare disease in which immune complexes deposit at the glomerular basement membrane, causing damage to the filtration barrier, resulting in proteinuria. Recent studies have shown that in approximately 70% of patients with primary MN (pMN), the immune complexes consist of autoantibodies against the podocyte protein M-type phospholipase A2 receptor (PLA2R).(1) There is also evidence that levels of anti-PLA2R autoantibodies correlate well with disease activity and progression.(2) The presence of anti-PLA2R antibodies could also potentially be used to differentiate pMN from other causes of nephrotic syndrome if a biopsy is not possible. Among patients with chronic kidney disease awaiting kidney transplantation, higher levels of anti-PLA2R could predict those more likely to recur after transplantation.(2) | Only orderable as part of a profile. For more information see PMND1 / Primary Membranous Nephropathy Diagnostic Cascade, Serum. <14 RU/mL: Negative 14 to 19 RU/mL: Borderline > or =20 RU/mL: Positive | Therapy outcome can be monitored by measuring the anti-phospholipase A2 receptor antibody titer. A titer increase, decrease, or disappearance generally precedes a change in clinical status. Thus, the determination of the antibody titer has a high predictive value with respect to clinical remission, relapse, or risk assessment after kidney transplantation. | This test should not be used as a stand-alone test but an adjunct to other clinical information. A diagnosis of primary or secondary membranous nephropathy (MN) should not be made on a single test result. The clinical symptoms, results on physical examination, and laboratory tests (eg, serological tests), when appropriate, should always be taken into account when considering the diagnosis of primary versus secondary MN. Absence of circulating anti-phospholipase A2 receptor autoantibodies does not rule out a diagnosis of primary MN. | 1. Beck LH Jr, Bonegio RGB, Lambeau G, et al: M-type phospholipase A2 receptor as target antigen in idiopathic membranous nephropathy. N Engl J Med. 2009 Jul 2;361(1):11-21 2. Schlumberger W, Hornig N, Lange S, et al: Differential diagnosis of membranous nephropathy with autoantibodies to phospholipase A2 receptor 1. Autoimmun Rev. 2014 Feb;13(2)108-113 | The test kit provides microtiter strips, each with 8 break-off reagent wells. In the case of positive samples, specific IgG antibodies (also IgA and IgM) will bind to the antigens. To detect the bound antibodies, a second incubation is carried out using an enzyme-labelled antihuman IgG (enzyme conjugate) catalyzing a color reaction.(Package insert: Anti-PLA2R ELISA [IgG] Kit, EUROIMMUN US; V 07/08/2020) | 3 to 7 days | 7 days | This test has been cleared, approved, or is exempt by the US Food and Drug Administration and is used per manufacturer's instructions. Performance characteristics were verified by Mayo Clinic in a manner consistent with CLIA requirements. | 83520 | Phospholipase A2 Receptor, ELISA, S | 73737-9 | EURO | Phospholipase A2 Receptor, ELISA, S | 73737-9
PLA2I | Phospholipase A2 Receptor, Immunofluorescence, Serum | Distinguishing primary from secondary membranous nephropathy in patients with low levels ofanti-phospholipase A2 receptor(PLA2R) antibodies Screening for anti-PLA2R antibodies Monitoring patients with membranous nephropathy at very low antibody titers | Indirect Immunofluorescence Assay (IFA) | Yes | PLA2R, Immunofluorescence, S | Serum | Supplies:Sarstedt Aliquot Tube 5 mL (T914) Collection Container/Tube: Preferred: Serum gel Acceptable: Red top Submission Container/Tube:Plastic vial Specimen Volume: 1 mL Collection Instructions:Centrifuge and aliquot serum into a plastic vial within 2 hours of collection. | 0.5 mL | Membranous nephropathy (MN) is a rare disease in which immune complexes deposit at the glomerular basement membrane, causing damage to the filtration barrier, resulting in proteinuria. Recent studies have shown that in approximately 70% of patients with primary MN (pMN), the immune complexes consist of autoantibodies against the podocyte protein M-type phospholipase A2 receptor (PLA2R).(1) There is also evidence that levels of anti-PLA2R autoantibodies correlate well with disease activity and progression.(2) The presence of anti-PLA2R antibodies could also potentially be used to differentiate pMN from other causes of nephrotic syndrome if a biopsy is not possible. Among patients with chronic kidney disease (CKD) awaiting kidney transplantation, higher levels of anti-PLA2R could predict those more likely to recur after transplantation.(2)Mayo Clinic Laboratory data suggest that there is a high concordance between the enzyme-linked immunosorbent assay and indirect immunofluorescence assay (IFA) PLA2R results, although the IFA may be more sensitive in monitoring patients with membranous nephropathy with very low antibody titers. | Negative | According to the manufacturer's package insert, the EUROIMMUN Anti-PLA2Rindirect immunofluorescence assaywas positive in 77.1% of patients with biopsy proven primary membranous nephropathy (pMN). This corresponds well with published literature that approximately 70% of patients with pMN will have anti-phospholipase A2 receptor antibodies. | This test should not be used as a stand-alone test but an adjunct to other clinical information. A diagnosis of primary or secondary membranous nephropathy (MN) should not be made on a single test result. The clinical symptoms, results on physical examination, and laboratory tests (eg, serological tests), when appropriate, should always be taken into account when considering the diagnosis of primary versus secondary MN. Absence of circulating anti-phospholipase A2 receptor autoantibodies does not rule out a diagnosis of primary MN. | 1. Beck L, Bonegio R, Lambeau G, et al: M-type phospholipase A2 receptor as target antigen in idiopathic membranous nephropathy. N Engl J Med. 2009;361:11-21 2. Schlumberger W, Hornig N, Lange S, et al: Differential diagnosis of membranous nephropathy with autoantibodies to phospholipase A2 receptor 1. Autoimmun Rev. 2014 Feb;13(2):108-113 | Diluted patient samples are incubated with combinations of substrates. If the reaction is positive, specific antibodies of classes IgA, IgG, and IgM attach to the antigens. In a second step, the attached antibodies are stained with fluorescein-labelled antihuman antibodies and made visible with a fluorescence microscope.(Package insert: Anti-Phospholipase A2 Receptor (PLA2R) IFA EUROPattern Kit, EUROIMMUN US;V 11/23/2021) | 3 to 7 days | 7 days | This test was developed and its performance characteristics determined by Mayo Clinic in a manner consistent with CLIA requirements. It has not been cleared or approved by the US Food and Drug Administration. | 86255 | PLA2R, Immunofluorescence, S | 82991-1 | PLA2I | PLA2R, Immunofluorescence, S | 82991-1
PLA2M | Phospholipase A2 Receptor, Monitoring, Enzyme-Linked Immunosorbent Assay, Serum | Distinguishing primary from secondary membranous nephropathy Monitoring patients with membranous nephropathy, over time, for trends in anti-phospholipase A2 receptor antibody levels | Enzyme-Linked Immunosorbent Assay (ELISA) | Yes | PLA2R, Monitoring, ELISA, S | Serum | Supplies:Sarstedt Aliquot Tube, 5 mL (T914) Collection Container/Tube: Preferred:Serum gel Acceptable:Red top Submission Container/Tube:Plastic vial Specimen Volume:1 mL Collection Instructions:Centrifuge and aliquot serum into plastic vial | 0.5 mL | Membranous nephropathy (MN) is a rare disease in which immune complexes deposit at the glomerular basement membrane, causing damage to the filtration barrier, resulting in proteinuria. Recent studies have shown that in approximately 70% of patients with primary MN (pMN), the immune complexes consist of autoantibodies against the podocyte protein M-type phospholipase A2 receptor (PLA2R).(1) There is also evidence that levels of anti-PLA2R autoantibodies correlate well with disease activity and progression.(2) The presence of anti-PLA2R antibodies could also potentially be used to differentiate pMN from other causes of nephrotic syndrome if a biopsy is not possible. Among patients with chronic kidney disease awaiting kidney transplantation, higher levels of anti-PLA2R could predict those more likely to recur after transplantation.(2) Mayo Clinic Laboratories data suggests high concordance between the enzyme-linked immunosorbent assay (ELISA) and indirect immunofluorescence assay PLA2R results; however, the ELISA assay alone may be preferred for monitoring patients with membranous nephropathy over time for trends in anti-PLA2R antibody levels. | <14 RU/mL: Negative 14 to 19 RU/mL: Borderline > or =20 RU/mL: Positive | Therapy outcome can be monitored by measuring the anti-phospholipase A2 receptor antibody titer. A titer increase, decrease, or disappearance generally precedes a change in clinical status. Thus, the determination of the antibody titer has a high predictive value with respect to clinical remission, relapse, or risk assessment after kidney transplantation. | This test should not be used as a stand-alone test but an adjunct to other clinical information. A diagnosis of primary or secondary membranous nephropathy (MN) should not be made on a single test result. The clinical symptoms, results on physical examination, and laboratory tests (eg, serological tests), when appropriate, should always be taken into account when considering the diagnosis of primary versus secondary MN. Absence of circulating anti-phospholipase A2 receptor autoantibodies does not rule out a diagnosis of primary MN. | 1. Beck Lh Jr, Bonegio RGB, Lambeau G, et al: M-type phospholipase A2 receptor as target antigen in idiopathic membranous nephropathy. N Engl J Med. 2009 Jul 2;361(1):11-21 2. Schlumberger W, Hornig N, Lange S, et al: Differential diagnosis of membranous nephropathy with autoantibodies to phospholipase A2 receptor 1. Autoimmun Rev. 2014 Feb;13(2)108-113 | The test kit provides microtiter strips, each with 8 break-off reagent wells. In the case of positive samples, specific IgG antibodies (also IgA and IgM) will bind to the antigens. To detect the bound antibodies, a second incubation is carried out using an enzyme-labelled antihuman IgG (enzyme conjugate) catalyzing a color reaction.(Package insert: Anti-PLA2R ELISA [IgG] Kit. EUROIMMUN US; V 07/2020) | 3 to 7 days | 7 days | This test has been cleared, approved, or is exempt by the US Food and Drug Administration and is used per manufacturer's instructions. Performance characteristics were verified by Mayo Clinic in a manner consistent with CLIA requirements. | 83520 | PLA2R, Monitoring, ELISA, S | 73737-9 | PLA2M | PLA2R, Monitoring, ELISA, S | 73737-9
ACLIP | Phospholipid (Cardiolipin) Antibodies, IgA, Serum | May be of diagnostic significance for patients at risk for antiphospholipid syndrome or systemic lupus erythematosus who test negative for criterial antiphospholipid antibodies | Enzyme-Linked Immunosorbent Assay (ELISA) | Yes | Phospholipid Ab IgA, S | Serum | Supplies:Sarstedt Aliquot Tube, 5 mL (T914) Collection Container/Tube: Preferred:Serum gel Acceptable:Red top Submission Container/Tube:Plastic vial Specimen Volume:0.5 mL Collection Instructions:Centrifuge and aliquot serum into a plastic vial. | 0.4 mL | Antiphospholipid syndrome (APS) has traditionally been described as a systemic autoimmune disease characterized by thrombosis and/or specific pregnancy-related morbidities associated with persistent documentation of "criterial" antiphospholipid antibody (aPL) tests.(1,2) Based on the 2006 revised Sapporo consensus classification, the "criterial" aPL antibody tests include lupus anticoagulant (LAC) and IgG/IgM antibodies to the cardiolipin and beta2-glyocoprotein I (anti-B2GPI) with all tests carrying equal diagnostic significance for disease.(1) In 2023, the American College of Rheumatology (ACR)/European League Against Rheumatism (EULAR) published new classification criteria for APS that includes an entry criterion of at least one positive aPL antibody test within 3 years of identification of an aPL-associated clinical criterion, followed by additive weighted criteria (score range 1-7 points each) clustered into 6 clinical domains (macrovascular venous thromboembolism, macrovascular arterial thrombosis, microvascular, obstetric, cardiac valve, and hematologic) and 2 laboratory domains (LAC functional coagulation assays, and solid-phase enzyme-linked immunosorbent assays for IgG/IgM aCL and/or IgG/IgM anti-B2GPI).(3) Of note, aPL antibodies also occur in patients with autoimmune diseases with significant prevalence in systemic lupus erythematosus (SLE) as well as other clinical manifestations (eg, heart valve disease, livedo reticularis, thrombocytopenia, nephropathy and neurological) often associated with APS.(1-3) Thus, in addition to the 2023 APS classification criteria, the 2012 derivation and validation of the Systemic Lupus International Collaborating Clinics (SLICC) classification criteria for SLE recommends testing for the criteria aPL antibody tests as well as aCL IgA and anti-B2GPI IgA.(4) Unlike LAC, which is evaluated using functional assays, diverse solid-phase immunoassays, such as enzyme-linked immunosorbent assay, multiplex bead assay, chemiluminescent immunoassay, and fluorescence enzyme immunoassay are used in the clinical laboratories for the detection and measurement of aCL and anti-B2GPI IgA, IgG, and IgM antibodies.(5,6) For aCL IgG and IgM determinations, the APS classification guidance recommends antibody cutoff values greater than 40 IgG phospholipid (GPL) or IgM phospholipid (MPL) units (units traceable to the Harris standards for aCL antibody assays) or more than the 99th percentile for the testing laboratory's population for positivity. It also advocates for the use of values greater than the 99th percentile for the laboratory's population in the establishment of reference intervals for anti-B2GPI IgG and IgM antibody tests.(1) The use of cutoff values greater than 40 GPL or MPL units to define positivity is not be applicable to all aCL antibody immunoassays, as the threshold used to distinguish moderate-to-high positive from low positive results are test dependent.(6-8) In addition, the cutoff used at the 99th percentile of a laboratory's testing population may not be consistent with kits from the same manufacturer or 40 GPL units, in the case of aCL antibodies.(2,6-8) The 2023 ACR/EULAR classification criteria for APS are meant for clinical studies and may not be appropriate for routine patient evaluation and management. Therefore, in clinical practice, if suspicion for disease is high but criteria aPL antibody tests are inconclusive or negative, deviation from the APS classification criteria may be justified. This may include testing for noncriteria aPL antibody tests such the aCL IgA and anti-B2GPI IgA recommended in 2012 SLICC guidance for SLE or evaluation of other noncriteria aPL antibody tests.(4-6,9,10) However, there is no formal guidance for the measurement and interpretation of aCL and anti-B2GPI IgA antibodies in patients with APS or SLE.Some clinical relevance between APS-related clinical symptoms and the presence of aCL/anti-B2GPI IgA have been reported, however, the added value is minimal.(10,11) Isolated aPL IgA is rare, and these antibodies are usually found in association with IgG and/or IgM. | APL refers to IgA phospholipid units. One APL unit is 1 microgram of IgA antibody. Negative: <15.0 APL Weakly positive: 15.0-39.9 APL Positive: 40.0-79.9 APL Strongly positive: > or =80.0 APL Reference values apply to all ages. | The presence of anticardiolipin (aCL) IgA antibodies (greater than 15 IgA phospholipid units [APL]) may be associated with a diagnosis of antiphospholipid syndrome (APS) and/or systemic lupus erythematosus (SLE). In the absence "criteria" aPL antibodies for APS and diagnostic tests for SLE, isolated aCL IgA must be interpreted with a high degree of caution. Documentation of persistence aCL IgA as is the case for criteria aCL IgG and IgM antibodies would be consistent with best clinical practice. Detection of anticardiolipin antibodies using the method is not affected by anticoagulant treatment. | Immunoassays for the detection of certain antibodies including anticardiolipin (aCL) may not completely distinguish between autoantibodies specific for antiphospholipid syndrome (APS) and those antibodies produced in response to infectious agents with or without thrombosis. Since these antibodies may be transiently produced, documentation of persistence, as outlined in the 2006 revised Sapporo guidance for the criteria antibodies, would constitute best practice (see Clinical Information). Data from systemic review suggest that results of antiphospholipid antibody tests can be highly variable, and results obtained with different commercial immunoassays may yield different results.(11) | 1. Miyakis S, Lockshin MD, Atsumi T, et al. International consensus statement on an update of the classification criteria for definite antiphospholipid syndrome (APS). J Thromb Haemost. 2006;4(2): 295-306 2. Pengo V, Bison E, Denas G, Jose SP, Zoppellaro G, Banzato A. Laboratory diagnostics of antiphospholipid syndrome. Semin Thromb Hemost. 2018;44(5):439-444 3. Barbhaiya M, Zuily S, Naden R, et al. The 2023 ACR/EULAR Antiphospholipid Syndrome Classification Criteria. Arthritis Rheumatol. 2023;75(10):1687-1702 4. Petri M, Orbai AM, Alarcon GS, et al. Derivation and validation of the Systemic Lupus International Collaborating Clinics classification criteria for systemic lupus erythematosus. Arthritis Rheum. 2012;64(8):2677-2686 5. Tebo AE. Laboratory evaluation of antiphospholipid syndrome: An update on autoantibody testing. Clin Lab Med. 2019;39(4):553-565 6. Devreese KMJ. Solid phase assays for antiphospholipid antibodies. Semin Thromb Hemost. 2022;48(6):661-671 7. Ruffatti A, Olivieri S, Tonello M, et al: Influence of different IgG anticardiolipin antibody cut-off values on antiphospholipid syndrome classification. J Thromb Haemost. 2008;6(10):1693-1696 8. Lakos G, Favaloro EJ, Harris EN, et al. International consensus guidelines on anticardiolipin and anti-beta 2-glycoprotein I testing: report from the 13th International Congress on antiphospholipid antibodies. Arthritis Rheum. 2012;64(1):1-10 7. Pengo V, Bison E, Denas G, Jose SP, Zoppellaro G, Banzato A. Laboratory diagnostics of antiphospholipid syndrome. Semin Thromb Hemost. 2018 Jul;(5):439-444 8. Matsuura E, Igarashi Y, Fujimoto M, et al. Heterogeneity of anticardiolipin antibodies defined by the anticardiolipin cofactor. J Immunol. 1992;148(12):3885-3891 9. Cousins L, Pericleous C, Khamashta M, et al. Antibodies to domain I of beta-2-glycoprotein I and IgA antiphospholipid antibodies in patients with ‘seronegative’ antiphospholipid syndrome. Ann Rheum Dis. 2015;74(1):317-319 10. Nakamura H, Oku K, Amengual O, et al. First-line, non-criterial antiphospholipid antibody testing for the diagnosis of antiphospholipid syndrome in clinical practice: a combination of anti-beta 2 -glycoprotein I domain I and anti-phosphatidylserine/prothrombin complex antibodies tests. Arthritis Care Res (Hoboken). 2018;70(4):627-634 11. Meijide H, Sciascia S, Sanna G, Khamashta MA, Bertolaccini ML. The clinical relevance of IgA anticardiolipin and IgA anti-ß2 glycoprotein I antiphospholipid antibodies: a systematic review. Autoimmun Rev. 2013;12(03):421-425 | Purified cardiolipin antigen is bound to the wells of a polystyrene microwell plate under conditions that will preserve the antigen in its native state. Prediluted controls and diluted patient sera are added to separate wells, allowing any cardiolipin antibodies present to bind to the immobilized antigen. Unbound sample is washed away, and an enzyme-labeled antihuman IgA conjugate is added to each well. A second incubation allows the enzyme-labeled antihuman IgA to bind to any patient antibodies that have become attached to the microwells. After washing away any unbound enzyme-labeled antihuman IgA, the remaining enzyme activity is measured by adding a chromogenic substrate and measuring the intensity of the color that develops. After stopping the enzymatic production of colored product, the presence or absence of cardiolipin antibody is determined by comparing the sample optical density with that of a 5-point calibration curve. Results are reported out semiquantitatively in standard IgA anticardiolipin units.(Package insert: QUANTA Lite ACA IgA III. Inova Diagnostics; Version 22, 08/2020) | 3 to 5 days | 14 days | This test has been cleared, approved, or is exempt by the US Food and Drug Administration and is used per manufacturer's instructions. Performance characteristics were verified by Mayo Clinic in a manner consistent with CLIA requirements. | 86147 | Phospholipid Ab IgA, S | 5076-5 | ACLIP | Phospholipid Ab IgA, S | 5076-5
CLPMG | Phospholipid (Cardiolipin) Antibodies, IgG and IgM, Serum | The following clinical situations: -Unexplained arterial or venous thrombosis -A history of pregnancy morbidity defined as 1 or more unexplained deaths of a morphologically normal fetus beyond the 10th week of gestation, 1 or more premature births before 34 weeks of gestation caused by severe preeclampsia or placental insufficiency, or 3 or more unexplained, consecutive spontaneous abortions before the 10th week of gestation with no identifiable maternal hormonal or anatomic, or maternal or paternal chromosomal causes -Presence of a systemic autoimmune rheumatic disease especially systemic lupus erythematosus -Presence of an unexplained cutaneous manifestations varying from livedo reticularis to cutaneous necrosis such as leg ulcers -Unexplained thrombocytopenia -Possible nonbacterial, thrombotic endocarditis | Enzyme-Linked Immunosorbent Assay (ELISA) | Yes | Phospholip Ab (Cardiolip) IgM/IgG | Serum | Supplies:Sarstedt Aliquot Tube, 5 mL (T914) Collection Container/Tube: Preferred:Serum gel Acceptable:Red top Submission Container/Tube:Plastic vial Specimen Volume:0.5 mL Collection Instructions:Centrifuge and aliquot serum into a plastic vial. | 0.4 mL | Antiphospholipid syndrome (APS) has traditionally been described as a systemic autoimmune disease characterized by thrombosis and/or specific pregnancy-related morbidities associated with persistent documentation of "criterial" antiphospholipid antibody (aPL) tests.(1,2) Based on the 2006 revised Sapporo consensus classification, the "criterial" aPL antibody tests include lupus anticoagulant (LAC) and IgG/IgM antibodies to the cardiolipin (aCL) and beta2-glyocoprotein I (anti-B2GPI) with all tests carrying equal diagnostic significance for disease.(1) In 2023,the American College of Rheumatology (ACR)/European League Against Rheumatism (EULAR) published new classification criteria for APS that includes an entry criterion of at least one positive aPL antibody test within 3 years of identification of an aPL-associated clinical criterion, followed by additive weighted criteria (score range 1-7 points each) clustered into 6 clinical domains (macrovascular venous thromboembolism, macrovascular arterial thrombosis, microvascular, obstetric, cardiac valve, and hematologic) and 2 laboratory domains (LAC functional coagulation assays and solid-phase enzyme-linked immunosorbent assays (ELISA) for IgG/IgM aCL and/or IgG/IgM anti-B2GPI).(3) Unlike LAC, which is evaluated using functional assays, diverse solid-phase immunoassays such as ELISA, multiplex bead assay, chemiluminescent immunoassay, and fluorescence enzyme immunoassay are used in the clinical laboratories for the detection and measurement of aCL and anti-B2GPI IgA, IgG, and IgM antibodies.(4,5) For aCL IgG and IgM determinations, the APS classification guidance recommends antibody cutoff values greater than 40 IgG phospholipid (GPL) or IgM phospholipid (MPL) units (units traceable to the Harris standards for aCL antibody assays) or more than the 99th percentile for the testing laboratory's population for positivity. It also advocates for the use of values greater than the 99th percentile for the laboratory's population in the establishment of reference intervals for anti-B2GPI IgG and IgM antibody tests.(1) The use of cutoff values greater than 40 GPL or MPL units to define positivity is not be applicable to all aCL antibody immunoassays, as the threshold used to distinguish moderate-to-high positive from low positive results are test dependent.(5-7) In addition, the cutoff used at the 99th percentile of a laboratory's testing population may not be consistent with kits from the same manufacturer or 40 GPL units, in the case of aCL antibodies.(2,5-7) Early observations that aCL antibody determinations made in the presence of B2GPI were more specific for APS led to the recommendation of B2GPI-dependent cardiolipin ELISA for APS evaluation.(1,8) Cardiolipin is a negatively charged phospholipid capable of binding diverse proteins, of which B2GP1 is one of the best characterized in APS. B2GP1 is a 326-amino acid protein that contains five repetitive structures or "sushi domains," termed domain 1 through 5, for a combined molecular weight of 54 kDa for the protein.(8). Anti-B2GP1 antibodies associated with thromboembolic events target domain 1 of the molecule and are responsible for LAC (functional, phospholipid-dependent prolongation of the clotting time) and aCL antibody positivity.(2) Compared to LAC and anti-B2GPI IgG antibodies, aCL IgG antibodies are less specific but sensitive for the diagnosis of APS. Of the aCL IgG and IgM, the IgG and not IgM confers higher diagnostic relevance and risk for definite APS.(3,6,7) Thrombosis and obstetric complications are common clinical events in the general population and are not unique to APS; therefore, the presence of aPL antibodies is an absolute requirement for the diagnosis of definite APS.(1,2,6) Furthermore, aPL antibodies are heterogeneous with overlapping tendencies; the lack of aPL test harmonization or standardization requires the use of all three tests for optimal APS diagnosis.(1,3) The aPL antibodies were traditionally determined using classic ELISA, with more diverse methods recently developed and adapted for clinical testing. Recognizing the analytical and diagnostic challenges associated with aPL antibody testing, initiatives to support assay harmonization and utilization, including the development of calibrators, test development, and validation efforts as well as preanalytical, analytical, and postanalytical measures have been published.(2,4,5,7) Based on these and other published studies, the interpretation and relevance of aPL antibody tests are dependent on factors such as the type of aPL (LAC, aCL or anti-B2GPI), the source of cardiolipin and/or B2GPI, aPL antibody class (IgG, IgM, or IgA) and level as well as whether antibody positivity is single, double, or triple.(1-7) The 2023 ACR/EULAR classification criteria for APS are meant for clinical studies and may not be appropriate for routine patient evaluation and management. Therefore, in clinical practice, if suspicion for disease is high but criteria aPL antibody tests are inconclusive or negative, deviation from the APS diagnostic criteria may be justified. This may include testing for noncriteria aPL antibody tests such the aCL IgA, anti-beta2GPI IgA and anti-phosphatidylserine/prothrombin complex IgG and IgM antibodies.(2,5,9,10) However, there is no formal guidance for the measurement and interpretation of these noncriteria aPL antibodies in patients with APS or systemic lupus erythematosus. | MPL refers to IgM phospholipid units. One MPL unit is 1 microgram of IgM antibody. GPL refers to IgG phospholipid units. One GPL unit is 1 microgram of IgG antibody. Negative: <15.0 MPL or GPL Weakly positive: 15.0-39.9 MPL or GPL Positive: 40.0-79.9 MPL or GPL Strongly positive: > or =80.0 MPL or GPL Reference values apply to all ages. | Moderate-to-strong positive results for anticardiolipin (aCL) IgG or IgM antibodies (> or =40 IgG phospholipid [GPL] or IgM phospholipid [MPL] units) in association with specific clinical manifestations may be diagnostic for antiphospholipid syndrome (APS). Low levels of aCL IgG or IgM antibodies, especially in the absence of other criteria phospholipid (aPL) antibodies should be interpreted with a high degree of suspicion. Compared to aCL IgG, low and isolated levels aCL IgM antibodies have a very low risk for APS and should be interpreted with a high degree of suspicion. Documentation of persistent aCL IgG and IgM antibodies is a requirement for the diagnosis of definite APS. Antibodies must be detected on 2 or more occasions at least 12 weeks apart to fulfill the laboratory diagnostic criteria for APS. Detection of beta-2 glycoprotein 1 antibodies using the enzyme-linked immunosorbent method or other solid-phase immunoassays is not affected by anticoagulant treatment. | Immunoassays for the detection of certain antibodies including anticardiolipin may not completely distinguish between autoantibodies specific for antiphospholipid syndrome and those antibodies produced in response to infectious agents with or without thrombosis. Since these antibodies may be transiently produced, documentation of persistence, as outlined in the 2006 revised Sapporo guidance of the criteria antibodies, would constitute best practice (see Clinical Information). Comparative studies and interlaboratory proficiency surveys indicate that results of phospholipid antibody tests can be highly variable, and results obtained with different commercial immunoassays may yield different results.(4-7) | 1. Miyakis S, Lockshin MD, Atsumi T, et al. International consensus statement on an update of the classification criteria for definite antiphospholipid syndrome (APS). J Thromb Haemost. 2006;4(2):295-306 2. Pengo V, Bison E, Denas G, Jose SP, Zoppellaro G, Banzato A. Laboratory diagnostics of antiphospholipid syndrome. Semin Thromb Hemost. 2018;44(5):439-444 3. Barbhaiya M, Zuily S, Naden R, et al. The 2023 ACR/EULAR Antiphospholipid Syndrome Classification Criteria. Arthritis Rheumatol. 2023;75(10):1687-1702 4. Tebo AE. Laboratory evaluation of antiphospholipid syndrome: An update on autoantibody testing. Clin Lab Med. 2019;39(4):553-565 5. Devreese KMJ. Solid phase assays for antiphospholipid antibodies. Semin Thromb Hemost. 2022;48(6):661-671. doi:10.1055/s-0042-1744364 6. Ruffatti A, Olivieri S, Tonello M, et al. Influence of different IgG anticardiolipin antibody cut-off values on antiphospholipid syndrome classification. J Thromb Haemost. 2008;6(10):1693-1696 7. Lakos G, Favaloro EJ, Harris EN, et al. International consensus guidelines on anticardiolipin and anti-beta 2-glycoprotein I testing: report from the 13th International Congress on antiphospholipid antibodies. Arthritis Rheum. 2012;64(1):1-10 8. Matsuura E, Igarashi Y, Fujimoto M, et al. Heterogeneity of anticardiolipin antibodies defined by the anticardiolipin cofactor. J Immunol. 1992;148(12):3885-3891 9. Cousins L, Pericleous C, Khamashta M, et al. Antibodies to domain I of beta-2-glycoprotein I and IgA antiphospholipid antibodies in patients with ‘seronegative’ antiphospholipid syndrome. Ann Rheum Dis. 2015;74(01):317-319 10. Nakamura H, Oku K, Amengual O, et al: First-line, non-criterial antiphospholipid antibody testing for the diagnosis of antiphospholipid syndrome in clinical practice: A combination of anti-beta2 -glycoprotein I domain I and anti-phosphatidylserine/prothrombin complex antibodies tests. Arthritis Care Res (Hoboken). 2018;70(4):627-634 | Purified cardiolipin antigen is bound to the wells of a polystyrene microwell plate under conditions that will preserve the antigen in its native state. Prediluted controls and diluted patient sera are added to separate wells, allowing any cardiolipin antibodies present to bind to the immobilized antigen. Unbound sample is washed away, and an enzyme-labeled antihuman IgM or IgG conjugate is added to each well. A second incubation allows the enzyme-labeled antihuman IgM or IgG to bind to any patient antibodies that have become attached to the microwells. After washing away any unbound enzyme-labeled antihuman IgM or IgG, the remaining enzyme activity is measured by adding a chromogenic substrate and measuring the intensity of the color that develops. After stopping the enzymatic production of colored product, the presence or absence of cardiolipin antibody is determined by comparing the sample optical density with that of a 5-point calibration curve. Results are reported out semiquantitatively in standard IgM or IgG anticardiolipin units.(Package inserts: QUANTA Lite ACA IgM III. Inova Diagnostics; Version 23, 08/2020; QUANTA Lite ACA IgG III. Inova Diagnostics; Version 23, 02/2019) | Same day/1 to 2 days | 14 days | This test has been cleared, approved, or is exempt by the US Food and Drug Administration and is used per manufacturer's instructions. Performance characteristics were verified by Mayo Clinic in a manner consistent with CLIA requirements. | 86147 x 2 | Phospholip Ab (Cardiolip) IgM/IgG | 24319-6 | MCLIP | Phospholipid Ab IgM, S | 3182-3
GCLIP | Phospholipid (Cardiolipin) Antibodies, IgG, Serum | The following clinical situations, when used in conjunction with other criterial antiphospholipid antibody tests: -Unexplained arterial or venous thrombosis -A history of pregnancy morbidity defined as 1 or more unexplained deaths of a morphologically normal fetus beyond the 10th week of gestation, 1 or more premature births before 34 weeks of gestation caused by severe preeclampsia or placental insufficiency, or 3 or more unexplained, consecutive spontaneous abortions before the 10th week of gestation with no identifiable maternal hormonal or anatomic, or maternal or paternal chromosomal causes -Presence of a systemic autoimmune rheumatic disease especially systemic lupus erythematosus -Presence of an unexplained cutaneous manifestations varying from livedo reticularis to cutaneous necrosis such as leg ulcers -Unexplained thrombocytopenia -Possible nonbacterial, thrombotic endocarditis | Enzyme-Linked Immunosorbent Assay (ELISA) | Yes | Phospholipid Ab IgG, S | Serum | Supplies:Sarstedt Aliquot Tube, 5 mL (T914) Collection Container/Tube: Preferred:Serum gel Acceptable:Red top Submission Container/Tube:Plastic vial Specimen Volume:0.5 mL Collection Instructions:Centrifuge and aliquot serum into a plastic vial. | 0.4 mL | Antiphospholipid syndrome (APS) has traditionally been described as a systemic autoimmune disease characterized by thrombosis and/or specific pregnancy-related morbidities associated with persistent documentation of "criterial" antiphospholipid antibody (aPL) tests.(1,2) Based on the 2006 revised Sapporo consensus classification, the "criterial" aPL antibody tests include lupus anticoagulant (LAC) and IgG/IgM antibodies to the cardiolipin and beta2-glyocoprotein I (anti-B2GPI) with all tests carrying equal diagnostic significance for disease.(1) In 2023, the American College of Rheumatology (ACR)/European League Against Rheumatism (EULAR) published new classification criteria for APS that includes an entry criterion of at least one positive aPL antibody test within 3 years of identification of an aPL-associated clinical criterion, followed by additive weighted criteria (score range 1-7 points each) clustered into 6 clinical domains (macrovascular venous thromboembolism, macrovascular arterial thrombosis, microvascular, obstetric, cardiac valve, and hematologic) and 2 laboratory domains (LAC functional coagulation assays, and solid-phase enzyme-linked immunosorbent assays (ELISA) for IgG/IgM aCL and/or IgG/IgM anti-beta 2GPI).(3) Unlike LAC, which is evaluated using functional assays, diverse solid-phase immunoassays (SPA) such as ELISA, multiplex bead assay, chemiluminescent immunoassay, and fluorescence enzyme immunoassay are used in the clinical laboratories for the detection and measurement of aCL and anti-B2GPI IgA, IgG, and IgM antibodies.(4,5) For aCL IgG and IgM determinations, the APS classification guidance recommends antibody cutoff values greater than 40 IgG phospholipid (GPL) or IgM phospholipid (MPL) units (units traceable to the Harris standards for aCL antibody assays) or more than the 99th percentile for the testing laboratory's population for positivity. It also advocates for the use of values greater than the 99th percentile for the laboratory's population in the establishment of reference intervals foranti-B2GPIIgG and IgM antibody tests.(1) The use of cutoff values greater than 40 GPL or MPL units to define positivity is not be applicable to all aCL antibody immunoassays, as the threshold used to distinguish moderate-to-high positive from low positive results are test dependent.(5-7) In addition, the cutoff used at the 99th percentile of a laboratory's testing population may not be consistent with kits from the same manufacturer or 40 GPL units, in the case of aCL antibodies.(2,5-7) Early observations that aCL antibody determinations made in the presence of B2GPI were more specific for APS led to the recommendation of B2GPI-dependent cardiolipin ELISA for APS evaluation.(1,8) Cardiolipin is a negatively charged phospholipid (PL) capable of binding diverse proteins, of which B2GP1 is one of the best characterized in APS. B2GP1 is a 326-amino acid protein that contains five repetitive structures or "sushi domains," termed domain 1 through 5, for a combined molecular weight of 54 kDa for the protein.(8). Anti-B2GP1 antibodies associated with thromboembolic events target domain 1 of the molecule and are responsible for LAC (functional, phospholipid-dependent prolongation of the clotting time) and aCL antibody positivity.(2) Compared to LAC and anti-B2GPI IgG antibodies, aCL IgG antibodies are less specific but sensitive for the diagnosis of APS. Of the aCL IgG and IgM, the IgG and not IgM confers higher diagnostic relevance and risk for definite APS.(1-3,6) Thrombosis and obstetric complications are common clinical events in the general population and are not unique to APS; therefore, the presence of aPL antibodies is an absolute requirement for the diagnosis of definite APS.(1,2,6) Furthermore, aPL antibodies are heterogeneous with overlapping tendencies; the lack of aPL test harmonization or standardization requires the use of all three tests for optimal APS diagnosis.(1,3) The aPL antibodies were traditionally determined using classic ELISA, with more diverse methods recently developed and adapted for clinical testing. Recognizing the analytical and diagnostic challenges associated with aPL antibody testing, initiatives to support assay harmonization and utilization, including the development of calibrators, test development, and validation efforts as well as preanalytical, analytical, and postanalytical measures have been published. (2,4,5,7) Based on these and other published studies, the interpretation and relevance of aPL antibody tests are dependent on factors such as the type of aPL (LAC, aCL or anti-B2GPI), the source of cardiolipin and/or B2GPI, aPL antibody class (IgG, IgM, or IgA) and level as well as whether antibody positivity is single, double, or triple.(1-7) The 2023 ACR/EULAR classification criteria for APS are meant for clinical studies and may not be appropriate for routine patient evaluation and management. Therefore, in clinical practice, if suspicion for disease is high but criteria aPL antibody tests are inconclusive or negative, deviation from the APS diagnostic criteria may be justified. This may include testing for noncriteria aPL antibody tests such the aCL IgA, anti-beta2 GPI IgA and anti-phosphatidylserine/prothrombin complex IgG and IgM antibodies.(2,5,9,10) However, there is no formal guidance for the measurement and interpretation of these noncriteria aPL antibodies in patients with APS and/or SLE. | GPL refers to IgG phospholipid units. One GPL unit is 1 microgram of IgG antibody. Negative: <15.0 GPL) Weakly positive: 15.0-39.9 GPL Positive: 40.0-79.9 GPL Strongly positive: > or =80.0 GPL Reference values apply to all ages. | Moderate-to-strong positive results for anticardiolipin (aCL) IgG antibodies (> or =40 IgG phospholipid units) in association with specific clinical manifestations may be diagnostic for antiphospholipid syndrome (APS). Low levels of aCL IgG antibodies, especially in the absence of other criteria antiphospholipid antibodies should be interpreted with a high degree of suspicion. Documentation of persistent aCL IgG antibodies is a requirement for the diagnosis of definite APS. Antibodies must be detected on 2 or more occasions at least 12 weeks apart to fulfill the laboratory diagnostic criteria for APS. Detection of aCL antibodies using the enzyme-linked immunosorbent assay method or other solid-phase immunoassays is not affected by anticoagulant treatment. | Immunoassays for the detection of certain antibodies including anticardiolipin may not completely distinguish between autoantibodies specific for antiphospholipid syndrome and those antibodies produced in response to infectious agents with or without thrombosis. Since these antibodies may be transiently produced, documentation of persistence, as outlined in the 2006 revised Sapporo guidance for the criteria antibodies, would constitute best practice (see Clinical Information). Comparative studies and interlaboratory proficiency surveys indicate that results of phospholipid antibody tests can be highly variable, and results obtained with different commercial immunoassays may yield different results.(4-7) | 1. Miyakis S, Lockshin MD, Atsumi T, et al. International consensus statement on an update of the classification criteria for definite antiphospholipid syndrome (APS). J Thromb Haemost. 2006;4(2): 295-306 2. Pengo V, Bison E, Denas G, Jose SP, Zoppellaro G, Banzato A: Laboratory diagnostics of antiphospholipid syndrome. Semin Thromb Hemost. 2018;44(5):439-444 3. Barbhaiya M, Zuily S, Naden R, et al. The 2023 ACR/EULAR antiphospholipid syndrome classification criteria. Arthritis Rheumatol. 2023;75(10):1687-1702 4. Tebo AE. Laboratory evaluation of antiphospholipid syndrome: An update on autoantibody testing. Clin Lab Med. 2019;39(4):553-565 5. Devreese KMJ. Solid phase assays for antiphospholipid antibodies. Semin Thromb Hemost. 2022;48(6):661-671. doi:10.1055/s-0042-1744364 6. Ruffatti A, Olivieri S, Tonello M, et al. Influence of different IgG anticardiolipin antibody cut-off values on antiphospholipid syndrome classification. J Thromb Haemost. 2008;6(10):1693-1696 7. Lakos G, Favaloro EJ, Harris EN, et al. International consensus guidelines on anticardiolipin and anti-beta 2-glycoprotein I testing: report from the 13th International Congress on antiphospholipid antibodies. Arthritis Rheum. 2012;64(1):1-10 8. Matsuura E, Igarashi Y, Fujimoto M, et al. Heterogeneity of anticardiolipin antibodies defined by the anticardiolipin cofactor. J Immunol. 1992;148(12):3885-3891 9. Cousins L, Pericleous C, Khamashta M, et al. Antibodies to domain I of beta-2-glycoprotein I and IgA antiphospholipid antibodies in patients with ‘seronegative’ antiphospholipid syndrome. Ann Rheum Dis. 2015;74(01):317-319 10. Nakamura H, Oku K, Amengual O, et al. First-line, non-criterial antiphospholipid antibody testing for the diagnosis of antiphospholipid syndrome in clinical practice: A combination of anti-beta2 -glycoprotein I domain I and anti-phosphatidylserine/prothrombin complex antibodies tests. Arthritis Care Res (Hoboken). 2018;70(4):627-634 | Purified cardiolipin antigen is bound to the wells of a polystyrene microwell plate under conditions that will preserve the antigen in its native state. Prediluted controls and diluted patient sera are added to separate wells, allowing any cardiolipin antibodies present to bind to the immobilized antigen. Unbound sample is washed away, and an enzyme-labeled antihuman IgG conjugate is added to each well. A second incubation allows the enzyme-labeled antihuman IgG to bind to any patient antibodies that have become attached to the microwells. After washing away any unbound enzyme-labeled antihuman IgG, the remaining enzyme activity is measured by adding a chromogenic substrate and measuring the intensity of the color that develops. After stopping the enzymatic production of colored product, the presence or absence of cardiolipin antibody is determined by comparing the sample optical density with that of a 5-point calibration curve. Results are reported out semiquantitatively in standard IgG anticardiolipin units.(Package insert: QUANTA Lite ACA IgG III. Inova Diagnostics; Version 23, 02/2019) | Same day/1 day | 14 days | This test has been cleared, approved, or is exempt by the US Food and Drug Administration and is used per manufacturer's instructions. Performance characteristics were verified by Mayo Clinic in a manner consistent with CLIA requirements. | 86147 | Phospholipid Ab IgG, S | 3181-5 | GCLIP | Phospholipid Ab IgG, S | 3181-5
MCLIP | Phospholipid (Cardiolipin) Antibodies, IgM, Serum | The following clinical situations, when used in conjunction with other criterial antiphospholipid antibody tests: -Unexplained arterial or venous thrombosis -A history of pregnancy morbidity defined as 1 or more unexplained deaths of a morphologically normal fetus beyond the 10th week of gestation, 1 or more premature births before 34 weeks of gestation caused by severe preeclampsia or placental insufficiency, or 3 or more unexplained, consecutive spontaneous abortions before the 10th week of gestation with no identifiable maternal hormonal or anatomic, or maternal or paternal chromosomal causes -Presence of a systemic autoimmune rheumatic disease, especially systemic lupus erythematosus -Unexplained thrombocytopenia -Presence of an unexplained cutaneous manifestations varying from livedo reticularis to cutaneous necrosis, such as leg ulcers -Possible nonbacterial, thrombotic endocarditis | Enzyme-Linked Immunosorbent Assay (ELISA) | Yes | Phospholipid Ab IgM, S | Serum | Collection Container/Tube: Preferred:Serum gel Acceptable:Red top Submission Container/Tube:Plastic vial Specimen Volume:0.5 mL Collection Instructions:Centrifuge and aliquot serum into a plastic vial. | 0.4 mL | Antiphospholipid syndrome (APS) has traditionally been described as a systemic autoimmune disease characterized by thrombosis and/or specific pregnancy-related morbidities associated with persistent documentation of "criterial" antiphospholipid antibody (aPL) tests.(1,2) Based on the 2006 revised Sapporo consensus classification, the "criterial" aPL antibody tests include lupus anticoagulant (LAC) and IgG/IgM antibodies to the cardiolipin (aCL) and beta2-glyocoprotein I (anti-B2GPI) with all tests carrying equal diagnostic significance for disease.(1) In 2023, the American College of Rheumatology (ACR)/European League Against Rheumatism (EULAR) published new classification criteria for APS that includes an entry criterion of at least one positive aPL antibody test within 3 years of identification of an aPL-associated clinical criterion, followed by additive weighted criteria (score range 1-7 points each) clustered into 6 clinical domains (macrovascular venous thromboembolism, macrovascular arterial thrombosis, microvascular, obstetric, cardiac valve, and hematologic) and 2 laboratory domains (LAC functional coagulation assays, and solid-phase enzyme-linked immunosorbent assays (ELISA) for IgG/IgM aCL and/or IgG/IgM anti-B2GPI).(3) Unlike LAC, which is evaluated using functional assays, diverse solid-phase immunoassays (SPA) such as ELISA, multiplex bead assay, chemiluminescent immunoassay, and fluorescence enzyme immunoassay are used in the clinical laboratories for the detection and measurement of aCL and anti-B2GPI IgA, IgG, and IgM antibodies.(4,5) For aCL IgG and IgM determinations, the APS classification guidance recommends antibody cut-off values greater than 40 IgG phospholipid (GPL) or IgM phospholipid (MPL) units (units traceable to the Harris standards for aCL antibody assays) or more than the 99th percentile for the testing laboratory's population for positivity. It also advocates for the use of values greater than the 99th percentile for the laboratory's population in the establishment of reference intervals for anti-B2GPI IgG and IgM antibody tests.(1) The use of cutoff values greater than 40 GPL or MPL units to define positivity is not be applicable to all aCL antibody immunoassays, as the threshold used to distinguish moderate-to-high positive from low positive results are test dependent.(5-7) In addition, the cutoff used at the 99th percentile of a laboratory's testing population may not be consistent with kits from the same manufacturer or 40 GPL units, in the case of aCL antibodies.(2,5-7) Early observations that aCL antibody determinations made in the presence of B2GPI were more specific for APS led to the recommendation of B2GPI-dependent cardiolipin ELISA for APS evaluation.(1,8) Cardiolipin is a negatively charged phospholipid (PL) capable of binding diverse proteins, of which B2GP1 is one of the best characterized in APS. B2GP1 is a 326-amino acid protein that contains five repetitive structures or "sushi domains," termed domain 1 through 5, for a combined molecular weight of 54 kDa for the protein.(8) Anti-B2GP1 antibodies associated with thromboembolic events target domain 1 of the molecule and are responsible for LAC (functional, phospholipid-dependent prolongation of the clotting time) and aCL antibody positivity.(2) Compared to LAC and anti-B2GPI IgG antibodies, aCL IgG antibodies are less specific but sensitive for the diagnosis of APS. Of the aCL IgG and IgM, the IgG and not IgM confers higher diagnostic relevance and risk for definite APS.(1,3,6,7) Thrombosis and obstetric complications are common clinical events in the general population and are not unique to APS; therefore, the presence of aPL antibodies is an absolute requirement for the diagnosis of definite APS.(1,2,6) Furthermore, aPL antibodies are heterogeneous with overlapping tendencies; the lack of aPL test harmonization or standardization requires the use of all three tests for optimal APS diagnosis.(1,3) The aPL antibodies were traditionally determined using classic ELISA, with more diverse methods recently developed and adapted for clinical testing. Recognizing the analytical and diagnostic challenges associated with aPL antibody testing, initiatives to support assay harmonization and utilization, including the development of calibrators, test development, and validation efforts as well as preanalytical, analytical, and postanalytical measures have been published. (2,4,5,7) Based on these and other published studies, the interpretation and relevance of aPL antibody tests are dependent on factors such as the type of aPL (LAC, aCL or anti-B2GPI), the source of cardiolipin and/or B2GPI, aPL antibody class (IgG, IgM, or IgA) and level as well as whether antibody positivity is single, double, or triple.(1,7) The 2023 ACR/EULAR classification criteria for APS are meant for clinical studies and may not be appropriate for routine patient evaluation and management. Therefore, in clinical practice, if suspicion for disease is high but criteria aPL antibody tests are inconclusive or negative, deviation from the APS diagnostic criteria may be justified. This may include testing for noncriteria aPL antibody tests such the aCL IgA, anti-B2GPI IgA and anti-phosphatidylserine/prothrombin complex IgG and IgM antibodies.(2,5,9,10) However, there is no formal guidance for the measurement and interpretation of these noncriteria aPL antibodies in patients with APS or SLE. | MPL refers to IgM phospholipid units. One MPL unit is 1 microgram of IgM antibody. Negative: <15.0 MPL) Weakly positive: 15.0-39.9 MPL Positive: 40.0-79.9 MPL Strongly positive:> or =80.0 MPL Reference values apply to all ages. | Moderate-to-strong positive results for anticardiolipin (aCL) IgM antibodies (> or =40 IgM phospholipid [MPL] units) are a diagnostic criterion for antiphospholipid syndrome (APS). Compared to aCL IgG, isolated and low levels aCL IgM antibodies have a very low risk for APS and should be interpreted with a high degree of suspicion. Documentation of persistent aCL IgM antibodies is a requirement for the diagnosis of definite APS. Antibodies must be detected on 2 or more occasions at least 12 weeks apart to fulfill the laboratory diagnostic criteria for APS. Detection of anticardiolipin antibodies using the enzyme-linked immunosorbent assay or other solid-phase immunoassays is not affected by anticoagulant treatment. | Immunoassays for the detection of antiphospholipid antibodies including anticardiolipin may not completely distinguish between autoantibodies specific for antiphospholipid syndrome and those antibodies produced in response to infectious agents with or without thrombosis. Since these antibodies may be transiently produced, documentation of persistence, as outlined in the 2006 revised Sapporo guidance for the criteria antibodies, would constitute best practice (see Clinical Information). Comparative studies and interlaboratory proficiency surveys indicate that results of phospholipid antibody tests can be highly variable, and results obtained with different commercial immunoassays may yield different results.(4-7) | 1. Miyakis S, Lockshin MD, Atsumi T, et al. International consensus statement on an update of the classification criteria for definite antiphospholipid syndrome (APS). J Thromb Haemost. 2006;4(2): 295-306 2. Pengo V, Bison E, Denas G, Jose SP, Zoppellaro G, Banzato A. Laboratory diagnostics of antiphospholipid syndrome. Semin Thromb Hemost. 2018;44(5):439-44 3. Barbhaiya M, Zuily S, Naden R, et al. The 2023 ACR/EULAR antiphospholipid syndrome classification criteria. Arthritis Rheumatol. 2023;75(10):1687-1702 4. Tebo AE. Laboratory evaluation of antiphospholipid syndrome: An update on autoantibody testing. Clin Lab Med. 2019;39(4):553-65 5. Devreese KMJ. Solid phase assays for antiphospholipid antibodies. Semin Thromb Hemost. 2022 Sep;48(6):661-671. doi:10.1055/s-0042-1744364 6. Ruffatti A, Olivieri S, Tonello M, et al. Influence of different IgG anticardiolipin antibody cut-off values on antiphospholipid syndrome classification. J Thromb Haemost. 2008;6(10):1693-6 7. Lakos G, Favaloro EJ, Harris EN, et al. International consensus guidelines on anticardiolipin and anti-beta 2-glycoprotein I testing: report from the 13th International Congress on antiphospholipid antibodies. Arthritis Rheum. 2012;64(1):1-10 8. Matsuura E, Igarashi Y, Fujimoto M, et al. Heterogeneity of anticardiolipin antibodies defined by the anticardiolipin cofactor. J Immunol. 1992;148(12):3885-91. 9. Cousins L, Pericleous C, Khamashta M, et al. Antibodies to domain I of ß-2-glycoprotein I and IgA antiphospholipid antibodies in patients with ‘seronegative’ antiphospholipid syndrome. Ann Rheum Dis. 2015;74(01):317-9 10. Nakamura H, Oku K, Amengual O, et al. First-line, non-criterial antiphospholipid antibody testing for the diagnosis of antiphospholipid syndrome in clinical practice: A combination of anti-beta2 -glycoprotein I domain I and anti-phosphatidylserine/prothrombin complex antibodies tests. Arthritis Care Res (Hoboken). 2018;70(4):627-34 | Purified cardiolipin antigen is bound to the wells of a polystyrene microwell plate under conditions that will preserve the antigen in its native state. Prediluted controls and diluted patient sera are added to separate wells, allowing any cardiolipin antibodies present to bind to the immobilized antigen. Unbound sample is washed away, and an enzyme-labeled antihuman IgM conjugate is added to each well. A second incubation allows the enzyme-labeled antihuman IgM to bind to any patient antibodies that have become attached to the microwells. After washing away any unbound enzyme-labeled antihuman IgM, the remaining enzyme activity is measured by adding a chromogenic substrate and measuring the intensity of the color that develops. After stopping the enzymatic production of colored product, the presence or absence of cardiolipin antibody is determined by comparing the sample optical density with that of a 5-point calibration curve. Results are reported out semiquantitatively in standard IgM anticardiolipin units.(Package inserts: QUANTA Lite ACA IgM III. Inova Diagnostics; Version 23, 08/2020) | 1 to 3 days | 14 days | This test has been cleared, approved, or is exempt by the US Food and Drug Administration and is used per manufacturer's instructions. Performance characteristics were verified by Mayo Clinic in a manner consistent with CLIA requirements. | 86147 | Phospholipid Ab IgM, S | 3182-3 | MCLIP | Phospholipid Ab IgM, S | 3182-3
PMMIL | Phosphomannomutase and Phosphomannose Isomerase, Leukocytes | Diagnosing congenital disorders of glycosylation Ia (phosphomannomutase-2 deficiency: PMM2-CDG) and Ib (phosphomannose isomerase deficiency: MPI-CDG) as measured in leukocytes Follow-up testing for patients with an abnormal type I CDG transferrin isoform profile This test isnot useful forcarrier testing. | Colorimetric | Yes | PMM-PMI, Leukocytes | For more information seeCongenital Disorders of Glycosylation: Screening Algorithm. | Container/Tube: Preferred:Yellow top (ACD solution B) Acceptable:Yellow top (ACD solution A) Specimen Volume:6 mL Collection Instructions:Send specimen in original tube.Do not aliquot. | 3 mL | Congenital disorders of glycosylation (CDG) are a group of over 150 inherited metabolic disorders largely affecting N- and O-glycosylation of proteins. CDG typically present as multisystemic disorders and may include developmental delay, hypotonia, abnormal magnetic resonance imaging findings, hypoglycemia, and protein-losing enteropathy. There is considerable variation in the severity of this group of diseases, which can range from hydrops fetalis to a mild presentation in adults. In some subtypes such as phosphomannose isomerase intelligence is not compromised. Phosphomannomutase-2 deficiency (PMM2-CDG)is an autosomal recessive glycosylation disorder resulting from reduced or absent activity of the enzyme phosphomannomutase-2, encoded by thePMM2gene. It is the most common CDG worldwide with phenotypic variability ranging from severely affected infants to mildly affected adults. In infancy, patients with PMM2-CDG will typically present with neurological involvement such as axial hypotonia, hyporeflexia, developmental delay, cerebellar hypoplasia, failure to thrive, hepatopathy, and abnormal subcutaneous fat distribution. There is variable involvement of other organ systems including features such as heart defects, epilepsy, strabismus, retinitis pigmentosa, liver dysfunction, endocrine abnormalities such as hypothyroidism and hypoglycemia, and skeletal deformities. Currently, there is no cure and treatment, while becoming more effective, remains primarily supportive and symptomatic. Phosphomannose isomerase deficiency (MPI-CDG) is an autosomal recessive glycosylation disorder resulting from reduced or absent activity of phosphomannose isomerase, an enzyme encoded by theMPIgene. This CDG subtype is unique in that there is little to no involvement of the central nervous system. It is mainly hepatic-intestinal without dysmorphology, and the primary clinical manifestations are a result of aberrant gastrointestinal function. Individuals with MPI-CDG may present with failure to thrive, hypoglycemia, chronic diarrhea, and protein-losing enteropathy. MPI-CDG is also unique in that it’s effectively treated with mannose supplementation, though can be fatal if left untreated. | PHOSPHOMANNOMUTASE Normal >350 nmol/h/mg protein PHOSPHOMANNOSE ISOMERASE Normal >1,300 nmol/h/mg protein | Normal results are not consistent with either phosphomannomutase-2 deficiency (PMM2-CDG) or phosphomannose isomerase deficiency (MPI-CDG). Markedly reduced activity of phosphomannomutase is consistent with a diagnosis of PMM2-CDG. Markedly reduced activity of phosphomannose isomerase is consistent with a diagnosis of MPI-CDG. Mild to moderately reduced enzyme activities will be interpreted in the context of clinical and other laboratory test information submitted with the specimen. | There are some known carriers of phosphomannomutase-2 deficiency (PMM2) who have reduced enzyme activity that falls in the range of affected patients with PMM2-congenital disorders of glycosylation (CDG). However, white blood cell enzyme activity is still more reliable than fibroblast testing for PMM2-CDG.(1,2) The PMM2 enzyme result should be considered along with CDG transferrin, clinical phenotype, and genotype when determining a diagnosis. | 1.Grunewald S, Schollen E, Van Schaftingen E, Jaeken J, Matthijs G. High residual activity of PMM2 in patients' fibroblasts: possible pitfall in the diagnosis of CDG-Ia (phosphomannomutase deficiency). Am J Hum Genet. 2001;68(2):347-354 2. Pirard M, Matthijs G, Heykants L, et al. Effect of mutations found in carbohydrate-deficient glycoprotein syndrome type IA on the activity of phosphomannomutase 2. FEBS Lett. 1999;452(3):319-322 3. Lam C, Krasnewich DM. PMM2-CDG. In: Adam MP, Ardinger HH, Pagon RA, et al, eds. GeneReviews [Internet]. University of Washington, Seattle; 2005. Updated May 20, 2021. Accessed January 19, 2024. Available at: www.ncbi.nlm.nih.gov/books/NBK1110/ 4. Schiff M, Roda C, Monin ML, et al. Clinical, laboratory and molecular findings and long-term follow-up data in 96 French patients with PMM2-CDG (phosphomannomutase 2-congenital disorder of glycosylation) and review of the literature. J Med Genet. 2017;54(12):843-851 5. Girard M, Douillard C, Debray D, et al. Long term outcome of MPI-CDG patients on D-mannose therapy. J Inherit Metab Dis. 2020;43(6):1360-1369 6. Jaeken J, Matthijs G, Carchon H, Van Schaftingen E. Defects of N-glycan synthesis. In: Valle D, Antonarakis S, Ballabio A, Beaudet AL, Mitchell GA, eds. The Online Metabolic and Molecular Bases of Inherited Disease. McGraw-Hill; 2019. Accessed January 19, 2024. Available at https://ommbid.mhmedical.com/content.aspx?sectionid=225081470 | Leukocytes are harvested from one 7-mL tube of ACD-treated blood and the resulting leukocyte cell pellet is subjected to 1 freeze-thaw cycle. The lysate is collected and the enzymatic activity for both phosphomannomutase and phosphomannose isomerase is measured by a colorimetric assay.(Personal communication. Dr. Otto van Diggelen, Erasmus University, Rotterdam, The Netherlands 2008; Cowan T, Pasquali M. Laboratory investigations of inborn errors of metabolism. In: Sarafoglou K, Hoffman GF, Roth KS, eds. Pediatric Endocrinology and Inborn Errors of Metabolism. 2nd ed. McGraw Hill Education; 2017:1139-1158) | 30 to 45 days | WBC homogenate: 1 month | This test was developed and its performance characteristics determined by Mayo Clinic in a manner consistent with CLIA requirements. It has not been cleared or approved by the US Food and Drug Administration. | 82657 | PMM-PMI, Leukocytes | 100735-0 | 50846 | Reviewed By | 18771-6
PHOS | Phosphorus (Inorganic), Serum | Diagnosis and management of a variety of disorders including bone, parathyroid, and kidney disease | Photometric, Ammonium Molybdate | Yes | Phosphorus (Inorganic), S | Serum | Patient Preparation:Patient should fast overnight (12-14 hours) Collection Container/Tube: Preferred:Serum gel Acceptable:Red top Submission Container/Tube:Plastic vial Specimen Volume:0.5 mL Collection Instructions: 1. Serum gel tubes should be centrifuged within 2 hours of collection. 2. Red-top tubes should be centrifuged, and the serum aliquoted into a plastic vial within 2 hours of collection. | 0.25 mL | Of the phosphorus contained in the body, 88% is localized in bone in the form of hydroxyapatite. The remainder is utilized during intermediary carbohydrate metabolism and bound to physiologically important substances such as phospholipids, nucleic acids, and adenosine triphosphate (ATP). Phosphorus exists in blood in the form of inorganic phosphate and organically bound phosphoric acid. The small amount of extracellular organic phosphorus is found exclusively in the form of phospholipids. Serum contains approximately 2.5 to 4.5 mg/dL of inorganic phosphate (the fraction measure in routine biochemical assays). Serum phosphate concentrations are dependent on dietary intake and regulation by hormones such as parathyroid hormone (PTH) and 1,25 vitamin D, and systemic acid base status and may vary widely. Hypophosphatemia may have 4 general causes: shift of phosphate from extracellular to intracellular, renal phosphate wasting, loss from the gastrointestinal tract, and loss from intracellular stores. Hyperphosphatemia is usually secondary to an inability of the kidneys to excrete phosphate and is common in patients with chronic kidney disease stage 4 or greater. Acute hyperphosphatemia can occur as a result of tissue breakdown such as rhabdomyolysis. Other possible contributory factors are increased intake, especially in combination with chronic kidney disease, or a shift of phosphate from tissues into the extracellular fluid. | Males 1-4 years: 4.3-5.4 mg/dL 5-13 years: 3.7-5.4 mg/dL 14-15 years: 3.5-5.3 mg/dL 16-17 years: 3.1-4.7 mg/dL > or =18 years: 2.5-4.5 mg/dL Reference values have not been established for patients that are less than 12 months of age. Females 1-7 years: 4.3-5.4 mg/dL 8-13 years: 4.0-5.2 mg/dL 14-15 years: 3.5-4.9 mg/dL 16-17 years: 3.1-4.7 mg/dL > or =18 years: 2.5-4.5 mg/dL Reference values have not been established for patients that are less than 12 months of age. | Hypophosphatemia is relatively common in hospitalized patients. Serum concentrations of phosphate between 1.5 and 2.4 mg/dL may be considered moderately decreased and are not usually associated with clinical signs and symptoms. Levels below 1.5 mg/dL may result in muscle weakness, hemolysis of red cells, coma, bone deformity, and impaired growth. The most acute problem associated with rapid elevations of serum phosphate levels is hypocalcemia with tetany, seizures, and hypotension. Soft tissue calcification is also an important long-term effect of high phosphorus levels. Phosphorus levels below 1.0 mg/dL are potentially life-threatening and are considered a critical value in the Mayo Health System. | Phosphorus has a very strong biphasic circadian rhythm. Valuesare lowest in the morning, peak first in the late afternoon and peakagain in the late evening. The second peak is quite elevated andresults may be outside the reference range. | 1.Delaney MP, Lamb EJ: Kidney disease.In: Rifai N, Horvath AR, Wittwer CT, eds: Tietz Textbook of Clinical Chemistry and Molecular Diagnostics. 6th ed. Elsevier; 2018:1280-1283 2. Agarwal R, Knochel JP: Hypophosphatemia and hyperphosphatemia. In: Brenner BM, ed. The Kidney. 6th ed. WB Saunders Company; 2000:1071-1125 3. Yu GC, Lee DBN: Clinical disorders of phosphorus metabolism. West J Med. 1987 Nov;147(5):569-576 4. Koumakis E, Cormier C, Roux C, Briot K: The causes of hypo- and hyperphosphatemia in humans. Calcif Tissue Int. 2021 Jan;108(1):41-73. doi: 10.1007/s00223-020-00664-9 | Inorganic phosphate forms an ammonium phosphomolybdate complex with ammonium molybdate in the presence of sulfuric acid. The concentration of phosphomolybdate formed is directly proportional to the inorganic phosphate concentration and is measures photometrically.(Package insert: Phosphate (Inorganic) ver 2. Roche Diagnostics; V11.0 07/2019) | Same day/1 to 3 days | 1 week | This test has been cleared, approved, or is exempt by the US Food and Drug Administration and is used per manufacturer's instructions. Performance characteristics were verified by Mayo Clinic in a manner consistent with CLIA requirements. | 84100 | Phosphorus (Inorganic), S | 2777-1 | PHOS | Phosphorus (Inorganic), S | 2777-1
POU | Phosphorus, 24 Hour, Urine | Evaluation of hypo- or hyper-phosphatemic states Evaluation of patients with nephrolithiasis | Molybdic Acid | Yes | Phosphorus, 24 HR, U | Urine | Supplies:Sarstedt 5 mL Aliquot Tube (T914) Collection Container/Tube:24-Hour graduated urine container with no metal cap or glued insert Submission Container/Tube:Plastic, 5 mL tube or a clean, plastic aliquot container with no metal cap or glued insert Specimen Volume:4 mL Collection Instructions: 1. Collect urine for 24 hours. 2. Refrigerate specimen within 4 hours of completion of 24-hour collection. Additional Information:SeeUrine Preservatives-Collection and Transportation for 24-Hour Urine Specimensfor multiple collections. | 1 mL | Approximately 80% of filtered phosphorus is reabsorbed by renal proximal tubule cells. The regulation of urinary phosphorus excretion is principally dependent on regulation of proximal tubule phosphorus reabsorption. A variety of factors influence renal tubular phosphate reabsorption and consequent urine excretion. Factors that increase urinary phosphorus excretion include high phosphorus diet, parathyroid hormone, extracellular volume expansion, low dietary potassium intake, and proximal tubule defects (eg, Fanconi Syndrome, X-linked hypophosphatemic Rickets, tumor-induced osteomalacia). Factors that decrease, or are associated with decreases in, urinary phosphorus excretion include low dietary phosphorus intake, insulin, high dietary potassium intake, and decreased intestinal absorption of phosphorus (eg, phosphate-binding antacids, vitamin D deficiency, malabsorption states). A renal leak of phosphate has also been implicated as contributing to kidney stone formation in some patients. | > or =18 years: 226-1,797 mg/24 hours Reference values have not been established for patients who are less than 18 years of age. | Interpretation of urinary phosphorus excretion is dependent upon the clinical situation, and should be interpreted in conjunction with the serum phosphorus concentration. | No significant cautionary statements | 1.Delaney MP, Lamb EJ: Kidney disease.In: Rifai N, Horvath AR, Wittwer CT, eds: Tietz Textbook of Clinical Chemistry and Molecular Diagnostics. 6th ed. Elsevier; 2018:1280-1283 2. Agarwal R, Knochel JP: Hypophosphatemia and hyperphosphatemia. In: Brenner BM, ed. The Kidney. 6th ed. WB Saunders Company; 2000:1071-1125 | Inorganic phosphorus reacts with ammonium molydbdate in an acidic solution to form ammonium phosphomolybdate. The ammonium phosphomolybdate is quantified in the ultraviolet range (340 nm).(Package insert: Roche Phosphorus. Roche Diagnostics; V9.0 12/2019) | 1 to 3 days | 7 days | This test has been cleared, approved, or is exempt by the US Food and Drug Administration and is used per manufacturer's instructions. Performance characteristics were verified by Mayo Clinic in a manner consistent with CLIA requirements. | 84105 | Phosphorus, 24 HR, U | 2779-7 | PHOCN | Phosphorus Concentration | 21458-5
POU_F | Phosphorus, Feces | Workup of cases of chronic diarrhea Identifying the use of phosphate-containing laxatives contributing to osmotic diarrhea | Photometric, Ammonium Molybdate | Yes | Phosphorus, F | Fecal | Patient Preparation:No barium, laxatives, or enemas may be used for 96 hours prior to start of, or during, collection. Supplies:Stool containers - 24, 48, 72 Hour Kit (T291) Container/Tube:Stool container Specimen Volume:10 g Collection Instructions:Collect a very liquid stool specimen. | 5 g | The concentration of electrolytes in fecal water and their rate of excretion are dependent upon 3 factors: -Normal daily dietary intake of electrolytes -Passive transport from serum and other vascular spaces to equilibrate fecal osmotic pressure with vascular osmotic pressure -Electrolyte transport into fecal water due to exogenous substances and rare toxins (eg, cholera toxin) Fecal osmolality is normally in equilibrium with vascular osmolality, and sodium is the major effector of this equilibrium. Fecal osmolality is normally 2 x (sodium + potassium) unless there are exogenous factors inducing a change in composition, such as the presence of other osmotic agents (magnesium sulfate, saccharides) or drugs inducing secretions, such as phenolphthalein or bisacodyl. Osmotic diarrhea is caused by ingestion of poorly absorbed ions or sugars.(1) There are multiple potential causes of osmotic diarrhea. Measurement of phosphate and/or magnesium in liquid stool can assist in identifying intentional or inadvertent use of magnesium and/or phosphate-containing laxatives as the cause.(2-4) The other causes of osmotic diarrhea include ingestion of osmotic agents such as sorbitol or polyethylene glycol laxatives, or carbohydrate malabsorption due most commonly to lactose intolerance. Carbohydrate malabsorption can be differentiated from other osmotic causes by a low stool pH (<6).(5,6) Non-osmotic causes of diarrhea include bile acid malabsorption, inflammatory bowel disease, endocrine tumors, and neoplasia.(1) Secretory diarrhea is classified as non-osmotic and is caused by disruption of epithelial electrolyte transport when secretory agents such as anthraquinones, phenolphthalein, bisacodyl, or cholera toxin are present. The fecal fluid usually has elevated electrolytes (primarily sodium and chloride) and a low osmotic gap (<50 mOsm/kg). Infection is a common secretory process; however, it does not typically cause chronic diarrhea (defined as symptoms >4 weeks). | An interpretive report will be provided | Phosphorus elevation above 102 mg/dL is suggestive of phosphate-induced diarrhea.(4) | Phospholipids contained in liposomal drug formulations (eg AmBisome) may be hydrolyzed in the test due to the acidic reaction pH and thus lead to elevated phosphate results.(1,2) In very rare cases, gammopathy, in particular type IgM (Waldenstrom macroglobulinemia), may cause unreliable results. | 1. Steffer KJ, Santa Ana CA, Cole JA, Fordtran JS: The practical value of comprehensive stool analysis in detecting the cause of idiopathic chronic diarrhea.Gastroenterol Clin North Am. 2012;41:539-560 2. Ho J, Moyer TP, Phillips SF: Chronic diarrhea: the role of magnesium. Mayo Clin Proc. 1995;70:1091-1092 3. Fine KD, Santa Ana CA, Fordtran JS: Diagnosis of magnesium-induced diarrhea. N Engl J Med. 1991;324:1012-1017 4. Fine KD, Ogunji F, Florio R, Porter J, Ana CS:Investigation and diagnosis of diarrhea caused by sodium phosphate. Dig Dis Sci. 1998;43(12):2708-2714 5. Eherer AJ, Fordtran JS: Fecal osmotic gap and pH in experimental diarrhea of various causes. Gastroenterology. 1992;103:545-551 6. Casprary WF: Diarrhea associated with carbohydrate malabsorption. Clin Gastroenterol. 1986;15:631-655 | In the presence of sulfuric acid, inorganic phosphate and ammonium molybdate form an ammonium phosphomolybdate complex. The concentration of phosphomolybdate formed is measured photometrically and is directly proportional to the inorganic phosphate concentration.(Package insert: Roche Phosphorus reagent. Roche Diagnostics; V9.0 12/2019) | 1 to 3 days | 7 days | This test has been modified from the manufacturer's instructions. Its performance characteristics were determined by Mayo Clinic in a manner consistent with CLIA requirements. This test has not been cleared or approved by the US Food and Drug Administration. | 84100 | Phosphorus, F | 88713-3 | POU_F | Phosphorus, F | 88713-3
RPHOC | Phosphorus, Random, Urine | Evaluation of hypo- or hyperphosphatemic states Evaluation of patients with nephrolithiasis | Molybdic Acid | Yes | Phosphorus, Random, U | Urine | Supplies:Sarstedt 5 mL Aliquot Tube (T914) Container/Tube:Plastic, 5-mL tube Specimen Volume:4mL Collection Instructions: 1. Collect a random urine specimen. 2. No preservative. | 1 mL | Approximately 80% of filtered phosphorus is reabsorbed by renal proximal tubule cells. The regulation of urinary phosphorus excretion is principally dependent on regulation of proximal tubule phosphorus reabsorption. A variety of factors influence renal tubular phosphate reabsorption and consequent urine excretion. Factors that increase urinary phosphorus excretion include high phosphorus diet, parathyroid hormone, extracellular volume expansion, low dietary potassium intake, and proximal tubule defects (eg, Fanconi syndrome, X-linked hypophosphatemic rickets, tumor-induced osteomalacia). Factors that decrease, or are associated with decreases in, urinary phosphorus excretion include low dietary phosphorus intake, insulin, high dietary potassium intake, and decreased intestinal absorption of phosphorus (eg, phosphate-binding antacids, vitamin D deficiency, malabsorption states). A renal leak of phosphate has also been implicated as contributing to kidney stone formation in some patients. A timed 24-hour urine collection is the preferred specimen for measuring and interpreting this urinary analyte. Random collections normalized to urinary creatinine may be of some clinical use in patients who cannot collect a 24-hour specimen, typically small children. | No established reference values Random urine phosphorus may be interpreted in conjunction with serum phosphorus, using both values to calculate fractional excretion of chloride. The calculation for fractional excretion (FE) of phosphorus is FE(P)= ([P(urine) X Creat(serum)]/[P(serum) X Creat(urine)])X100 | Interpretation of urinary phosphorous excretion is dependent upon the clinical situation and should be interpreted in conjunction with the serum phosphorous concentration. | No significant cautionary statements. | 1.Delaney MP, Lamb EJ: Kidney disease.In: Rifai N, Horvath AR, Wittwer CT, eds. Tietz Textbook of Clinical Chemistry and Molecular Diagnostics. 6th ed. Elsevier; 2018:1280-1283 2. Matos V, van Melle G, Boulat O et al: Urinary phosphate/creatinine, calcium/creatinine, and magnesium/creatinine ratios in a healthy pediatric population. J Pediatr. 1997;131:252-257 3. Agarwal R, Knochel JP: Hypophosphatemia and hyperphosphatemia. In: Brenner BM, ed. The Kidney. 6th ed. WB Saunders Company; 2000:1071-1125 | Inorganic phosphorus reacts with ammonium molydbdate in an acidic solution to form ammonium phosphomolybdate. The ammonium phosphomolybdate is quantified in the ultraviolet range (340 nm).(Package insert: Roche Phosphorus. Roche Diagnostics; V9.0 12/2019) | Same day/1 to 3 days | 7 days | This test has been cleared, approved, or is exempt by the US Food and Drug Administration and is used per manufacturer's instructions. Performance characteristics were verified by Mayo Clinic in a manner consistent with CLIA requirements. | 84105 | Phosphorus, Random, U | 2778-9 | RPHOC | Phosphorus, Random, U | 2778-9
PHTDP | Phosphorylated TDP43 Immunostain, Technical Component Only | Identification of pathological forms of TDP-43 in neurodegenerative diseases | Immunohistochemistry (IHC) | Yes | Phospho TDP43 IHC, Tech Only | For the initial technical component only immunohistochemical (IHC) stain performed, the appropriate bill-only test ID will be reflexed and charged (IHTOI). For each additional technical component only IHC stain performed, an additional bill-only test ID will be reflexed and charged (IHTOA). | Supplies:Immunostain Technical Only Envelope (T693) Specimen Type:Tissue Container/Tube:Immunostains Technical Only Envelope Preferred:2 Unstained positively charged glass slide (25- x 75- x 1-mm) per test ordered; sections 4-microns thick. Acceptable:Formalin-fixed, paraffin-embedded tissue block |  | TAR DNA-binding protein 43 (TDP-43) has multiple functions in transcriptional repression, translational regulation, and pre-mRNA splicing. In normal cells, TDP-43 is found in the nucleus, whereas in affected cells TDP-43 is phosphorylated and found in intracytoplasmic inclusions and neurites. The phosphoTDP-43-specific antibody will only stain the intracytoplasmic inclusions and neurites, thus highlighting the patterns that are hallmarks for amyotrophic lateral sclerosis and frontotemporal lobular degeneration. |  | This test does not include pathologist interpretation, only technical performance of the stain. If interpretation is required, order PATHC / Pathology Consultation for a full diagnostic evaluation or second opinion of the case. The positive and negative controls are verified as showing appropriate immunoreactivity. If a control tissue is not included on the slide, a scanned image of the relevant quality control tissue is available upon request; call 855-516-8404. Interpretation of this test should be performed in the context of the patient's clinical history and other diagnostic tests by a qualified pathologist. | Age of a cut paraffin section can affect immunoreactivity. Stability thresholds vary widely among published literature and are antigen dependent. Best practice is for paraffin sections to be cut within 6 weeks. | 1. Ling JP, Pletnikova O, Troncoso JC, Wong PC: TDP-43 repression of nonconserved cryptic exons is compromised in ALS-FTD. Science. 2015;349(6248):650-655 2. Hasegawa M, Arai T, Nonaka T, et al. Phosphorylated TDP-43 in frontotemporal lobar degeneration and amyotrophic lateral sclerosis. Ann Neurol. 2008;64(1):60-70 3. Lee EB, Lee VM, Trojanowski JQ. Gains or losses: molecular mechanisms of TDP43-mediated neurodegeneration. Nat Rev Neurosci. 2011;13(1):38-50 4. Smethurst P, Sidle KCL, Hardy J. Review: Prion-like mechanisms of transactive response DNA binding protein of 43 kDa (TDP-43) in amyotrophic lateral sclerosis (ALS). Neuropathol Appl Neurobiol. 2015;41(5):578-597 5. Serrano GE, Intorcia A, Carew J, et al. Feasibility Study: Comparison of Frontal Cortex Needle Core Versus Open Biopsy for Detection of Characteristic Proteinopathies of Neurodegenerative Diseases. J Neuropathol Exp Neurol 2015;74(9):934-942 6.Magaki S, Hojat SA, Wei B, So A, Yong WH. An Introduction to the Performance of Immunohistochemistry. Methods Mol Biol. 2019;1897:289-298. doi:10.1007/978-1-4939-8935-5_25 | Immunohistochemistry on sections of paraffin-embedded tissue.(Unpublished Mayo method) | 1 to 3 days | Until staining is complete. | This test has been cleared, approved, or is exempt by the US Food and Drug Administration and is used per manufacturer's instructions. Performance characteristics were verified by Mayo Clinic in a manner consistent with CLIA requirements. | 88342-TC, Primary88341-TC, If additional IHC | Phospho TDP43 IHC, Tech Only | Order only;no result | 71489 | Phospho TDP43 IHC, Tech Only | Bill only; no result
PAHD | Phthalic Anhydride, IgE, Serum | Establishing a diagnosis of an allergy to phthalic anhydride Defining the allergen responsible for eliciting signs and symptoms Identifying allergens: -Responsible for allergic response and/or anaphylactic episode -To confirm sensitization prior to beginning immunotherapy -To investigate the specificity of allergic reactions to insect venom allergens, drugs, or chemical allergens | Fluorescence Enzyme Immunoassay (FEIA) | Yes | Phthalic Anhydride, IgE | Serum | Collection Container/Tube: Preferred:Serum gel Acceptable:Red top Submission Container/Tube:Plastic vial Specimen Volume:0.5 mL for every 5 allergens requested Collection Instructions:Centrifuge and aliquot serum into a plastic vial. | For 1 allergen: 0.3 mL For more than 1 allergen: (0.05 mL x number of allergens) + 0.25 mL deadspace | Clinical manifestations of immediate hypersensitivity (allergic) diseases are caused by the release of proinflammatory mediators (histamine, leukotrienes, and prostaglandins) from IgE-sensitized effector cells (mast cells and basophils) when cell-bound IgE antibodies interact with an allergen. In vitro serum testing for IgE antibodies provides an indication of the immune response to allergens that may be associated with allergic disease. The allergens chosen for testing often depend upon the age of the patient, history of allergen exposure, season of the year, and clinical manifestations. In individuals predisposed to develop allergic disease, the sequence of sensitization and clinical manifestations proceed as follows: eczema and respiratory disease (rhinitis and bronchospasm) in infants and children less than 5 years due to food sensitivity (milk, egg, soy, and wheat proteins) followed by respiratory disease (rhinitis and asthma) in older children and adults due to sensitivity to inhalant allergens (dust mite, mold, and pollen inhalants). | Class,IgE kU/L,Interpretation, 0,<0.10,Negative, 0/1,0.10-0.34,Borderline/equivocal, 1,0.35-0.69,Equivocal, 2,0.70-3.49,Positive, 3,3.50-17.4,Positive, 4,17.5-49.9,Strongly positive, 5,50.0-99.9,Strongly positive, 6,> or =100,Strongly positive, | Detection of IgE antibodies in serum (class 1 or greater) indicates an increased likelihood of allergic disease as opposed to other etiologies and defines the allergens that may be responsible for eliciting signs and symptoms. The level of IgE antibodies in serum varies directly with the concentration of IgE antibodies expressed as a class score or kU/L. | Testing for IgE antibodies is not useful in patients previously treated with immunotherapy to determine if residual clinical sensitivity exists or in patients in whom the medical management does not depend upon identification of allergen specificity. Some individuals with clinically insignificant sensitivity to allergens may have measurable levels of IgE antibodies in serum, and test results must be interpreted in the clinical context. False-positive results for IgE antibodies may occur in patients with markedly elevated serum IgE (>2500 kU/L) due to nonspecific binding to allergen solid phases. | Homburger HA, Hamilton RG: Allergic diseases. In: McPherson RA, Pincus MR, eds. Henry's Clinical Diagnosis and Management by Laboratory Methods. 23rd ed. Elsevier; 2017:1057-1070 | Specific IgE from the patient's serum reacts with the allergen of interest, which is covalently coupled to an ImmunoCAP. After washing away nonspecific IgE, enzyme-labeled anti-IgE antibody is added to form a complex. After incubation, unbound anti-IgE is washed away, and the bound complex incubated with a developing agent. After stopping the reaction, the fluorescence of the eluate is measured. Fluorescence is proportional to the amount of specific IgE present in the patient's sample (ie, the higher the fluorescence value, the more IgE antibody is present).(Package insert: ImmunoCAP System Specific IgE FEIA. Phadia; Rev 06/2020) | Same day/1 to 3 days | 14 days | This test has been cleared, approved, or is exempt by the US Food and Drug Administration and is used per manufacturer's instructions. Performance characteristics were verified by Mayo Clinic in a manner consistent with CLIA requirements. | 86003 | Phthalic Anhydride, IgE | 7601-8 | PAHD | Phthalic Anhydride, IgE | 7601-8
0831T | Physician Interp Digitize (Bill Only) |  | This test is for tracking purposes only. This is not an orderable test. | Yes | Physician Interp Digitize | This test is for tracking purposes only. | This test is for tracking purposes only. This is not an orderable test. |  |  | This test is for tracking purposes only. This is not an orderable test. | [6 empty] | Not Applicable | 0831T
CVSPC | Physician Interpretation Conventional, Varies |  | This is not an orderable test. | Yes | Physician Interp Conventional | Varies | This is not an orderable test. |  |  | This is not an orderable test. | [6 empty] | Not Applicable | 88141 | Physician Interp Conventional | 50595-8 | CVSPC | Physician Interp Conventional | 50595-8
TPSPC | Physician Interpretation Screen, Varies |  | This test is for billing purposes only. This is not an orderable test. | Yes | Physician Interp Screen | Varies | This test is for billing purposes only. This is not an orderable test. |  |  | This test is for billing purposes only. This is not an orderable test. | [6 empty] | Not Applicable | 88141 | Physician Interp Screen | 59465-5 | TPSPC | Physician Interp Screen | 59465-5
TPDPC | Physician Interpretation, Diagnostic, Varies |  | This test is for billing purposes only. This is not an orderable test. | Yes | Physician Interp Diagnostic | Varies | This test is for billing purposes only. This is not an orderable test. |  |  | This test is for billing purposes only. This is not an orderable test. | [6 empty] | Not Applicable | 88141 | Physician Interp Diagnostic | 59465-5 | TPDPC | Physician Interp Diagnostic | 59465-5
PIGE | Pig Epithelium, IgE, Serum | Establishing a diagnosis of an allergy to pig Defining the allergen responsible for eliciting signs and symptoms Identifying allergens: -Responsible for allergic response and/or anaphylactic episode -To confirm sensitization prior to beginning immunotherapy -To investigate the specificity of allergic reactions to insect venom allergens, drugs, or chemical allergens | Fluorescence Enzyme Immunoassay (FEIA) | Yes | Pig Epithelium, IgE | Serum | Collection Container/Tube: Preferred:Serum gel Acceptable:Red top Submission Container/Tube:Plastic vial Specimen Volume:0.5 mL for every 5 allergens requested Collection Instructions:Centrifuge and aliquot serum into a plastic vial. | For 1 allergen: 0.3 mL For more than 1 allergen: (0.05 mL x number of allergens) + 0.25 mL deadspace | Clinical manifestations of immediate hypersensitivity (allergic) diseases are caused by the release of proinflammatory mediators (histamine, leukotrienes, and prostaglandins) from IgE-sensitized effector cells (mast cells and basophils) when cell-bound IgE antibodies interact with an allergen. In vitro serum testing for IgE antibodies provides an indication of the immune response to allergens that may be associated with allergic disease. The allergens chosen for testing often depend upon the age of the patient, history of allergen exposure, season of the year, and clinical manifestations. In individuals predisposed to develop allergic disease, the sequence of sensitization and clinical manifestations proceed as follows: eczema and respiratory disease (rhinitis and bronchospasm) in infants and children less than 5 years due to food sensitivity (milk, egg, soy, and wheat proteins) followed by respiratory disease (rhinitis and asthma) in older children and adults due to sensitivity to inhalant allergens (dust mite, mold, and pollen inhalants). | Class,IgE kU/L,Interpretation, 0,<0.10,Negative, 0/1,0.10-0.34,Borderline/equivocal, 1,0.35-0.69,Equivocal, 2,0.70-3.49,Positive, 3,3.50-17.4,Positive, 4,17.5-49.9,Strongly positive, 5,50.0-99.9,Strongly positive, 6,> or =100,Strongly positive, | Detection of IgE antibodies in serum (class 1 or greater) indicates an increased likelihood of allergic disease as opposed to other etiologies and defines the allergens that may be responsible for eliciting signs and symptoms. The level of IgE antibodies in serum varies directly with the concentration of IgE antibodies expressed as a class score or kU/L. | Testing for IgE antibodies is not useful in patients previously treated with immunotherapy to determine if residual clinical sensitivity exists or in patients in whom the medical management does not depend upon identification of allergen specificity. Some individuals with clinically insignificant sensitivity to allergens may have measurable levels of IgE antibodies in serum, and test results must be interpreted in the clinical context. False-positive results for IgE antibodies may occur in patients with markedly elevated serum IgE (>2500 kU/L) due to nonspecific binding to allergen solid phases. | Homburger HA, Hamilton RG: Allergic diseases. In: McPherson RA, Pincus MR, eds. Henry's Clinical Diagnosis and Management by Laboratory Methods. 23rd ed. Elsevier; 2017:1057-1070 | Specific IgE from the patient's serum reacts with the allergen of interest, which is covalently coupled to an ImmunoCAP. After washing away nonspecific IgE, enzyme-labeled anti-IgE antibody is added to form a complex. After incubation, unbound anti-IgE is washed away, and the bound complex incubated with a developing agent. After stopping the reaction, the fluorescence of the eluate is measured. Fluorescence is proportional to the amount of specific IgE present in the patient's sample (ie, the higher the fluorescence value, the more IgE antibody is present).(Package insert: ImmunoCAP System Specific IgE FEIA. Phadia; Rev 06/2020) | Same day/1 to 3 days | 14 days | This test has been cleared, approved, or is exempt by the US Food and Drug Administration and is used per manufacturer's instructions. Performance characteristics were verified by Mayo Clinic in a manner consistent with CLIA requirements. | 86003 | Pig Epithelium, IgE | 6262-0 | PIGE | Pig Epithelium, IgE | 6262-0
FPIGF | Pigeon Feathers IgG |  | Phadia ImmunoCAP | Yes | Pigeon Feathers IgG | Serum | Specimen Type: Serum Container/Tube: Red or SST Specimen Volume: 0.5 mL Collection Instructions: Draw blood in a plain red-top tube(s), serum gel tube is acceptable. Spin down and send 0.5 mL of serum refrigerated in a plastic vial. | 0.5 mL | Although there have been many publications concerning the measurement of allergen-specific IgG, the clinical utility of such tests has not been established except in special situations. Thus, the quantitative IgG test should only be ordered by specialists who recognize the limitations of the test. The normal reference ranges reported represent the expected results for individuals who have no unusual exposure and have not been immunized with the indicated allergen. The ranges reported have no disease-associated significance. | <22.0 mcg/mL |  |  |  |  | 3 to 7 days |  | This test was developed and its performance characteristics determined by Viracor Eurofins. It has not been cleared or approved by the U.S. Food and Drug Administration. | 86001 | Pigeon Feathers IgG | 58912-7 | FPIGF | Pigeon Feathers IgG | 58912-7
PIGF | Pigeon Feathers, IgE, Serum | Establishing the diagnosis of an allergy to pigeon feathers Defining the allergen responsible for eliciting signs and symptoms Identifying allergens: -Responsible for allergic response and/or anaphylactic episode -To confirm sensitization prior to beginning immunotherapy -To investigate the specificity of allergic reactions to insect venom allergens, drugs, or chemical allergens Testing for IgE antibodies isnot usefulin patients previously treated with immunotherapy to determine if residual clinical sensitivity exists, or in patients in whom the medical management does not depend upon identification of allergen specificity. | Fluorescence Enzyme Immunoassay (FEIA) | Yes | Pigeon Feathers, IgE | Serum | Collection Container/Tube: Preferred:Serum gel Acceptable:Red top Submission Container/Tube:Plastic vial Specimen Volume:0.5 mL for every 5 allergens requested Collection Instructions:Centrifuge and aliquot serum into a plastic vial. | For 1 allergen: 0.3 mL More than 1 allergen: (0.05 mL x number of allergens) + 0.25 mL dead space | Clinical manifestations of immediate hypersensitivity (allergic) diseases are caused by the release of proinflammatory mediators (histamine, leukotrienes, and prostaglandins) from IgE-sensitized effector cells (mast cells and basophils) when cell-bound IgE antibodies interact with an allergen. In vitro serum testing for IgE antibodies provides an indication of the immune response to allergens that may be associated with allergic disease. The allergens chosen for testing often depend upon the age of the patient, history of allergen exposure, season of the year, and clinical manifestations. In individuals predisposed to develop allergic disease, the sequence of sensitization and clinical manifestations proceed as follows: eczema and respiratory disease (rhinitis and bronchospasm) in infants and children less than 5 years due to food sensitivity (milk, egg, soy, and wheat proteins) followed by respiratory disease (rhinitis and asthma) in older children and adults due to sensitivity to inhalant allergens (dust mite, mold, and pollen inhalants). | Class,IgE kU/L,Interpretation, 0,<0.10,Negative, 0/1,0.10-0.34,Borderline/equivocal, 1,0.35-0.69,Equivocal, 2,0.70-3.49,Positive, 3,3.50-17.4,Positive, 4,17.5-49.9,Strongly positive, 5,50.0-99.9,Strongly positive, 6,> or =100,Strongly positive, | Detection of IgE antibodies in serum (class 1 or greater) indicates an increased likelihood of allergic disease as opposed to other etiologies and defines the allergens that may be responsible for eliciting signs and symptoms. The level of IgE antibodies in serum varies directly with the concentration of IgE antibodies expressed as a class score or kU/L. | Testing for IgE antibodies is not useful in patients previously treated with immunotherapy to determine if residual clinical sensitivity exists or in patients in whom the medical management does not depend upon identification of allergen specificity. Some individuals with clinically insignificant sensitivity to allergens may have measurable levels of IgE antibodies in serum, and test results must be interpreted in the clinical context. False-positive results for IgE antibodies may occur in patients with markedly elevated serum IgE (>2500 kU/L) due to nonspecific binding to allergen solid phases. | Homburger HA, Hamilton RG: Allergic diseases. In: McPherson RA, Pincus MR, eds. Henry's Clinical Diagnosis and Management by Laboratory Methods. 23rd ed. Elsevier; 2017:1057-1070 | Specific IgE from the patient's serum reacts with the allergen of interest, which is covalently coupled to an ImmunoCAP. After washing away nonspecific IgE, enzyme-labeled anti-IgE antibody is added to form a complex. After incubation, unbound anti-IgE is washed away, and the bound complex incubated with a developing agent. After stopping the reaction, the fluorescence of the eluate is measured. Fluorescence is proportional to the amount of specific IgE present in the patient's sample (ie, the higher the fluorescence value, the more IgE antibody is present).(Package insert: ImmunoCAP System Specific IgE FEIA. Phadia; Rev 06/2020) | Same day/1 to 3 days | 14 days | This test was developed and its performance characteristics determined by Mayo Clinic in a manner consistent with CLIA requirements. It has not been cleared or approved by the US Food and Drug Administration. | 86003 | Pigeon Feathers, IgE | 10948-8 | PIGF | Pigeon Feathers, IgE | 10948-8
FPDD | Pigeon/Dove Droppings Gel Diffusion |  | Gel Immunodiffusion | Yes | Pigeon/Dove Droppings Gel Diffusion | Serum | Specimen Type: Serum Container/Tube: Red or SST Specimen Volume: 0.5 mL Collection Instructions:Draw blood in a plain red-top tube(s), serum gel tube(s) is acceptable. Spin down and send 0.5 mL of serum refrigerated in a plastic vial. | 0.5 mL |  | Negative | The gel diffusion method was used to test this patient's serum for the presence of precipitating antibodies (IgG) to the antigens indicated. These antibodies are serological markers for exposure and immunological sensitization. The clinical significance varies, depending on the history and symptoms. |  |  |  | 7 to 14 days |  | This test was developed and its performance characteristics determined by Eurofins Viracor. It has not been cleared or approved by the U.S. Food and Drug Administration. | 86331 | Pigeon/Dove Droppings Gel Diffusion | 24505-0 | Z5608 | Pigeon/Dove Droppings Gel Diffusion | 24505-0
PIK3T | PIK3CA Mutation Analysis, Tumor | Identification ofhormone receptor positive and human epidermal growth factor receptor 2 negative (HR+/HER2-) advanced breast cancer tumors that may be eligible for treatment withtargeted kinase inhibitor therapy (eg, alpelisib). | Polymerase Chain Reaction (PCR) | Yes | PIK3CA Mutation Analysis, Tumor | When this test is ordered, slide review will always be performed at an additional charge. | This assay requires at least 20% tumor nuclei. The amount of tissue needed is dependent on a variety of preanalytical factors (eg, cellularity, ischemic time, fixation). The FFPE input required is equivalent to a 4 to 5 micron slide thickness with a total tumor surface area of 100 mm(2). This can be created by combining material from multiple slides from one tissue block. Preferred: Specimen Type:Tissue block Collection Instructions:Submit a formalin-fixed, paraffin-embedded tissue block. Acceptable: Specimen Type:Tissue slide Slides:1 stained and 10 unstained Collection Instructions:Submit 1 slide stained with hematoxylin and eosin and 10 unstained, nonbaked slides with 5-micron thick sections of the tumor tissue. | See Specimen Required | More than 70% of breast cancers are hormone receptor (HR) positive and human epidermal growth factor receptor 2 (HER2) negative (HR+/HER2-). Approximately 40% of patients with HR+/HER2- advanced breast cancer have activating mutations in the genePIK3CA, inducing hyperactivation of the alpha isoform (p110alpha) of phosphatidylinositol 3-kinase, a key upstream component of the PI3K pathway. Mutations inPIK3CAare associated with tumor growth, resistance to endocrine therapy, and a poor overall prognosis. Patients withHR+/HER2- advanced breast canceridentified to have aPIK3CAmutation may be eligible for treatment with targeted kinase inhibitor therapy (eg, alpelisib). This test uses DNA extracted from tumors to evaluate for the presence of 10 clinically actionablePIK3CAmutations: E542K (c.1624G>A) E542K (c.1633G>A) E545D (c.1635G>T) E545G (c.1634A>G) E545A (c.1634A>C) H1047Y (c.3139C>T) C420R (c.1285C>T) Q546E (c.1636C>G) H1047L (c.3140A>T) H1047R (c.3140A>G) | An interpretive report will be provided | The interpretation of molecular biomarker results includes an overview of the results and the associated diagnostic, prognostic, and therapeutic implications. | A negative (wildtype) result does not rule out the presence of a mutation that may be present but below the limits of detection of this assay. It also does not rule out the presence of other types of alterations in thePIK3CAgene outside those that the assay was designed to detect. This test is not designed to differentiate between somatic and germline alterations. Additional testing may be necessary to clarify the significance of results if there is a potential hereditary risk. Not all tumors that havePIK3CAmutations will respond totargeted therapies. Rare genetic alterations exist that could lead to false-negative or false-positive results. Test results should be interpreted in context of clinical findings, tumor sampling, and other laboratory data. If results obtained do not match other clinical or laboratory findings, please contact the laboratory for possible interpretation. Misinterpretation of results may occur if the information provided is inaccurate or incomplete. | 1. Bachman K, Argani P, Samuels Y, et al: The PIK3CA gene is mutated with high frequency in human breast cancers. Cancer Biol Ther. 2004 Aug;3(8):772-775 2. Andre F, Ciruelos EM, Rubovszky G, et al: Alpelisib for PIK3CA-mutated, hormone receptor-positive advanced breast cancer. N Engl J Med. 2019 May 16;380(20):1929-1940 3. Andre F, Ciruelos EM, Juric D, et al: Alpelisib plus fulvestrant for PIK3CA-mutated, hormone receptor-positive, human epidermal growth factor receptor-2-negative advanced breast cancer: final overall survival results from SOLAR-1. Ann Oncol. 2021 Feb;32(2):208-217 | Microscopic examination is performed by a pathologist to identify areas of tumor for enrichment by macrodissection. Testing is performed on invasive tissue only. Other tissue components, such as ductal carcinoma in situ (DCIS), are excluded. Apolymerase-chain reaction (PCR)-based assay employing real-time PCR and allele-specific PCR technologies is used to test for 10 mutations withinPIK3CA(C420R, E542K, E545A, E545D, E545G, E545K, Q546E, H1047L, H1047R, and H1047Y).(Package insert: therascreen PIK3CA RGQ PCR Kit. Qiagen; 05/2019) | 8 to 12 days | Unused portions of blocks will be returned. Unused slides: Indefinitely | This test has been modified from the manufacturer's instructions. Its performance characteristics were determined by Mayo Clinic in a manner consistent with CLIA requirements. This test has not been cleared or approved by the US Food and Drug Administration. | 81309 | PIK3CA Mutation Analysis, Tumor | 60034-6 | 616661 | Released By | 18771-6
PINE | Pine Nut, IgE, Serum | Establishing the diagnosis of an allergy to pine nut Defining the allergen responsible for eliciting signs and symptoms Identifying allergens: -Responsible for allergic response and/or anaphylactic episode -To confirm sensitization prior to beginning immunotherapy -To investigate the specificity of allergic reactions to insect venom allergens, drugs, or chemical allergens Testing for IgE antibodies isnot usefulin patients previously treated with immunotherapy to determine if residual clinical sensitivity exists, or in patients in whom the medical management does not depend upon identification of allergen specificity. | Fluorescence Enzyme Immunoassay (FEIA) | Yes | Pine Nut, IgE | Serum | Collection Container/Tube: Preferred:Serum gel Acceptable:Red top Submission Container/Tube:Plastic vial Specimen Volume:0.5 mL for every 5 allergens requested Collection Instructions:Centrifuge and aliquot serum into a plastic vial. | For 1 allergen: 0.3 mL More than 1 allergen: (0.05 mL x number of allergens) + 0.25 mL dead space | Clinical manifestations of immediate hypersensitivity (allergic) diseases are caused by the release of proinflammatory mediators (histamine, leukotrienes, and prostaglandins) from IgE-sensitized effector cells (mast cells and basophils) when cell-bound IgE antibodies interact with an allergen. In vitro serum testing for IgE antibodies provides an indication of the immune response to allergens that may be associated with allergic disease. The allergens chosen for testing often depend upon the age of the patient, history of allergen exposure, season of the year, and clinical manifestations. In individuals predisposed to develop allergic disease, the sequence of sensitization and clinical manifestations proceed as follows: eczema and respiratory disease (rhinitis and bronchospasm) in infants and children less than 5 years due to food sensitivity (milk, egg, soy, and wheat proteins) followed by respiratory disease (rhinitis and asthma) in older children and adults due to sensitivity to inhalant allergens (dust mite, mold, and pollen inhalants). | Class,IgE kU/L,Interpretation, 0,<0.10,Negative, 0/1,0.10-0.34,Borderline/equivocal, 1,0.35-0.69,Equivocal, 2,0.70-3.49,Positive, 3,3.50-17.4,Positive, 4,17.5-49.9,Strongly positive, 5,50.0-99.9,Strongly positive, 6,> or =100,Strongly positive, | Detection of IgE antibodies in serum (class 1 or greater) indicates an increased likelihood of allergic disease as opposed to other etiologies and defines the allergens that may be responsible for eliciting signs and symptoms. The level of IgE antibodies in serum varies directly with the concentration of IgE antibodies expressed as a class score or kU/L. | Testing for IgE antibodies is not useful in patients previously treated with immunotherapy to determine if residual clinical sensitivity exists or in patients in whom the medical management does not depend upon identification of allergen specificity. Some individuals with clinically insignificant sensitivity to allergens may have measurable levels of IgE antibodies in serum, and test results must be interpreted in the clinical context. False-positive results for IgE antibodies may occur in patients with markedly elevated serum IgE (>2500 kU/L) due to nonspecific binding to allergen solid phases. | Homburger HA, Hamilton RG: Allergic diseases. In: McPherson RA, Pincus MR, eds. Henry's Clinical Diagnosis and Management by Laboratory Methods. 23rd ed. Elsevier; 2017:1057-1070 | Specific IgE from the patient's serum reacts with the allergen of interest, which is covalently coupled to an ImmunoCAP. After washing away nonspecific IgE, enzyme-labeled anti-IgE antibody is added to form a complex. After incubation, unbound anti-IgE is washed away, and the bound complex incubated with a developing agent. After stopping the reaction, the fluorescence of the eluate is measured. Fluorescence is proportional to the amount of specific IgE present in the patient's sample (ie, the higher the fluorescence value, the more IgE antibody is present).(Package insert: ImmunoCAP System Specific IgE FEIA. Phadia; Rev 06/2020) | Same day/1 to 3 days | 14 days | This test was developed and its performance characteristics determined by Mayo Clinic in a manner consistent with CLIA requirements. It has not been cleared or approved by the US Food and Drug Administration. | 86003 | Pine Nut, IgE | 10954-6 | PINE | Pine Nut, IgE | 10954-6
FPINP | Pine Ponderosa IgE |  | Enzyme Immunoassay (EIA) | Yes | Pine Ponderosa IgE | Serum | Specimen Type:Serum Container/Tube:Red or SST Specimen Volume:0.5 mL Collection Instructions:Draw blood in a plain red-top tube(s), serum gel tube(s) is acceptable. Spin down and send 0.5 mL of serum refrigerated in a plastic vial. | 0.5 mL |  | <0.35 kU/L | Class IgE (kU/L) Comment 0 <0.35 Below Detection 1 0.35-0.69 Low Positive 2 0.70-3.49 Moderate Positive 3 3.50-17.49 Positive 4 17.50-49.99 Strong Positive 5 >49.99 Very Strong Positive |  |  |  | 4 to 7 days |  | This test was developed and its performance characteristics determined by Eurofins Viracor. It has not been cleared or approved by the U.S. Food and Drug Administration. | 86003 | Pine Ponderosa IgE | 7610-9 | Z5336 | CLASS | Not Provided
FPIAP | Pineapple IgG |  | Enzyme Immunoassay (FEIA) | No | Pineapple IgG | Serum | Draw blood in a plain red-top tube(s), serum gel tube(s) is acceptable. Spin down and send 0.5 mL of serum refrigerated in a plastic vial. | 0.5 mL |  | Reference ranges have not been established for food-specific IgG tests. The clinical utility of food-specific IgG tests has not been established. These tests can be used in special clinical situations to select foods for evaluation by diet elimination and challenge in patients who have food-related complaints. It should be recognized that the presence of food-specific IgG alone cannot be taken as evidence of food allergy and only indicates immunologic sensitization by the food allergen in question. This test should only be ordered by physicians who recognize the limitations of the test. |  |  |  |  | 3 to 7 days |  | This test was developed and its performance characteristics determined by Viracor Eurofins. It has not been cleared or approved by the U.S. Food and Drug Administration. | 86001 | Pineapple IgG | 60394-4 | FPIAP | Pineapple IgG | 60394-4
PNAP | Pineapple, IgE, Serum | Establishing a diagnosis of an allergy to pineapple Defining the allergen responsible for eliciting signs and symptoms Identifying allergens: -Responsible for allergic response and/or anaphylactic episode -To confirm sensitization prior to beginning immunotherapy -To investigate the specificity of allergic reactions to insect venom allergens, drugs, or chemical allergens | Fluorescence Enzyme Immunoassay (FEIA) | Yes | Pineapple, IgE | Serum | Collection Container/Tube: Preferred:Serum gel Acceptable:Red top Submission Container/Tube:Plastic vial Specimen Volume:0.5 mL for every 5 allergens requested Collection Instructions:Centrifuge and aliquot serum into a plastic vial. | For 1 allergen: 0.3 mL For more than 1 allergen: (0.05 mL x number of allergens) + 0.25 mL deadspace | Clinical manifestations of immediate hypersensitivity (allergic) diseases are caused by the release of proinflammatory mediators (histamine, leukotrienes, and prostaglandins) from IgE-sensitized effector cells (mast cells and basophils) when cell-bound IgE antibodies interact with an allergen. In vitro serum testing for IgE antibodies provides an indication of the immune response to allergens that may be associated with allergic disease. The allergens chosen for testing often depend upon the age of the patient, history of allergen exposure, season of the year, and clinical manifestations. In individuals predisposed to develop allergic disease, the sequence of sensitization and clinical manifestations proceed as follows: eczema and respiratory disease (rhinitis and bronchospasm) in infants and children less than 5 years due to food sensitivity (milk, egg, soy, and wheat proteins) followed by respiratory disease (rhinitis and asthma) in older children and adults due to sensitivity to inhalant allergens (dust mite, mold, and pollen inhalants). | Class,IgE kU/L,Interpretation, 0,<0.10,Negative, 0/1,0.10-0.34,Borderline/equivocal, 1,0.35-0.69,Equivocal, 2,0.70-3.49,Positive, 3,3.50-17.4,Positive, 4,17.5-49.9,Strongly positive, 5,50.0-99.9,Strongly positive, 6,> or =100,Strongly positive, | Detection of IgE antibodies in serum (class 1 or greater) indicates an increased likelihood of allergic disease as opposed to other etiologies and defines the allergens that may be responsible for eliciting signs and symptoms. The level of IgE antibodies in serum varies directly with the concentration of IgE antibodies expressed as a class score or kU/L. | Testing for IgE antibodies is not useful in patients previously treated with immunotherapy to determine if residual clinical sensitivity exists or in patients in whom the medical management does not depend upon identification of allergen specificity. Some individuals with clinically insignificant sensitivity to allergens may have measurable levels of IgE antibodies in serum, and test results must be interpreted in the clinical context. False-positive results for IgE antibodies may occur in patients with markedly elevated serum IgE (>2500 kU/L) due to nonspecific binding to allergen solid phases. | Homburger HA, Hamilton RG: Allergic diseases. In: McPherson RA, Pincus MR, eds. Henry's Clinical Diagnosis and Management by Laboratory Methods. 23rd ed. Elsevier; 2017:1057-1070 | Specific IgE from the patient's serum reacts with the allergen of interest, which is covalently coupled to an ImmunoCAP. After washing away nonspecific IgE, enzyme-labeled anti-IgE antibody is added to form a complex. After incubation, unbound anti-IgE is washed away, and the bound complex incubated with a developing agent. After stopping the reaction, the fluorescence of the eluate is measured. Fluorescence is proportional to the amount of specific IgE present in the patient's sample (ie, the higher the fluorescence value, the more IgE antibody is present).(Package insert: ImmunoCAP System Specific IgE FEIA. Phadia; Rev 06/2020) | 1 to 3 days | 14 days | This test has been cleared, approved, or is exempt by the US Food and Drug Administration and is used per manufacturer's instructions. Performance characteristics were verified by Mayo Clinic in a manner consistent with CLIA requirements. | 86003 | Pineapple, IgE | 6218-2 | PNAP | Pineapple, IgE | 6218-2
PINW | Pinworm Exam, Perianal | Detection of the eggs ofEnterobius vermicularison the skin ofthe perianal folds | Microscopic | Yes | Pinworm Exam, Perianal | Varies | Supplies:Swubes (T300) Specimen Type:Perianal Container/Tube:SWUBE disposable paddle (Falcon) or similar method of collection Specimen Volume:Entire specimen Collection Instructions:SeePinworm Collection Instructions |  | Enterobius vermicularis, also known aspinworm, is a common intestinal nematode with a worldwide distribution. In the United States, pinworm infection is the most common helminth infection of humans and is most frequently found in young school-age children. Transmission is by the fecal-oral route. Individuals become infected when inadvertently ingesting pinworm eggs from the environment (eg, contaminated objects and surfaces). The eggs then hatch in the small intestine and the adults reside in the lumen of the cecum. Gravid adult females migrate to the perianal area during the night and deposit large numbers of eggs in the perianal area, using a glue-like substance to promote adherence anal skin folds. Most infections are asymptomatic. When present, the most common symptom is nocturnal pruritus ani (nightly anal itching) from the host inflammatory reaction to the eggs and associated adhesion. With itching, the eggs contaminate the fingers of the host and then spread into the environment to infect others. Autoinoculation is also common. Heavy infections may be associated with irritability, difficulty sleeping, abdominal pain, nausea, and vomiting. Ectopic migration of the adult female worm may also lead to vulvovaginitis, salpingo-oophoritis, peritonitis, and, possibly, appendicitis. Pinworm infection is best diagnosed through identification of eggs, and occasionally adults, obtained from the perianal skin folds. This is classically accomplished via collection with clear adhesive cellophane tape. The pinworm paddle (eg, SWUBE device) facilitates this collection and provides a safer and more reliable means of collection and examination. To collect eggs with the pinworm paddle, the adhesive side of the paddle is pressed firmly and repeatedly to the perianal region and then returned to its plastic tube for safe transportation to the laboratory. The specimen should be collected first thing in the morning, before the patient bathes or defecates. When the paddle arrives in the laboratory, it is placed on a glass slide and examined using a light microscope for eggs and adult worms. Care must be taken when collecting and examining the specimen, as pinworm eggs are infectious within 4 to 6 hours of being laid. Repeat testing may be recommended to increase the sensitivity of detection in cases of light infection. Several agents are effective in treating pinworm infection (pyrantel pamoate, mebendazole), and good personal hygiene will prevent transmission of the eggs. | Negative (reported as positive or negative) | Positive results are provided indicating the presence of eggs ofEnterobius vermicularis. | Although adult pinworms and eggs can occasionally be observedin stool specimens, examination of feces is not the optimum methodfor detecting those parasites. | 1. Global Health, Division of Parasitic Diseases: Parasites-Enterobiasis (also known as Pinworm Infection). Centers for Disease Control and Prevention; Updated June 5, 2023. Accessed January 19, 2024. Available at www.cdc.gov/parasites/pinworm/index.html 2. Mayo Clinic: Pinworm infection. Mayo Clinic; Updated June 4, 2022. Accessed January 19, 2024. Available at www.mayoclinic.org/diseases-conditions/pinworm/symptoms-causes/syc-20376382 | The disposable paddle is firmly pressed against right and left perianal folds first thing in the morning. The paddle is examined microscopically for the presence of pinworms and eggs.(Garcia L. Diagnostic Medical Parasitology. 6th ed. ASM Press; 2016) | 1 to 4 days | 7 days | This test has been cleared, approved, or is exempt by the US Food and Drug Administration and is used per manufacturer's instructions. Performance characteristics were verified by Mayo Clinic in a manner consistent with CLIA requirements. | 87172 | Pinworm Exam, Perianal | 675-9 | PINW | Pinworm Exam, Perianal | 675-9
PIPU | Pipecolic Acid, Random, Urine | Differentiating between disorders of peroxisomal biogenesis (eg, Zellweger syndrome) and disorders with loss of a single peroxisomal function Detecting abnormal elevations of pipecolic acid in urine | Gas Chromatography Mass Spectrometry (GC-MS) | Yes | Pipecolic Acid, U | For more information seeEpilepsy: Unexplained Refractory and/or Familial Testing Algorithm. | Supplies:Urine tubes, 10 mL (T068) Container/Tube:Plastic, 10-mL urine tube Specimen Volume:5 mL Collection Instructions: 1. Collect a random urine specimen. 2. No preservative. | 2 mL | Pipecolic acid (PA) is an intermediate of lysine metabolism and is oxidized in the peroxisomes by the enzyme L-pipecolate oxidase. In peroxisome biogenesis disorders (eg, Zellweger syndrome), the activity of this enzyme is lost, resulting in an increase in pipecolic acid levels. In contrast, in peroxisomal disorders involving single enzyme deficiencies such as D-bifunctional protein deficiency, PA is not elevated; therefore, PA analysis is useful for differentiating between these 2 groups of disorders. Increased pipecolic acid levels may also be seen in alpha-aminoadipic semialdehyde dehydrogenase deficiency (pyridoxine dependent epilepsy), hyperlysinemia types 1 and 2, and defects in proline metabolism. Theoretically, a defect in L-pipecolate oxidase can exist, and several cases of hyperpipecolic acidemia have been reported, but a specific enzyme deficiency has not been described in any of the patients. | < or =31 days: < or =223.8 nmol/mg creatinine 32 days-5 months: < or =123.1 nmol/mg creatinine 6 months-11 months: < or =45.0 nmol/mg creatinine > or =1 year: < or =5.7 nmol/mg creatinine | Elevated pipecolic acid levels are seen in disorders of peroxisomal biogenesis; normal levels are seen in disorders with loss of a single peroxisomal function. Abnormal levels of pipecolic acid should be interpreted together with the results of other biochemical markers of peroxisomal disorders, such as serum C22-C26 very long-chain fatty acids, phytanic acid, pristanic acid (POX / Fatty Acid Profile, Peroxisomal [C22-C26], Serum); red blood cell plasmalogens (PGRBC / Plasmalogens, Blood); and bile acid intermediates (BAIPD / Bile Acids for Peroxisomal Disorders, Serum). | Newborns with disorders of peroxisomal biogenesis often have normal levels of pipecolic acid that increase with age. Abnormal results may reflect either prematurity or nongenetic liver or kidney disease. Pipecolic acid is not detected by conventional organic acid analysis (OAU /Organic Acids Screen, Random, Urine). Vigabatrin interferes with pipecolic acid determination. Methylmalonic acid interferes with pipecolic acid determination. | 1. Gartner J, Rosewich H, Thoms S. The peroxisome biogenesis disorders. In: Valle D, Antonarakis S, Ballabio A, Beaudet AL, Mitchell GA, eds. The Online Metabolic and Molecular Bases of Inherited Disease. McGraw-Hill Medical; 2019. Accessed November 02, 2023.Available at https://ommbid.mhmedical.com/content.aspx?bookid=2709&sectionid=22554226 2. Wanders RJA, Barth PG, Heymans HAS. Single peroxisomal enzyme deficiencies. In: Valle D, Antonarakis S, Ballabio A, Beaudet AL, Mitchell GA, eds. The Online Metabolic and Molecular Bases of Inherited Disease. McGraw-Hill Medical; 2019. Accessed November 02, 2023.Available at https://ommbid.mhmedical.com/content.aspx?bookid=2709&sectionid=225542524 3. Peduto A, Baumgartner MR, Verhoeven NM, et al. Hyperpipecolic acidaemia: a diagnostic tool for peroxisomal disorders. Mol Genet Metab. 2004;82:224-230 4. Braverman N, Raymond G, Rizzo WB, et al. Peroxisome biogenesis disorders in the Zellweger spectrum: An overview of current diagnosis, clinical manifestations, and treatment guidelines. Mol Genet Metab. 2016;117(3):313-321 | Pipecolic acid is quantitated by a stable isotope dilution method; electron capture negative chemical ionization gas chromatography mass spectrophotometry of pentafluorobenzyl esters.(Kok RM, Kaster L, de Jong AP, et al. Stable isotope dilution analysis of pipecolic acid in cerebrospinal fluid, plasma, urine and amniotic fluid using electron capture negative ion mass fragmentography. Clin Chim Acta. 1987;168:143-152,Kuhara t, Akiyama T, Ohse M, et al. Identification of new biomarkers of pyridoxine-dependent epilepsy by GC/MS-based urine metabolomics. Anal Biochem. 2020;604:113739. doi:10.1016/j.ab.2020.113739) | 3 to 9 days | 1 month | This test was developed and its performance characteristics determined by Mayo Clinic in a manner consistent with CLIA requirements. It has not been cleared or approved by the US Food and Drug Administration. | 82542 | Pipecolic Acid, U | 33659-4 | 29954 | Reviewed By | 18771-6
PIPA | Pipecolic Acid, Serum | Differentiating between disorders of peroxisomal biogenesis (eg, Zellweger syndrome) and disorders with loss of a single peroxisomal function Detecting abnormal elevations of pipecolic acid in serum | Gas Chromatography Mass Spectrometry (GC-MS) | Yes | Pipecolic Acid, S | For more information seeEpilepsy: Unexplained Refractory and/or Familial Testing Algorithm | Patient Preparation:Fasting 12 hours or more. (Collect specimens from infants and small children just before next feeding) Supplies:Sarstedt Aliquot Tube, 5 mL (T914) Collection Container/Tube: Preferred:Serum gel Acceptable:Red top Submission Container/Tube:Plastic vial Specimen Volume:1.5 mL Collection Instructions:Centrifuge and aliquot serum into plastic vial. | 1 mL | Pipecolic acid (PA) is an intermediate of lysine metabolism and is oxidized in the peroxisomes by the enzyme L-pipecolate oxidase. In peroxisome biogenesis disorders (eg, Zellweger syndrome), the activity of this enzyme is lost, resulting in an increase in pipecolic acid levels. In contrast, in peroxisomal disorders involving single enzyme deficiencies such as D-bifunctional protein deficiency, PA is not elevated; therefore, PA analysis is useful for differentiating between these 2 groups of disorders. Increased pipecolic acid levels may also be seen in alpha-aminoadipic semialdehyde dehydrogenase deficiency (pyridoxine-dependent epilepsy), hyperlysinemia types 1 and 2, and defects in proline metabolism. Theoretically, a defect in L-pipecolate oxidase can exist, and several cases of hyperpipecolic acidemia have been reported, but a specific enzyme deficiency has not been described in any of the patients. | <6 months: < or =6.0 nmol/mL 6 months-<1 year: < or =5.9 nmol/mL 1-17 years: < or =4.3 nmol/mL > or =18 years: < or =7.4 nmol/mL | Elevated pipecolic acid levels are seen in disorders of peroxisomal biogenesis; normal levels are seen in disorders with loss of a single peroxisomal function. Abnormal levels of pipecolic acid should be interpreted together with the results of other biochemical markers of peroxisomal disorders, such as plasma C22-C26 very long-chain fatty acids, phytanic acid, and pristanic acid (POX / Fatty Acid Profile, Peroxisomal [C22-C26], Serum); red blood cell plasmalogens (PGRBC / Plasmalogens, Blood); and bile acid intermediates (BAIPD / Bile Acids for Peroxisomal Disorders, Serum). | Newborns with disorders of peroxisomal biogenesis often have normal levels of pipecolic acid that increase with age. Abnormal results may reflect either prematurity or nongenetic liver or kidney disease. Vigabatrin interferes with pipecolic acid determination. Methylmalonic acid interferes with pipecolic acid determination. | 1. Gartner J, Rosewich H, Thoms S. The peroxisome biogenesis disorders. In: Valle D, Antonarakis S, Ballabio A, Beaudet AL, Mitchell GA, eds. The Online Metabolic and Molecular Bases of Inherited Disease. McGraw-Hill Medical; 2019. Accessed November 02, 2023.Available at https://ommbid.mhmedical.com/content.aspx?bookid=2709&sectionid=22554226 2. Wanders RJA, Barth PG, Heymans HAS. Single peroxisomal enzyme deficiencies. In: Valle D, Antonarakis S, Ballabio A, Beaudet AL, Mitchell GA, eds. The Online Metabolic and Molecular Bases of Inherited Disease. McGraw-Hill Medical; 2019. Accessed November 02, 2023.Available at https://ommbid.mhmedical.com/content.aspx?bookid=2709&sectionid=225542524 3. Peduto A, Baumgartner MR, Verhoeven NM, et al. Hyperpipecolic acidaemia: a diagnostic tool for peroxisomal disorders.Mol Genet Metab. 2004;82(3):224-230 4. Braverman N, Raymond G, Rizzo WB, et al. Peroxisome biogenesis disorders in the Zellweger spectrum: An overview of current diagnosis, clinical manifestations, and treatment guidelines. Mol Genet Metab. 2016;117(3):313-321 | Pipecolic acid is quantitated by a stable isotope dilution method; electron capture negative chemical ionization gas chromatography mass spectrophotometry of pentafluorobenzyl esters.(Kok RM, Kaster L, de Jong AP, et al. Stable isotope dilution analysis of pipecolic acid in cerebrospinal fluid, plasma, urine and amniotic fluid using electron capture negative ion mass fragmentography. Clin Chim Acta. 1987;168:143-152,Kuhara t, Akiyama T, Ohse M, et al. Identification of new biomarkers of pyridoxine-dependent epilepsy by GC/MS-based urine metabolomics. Anal Biochem. 2020;604:113739. doi:10.1016/j.ab.2020.113739) | 3 to 9 days | 1 month | This test was developed and its performance characteristics determined by Mayo Clinic in a manner consistent with CLIA requirements. It has not been cleared or approved by the US Food and Drug Administration. | 82542 | Pipecolic Acid, S | 32334-5 | 29962 | Interpretation | 59462-2
PISTA | Pistachio, IgE, Serum | Establishing a diagnosis of an allergy to pistachio Defining the allergen responsible for eliciting signs and symptoms Identifying allergens: -Responsible for allergic response and/or anaphylactic episode -To confirm sensitization prior to beginning immunotherapy -To investigate the specificity of allergic reactions to insect venom allergens, drugs, or chemical allergens | Fluorescence Enzyme Immunoassay (FEIA) | Yes | Pistachio, IgE | Serum | Collection Container/Tube: Preferred:Serum gel Acceptable:Red top Submission Container/Tube:Plastic vial Specimen Volume:0.5 mL for every 5 allergens requested Collection Instructions:Centrifuge and aliquot serum into a plastic vial. | For 1 allergen: 0.3 mL For more than 1 allergen: (0.05 mL x number of allergens) + 0.25 mL deadspace | Clinical manifestations of immediate hypersensitivity (allergic) diseases are caused by the release of proinflammatory mediators (histamine, leukotrienes, and prostaglandins) from IgE-sensitized effector cells (mast cells and basophils) when cell-bound IgE antibodies interact with an allergen. In vitro serum testing for IgE antibodies provides an indication of the immune response to allergens that may be associated with allergic disease. The allergens chosen for testing often depend upon the age of the patient, history of allergen exposure, season of the year, and clinical manifestations. In individuals predisposed to develop allergic disease, the sequence of sensitization and clinical manifestations proceed as follows: eczema and respiratory disease (rhinitis and bronchospasm) in infants and children less than 5 years due to food sensitivity (milk, egg, soy, and wheat proteins) followed by respiratory disease (rhinitis and asthma) in older children and adults due to sensitivity to inhalant allergens (dust mite, mold, and pollen inhalants). | Class,IgE kU/L,Interpretation, 0,<0.10,Negative, 0/1,0.10-0.34,Borderline/equivocal, 1,0.35-0.69,Equivocal, 2,0.70-3.49,Positive, 3,3.50-17.4,Positive, 4,17.5-49.9,Strongly positive, 5,50.0-99.9,Strongly positive, 6,> or =100,Strongly positive, | Detection of IgE antibodies in serum (class 1 or greater) indicates an increased likelihood of allergic disease as opposed to other etiologies and defines the allergens that may be responsible for eliciting signs and symptoms. The level of IgE antibodies in serum varies directly with the concentration of IgE antibodies expressed as a class score or kU/L. | Testing for IgE antibodies is not useful in patients previously treated with immunotherapy to determine if residual clinical sensitivity exists or in patients in whom the medical management does not depend upon identification of allergen specificity. Some individuals with clinically insignificant sensitivity to allergens may have measurable levels of IgE antibodies in serum, and test results must be interpreted in the clinical context. False-positive results for IgE antibodies may occur in patients with markedly elevated serum IgE (>2500 kU/L) due to nonspecific binding to allergen solid phases. | Homburger HA, Hamilton RG: Allergic diseases. In: McPherson RA, Pincus MR, eds. Henry's Clinical Diagnosis and Management by Laboratory Methods. 23rd ed. Elsevier; 2017:1057-1070 | Specific IgE from the patient's serum reacts with the allergen of interest, which is covalently coupled to an ImmunoCAP. After washing away nonspecific IgE, enzyme-labeled anti-IgE antibody is added to form a complex. After incubation, unbound anti-IgE is washed away, and the bound complex incubated with a developing agent. After stopping the reaction, the fluorescence of the eluate is measured. Fluorescence is proportional to the amount of specific IgE present in the patient's sample (ie, the higher the fluorescence value, the more IgE antibody is present).(Package insert: ImmunoCAP System Specific IgE FEIA. Phadia; Rev 06/2020) | Same day/1 to 3 days | 14 days | This test has been cleared, approved, or is exempt by the US Food and Drug Administration and is used per manufacturer's instructions. Performance characteristics were verified by Mayo Clinic in a manner consistent with CLIA requirements. | 86003 | Pistachio, IgE | 7613-3 | PISTA | Pistachio, IgE | 7613-3
PIT1 | PIT-1 Immunostain, Technical Component Only | Classification of pituitary adenomas | Immunohistochemistry (IHC) | Yes | Pit-1 IHC, Tech Only | For the initial technical component only immunohistochemical (IHC) stain performed, the appropriate bill-only test ID will be reflexed and charged (IHTOI). For each additional technical component only IHC stain performed, an additional bill-only test ID will be reflexed and charged (IHTOA). | Supplies:Immunostain Technical Only Envelope (T693) Specimen Type:Tissue Container/Tube:Immunostains Technical Only Envelope Preferred:2 Unstained positively charged glass slide (25- x 75- x 1-mm) per test ordered; sections 4-microns thick Acceptable:Formalin-fixed, paraffin-embedded tissue block |  | Pit-1, also known as POU1F1, is a transcription factor involved in the development of the anterior pituitary and is useful in the classification of pituitary adenomas. Expression of Pit-1 is observed in somatotropic hormone-producing tumors (prolactin, growth hormone, or thyroid-stimulating hormone). | NA | This test does not include pathologist interpretation, only technical performance of the stain. If interpretation is required, order PATHC / Pathology Consultation for a full diagnostic evaluation or second opinion of the case. The positive and negative controls are verified as showing appropriate immunoreactivity. If a control tissue is not included on the slide, a scanned image of the relevant quality control tissue is available upon request; call 855-516-8404. Interpretation of this test should be performed in the context of the patient's clinical history and other diagnostic tests by a qualified pathologist. | Age of a cut paraffin section can affect immunoreactivity. Stability thresholds vary widely among published literature and are antigen dependent. Best practice is for paraffin sections to be cut within 6 weeks. | 1. Friend KE, Chiou YK, Laws ER, et al. Pit-1 messenger ribonucleic acid is differentially expressed in human pituitary adenomas. J Clin Endocrinol Metab. 1993;77(5):1281-1286 2. Asa SL, Puy LA, Lew AM, et al. Cell type-specific expression of the pituitary transcription activator pit-1 in the human pituitary and pituitary adenomas. J Clin Endocrinol Metab. 1993;77(5):1275-1280 3. Mete O, Asa S. Clinicopathological Correlations in Pituitary Adenomas. Brain Pathol. 2012;22:443-453 4. Mete O, Asa S. Therapeutic implications of accurate classification of pituitary adenomas. Semin Diagn Pathol. 2013;30(3):158-164 5. McDonald WC, Banerji N, McDonald KN, et al. Steroidogenic Factor 1, Pit-1, and Adrenocorticotropic Hormone: A Rational Starting Place for the Immunohistochemical Characterization of Pituitary Adenoma. Arch Pathol Lab Med. 2017;141(1):104-112 6.Magaki S, Hojat SA, Wei B, So A, Yong WH. An Introduction to the Performance of Immunohistochemistry. Methods Mol Biol. 2019;1897:289-298. doi:10.1007/978-1-4939-8935-5_25 | Immunohistochemistry on sections of paraffin-embedded tissue.(Unpublished Mayo method) | 1 to 3 days | Until staining is complete. | This test has been cleared, approved, or is exempt by the US Food and Drug Administration and is used per manufacturer's instructions. Performance characteristics were verified by Mayo Clinic in a manner consistent with CLIA requirements. | 88342-TC, primary88341-TC, if additional IHC | Pit-1 IHC, Tech Only | Order only;no result | 72125 | Pit-1 IHC, Tech Only | Bill only; no result
PLAP | Placental Alkaline Phosphatase (PLAP) Immunostain, Technical Component Only | Aids in the identification of germ cell tumors | Immunohistochemistry (IHC) | Yes | PLAP IHC, Tech Only | For the initial technical component only immunohistochemical (IHC) stain performed, the appropriate bill-only test ID will be reflexed and charged (IHTOI). For each additional technical component only IHC stain performed, an additional bill-only test ID will be reflexed and charged (IHTOA). | Supplies:Immunostain Technical Only Envelope (T693) Specimen Type:Tissue Container/Tube:Immunostains Technical Only Envelope Preferred:2 Unstained positively charged glass slide (25- x 75- x 1-mm) per test ordered; sections 4-microns thick. Acceptable:Formalin-fixed, paraffin-embedded tissue block |  | Placental alkaline phosphatase (PLAP) is expressed in cytotrophoblasts, syncytiotrophoblasts, and intermediate trophoblast cells. PLAP has been shown to be positive in various tumors, particularly germ-cell tumors and adenocarcinomas. PLAP expression has been described in tumors of Mullerian derivation, pulmonary and colonic carcinomas, and renal cell carcinomas. |  | This test does not include pathologist interpretation, only technical performance of the stain. If interpretation is required, order PATHC / Pathology Consultation for a full diagnostic evaluation or second opinion of the case. The positive and negative controls are verified as showing appropriate immunoreactivity. If a control tissue is not included on the slide, a scanned image of the relevant quality control tissue is available upon request; call 855-516-8404. Interpretation of this test should be performed in the context of the patient's clinical history and other diagnostic tests by a qualified pathologist. | Age of a cut paraffin section can affect immunoreactivity. Stability thresholds vary widely among published literature and are antigen dependent. Best practice is for paraffin sections to be cut within 6 weeks. | 1. Bailey D, Marks A, Stratis M, Baumal R. Immunohistochemical staining of germ cell tumors and intratubular malignant germ cells of the testis using antibody to placental alkaline phosphatase and a monoclonal anti-seminoma antibody. Mod Pathol. 1991;4(2):167-171 2. Goldsmith JD, Pawel B, Goldblum JR, et al. Detection and diagnostic utilization of placental alkaline phosphatase in muscular tissue and tumors with myogenic differentiation. Am J Surg Pathol. 2002;26(12):1627-1633 3. Niehans GA, Manivel C, Copland GT, et al. Immunohistochemistry of germ cell and trophoblastic neoplasms.Cancer. 1988;62:1113-1123 4.Magaki S, Hojat SA, Wei B, So A, Yong WH. An Introduction to the Performance of Immunohistochemistry. Methods Mol Biol. 2019;1897:289-298. doi:10.1007/978-1-4939-8935-5_25 | Immunohistochemistry on sections of paraffin-embedded tissue.(Unpublished Mayo method) | 1 to 3 days | Until staining is complete. | This test has been cleared, approved, or is exempt by the US Food and Drug Administration and is used per manufacturer's instructions. Performance characteristics were verified by Mayo Clinic in a manner consistent with CLIA requirements. | 88342-TC, primary88341-TC, if additional IHC | PLAP IHC, Tech Only | Order only;no result | 70851 | PLAP IHC, Tech Only | Bill only; no result
PLAI | Plaice, IgE, Serum | Establishing a diagnosis of an allergy to plaice Defining the allergen responsible for eliciting signs and symptoms Identifying allergens: -Responsible for allergic response and/or anaphylactic episode -To confirm sensitization prior to beginning immunotherapy -To investigate the specificity of allergic reactions to insect venom allergens, drugs, or chemical allergens | Fluorescence Enzyme Immunoassay (FEIA) | Yes | Plaice, IgE | Serum | Collection Container/Tube: Preferred:Serum gel Acceptable:Red top Submission Container/Tube:Plastic vial Specimen Volume:0.5 mL for every 5 allergens requested Collection Instructions:Centrifuge and aliquot serum into a plastic vial. | For 1 allergen: 0.3 mL For more than 1 allergen: (0.05 mL x number of allergens) + 0.25 mL deadspace | Clinical manifestations of immediate hypersensitivity (allergic) diseases are caused by the release of proinflammatory mediators (histamine, leukotrienes, and prostaglandins) from IgE-sensitized effector cells (mast cells and basophils) when cell-bound IgE antibodies interact with an allergen. In vitro serum testing for IgE antibodies provides an indication of the immune response to allergen(s) that may be associated with allergic disease. The allergens chosen for testing often depend upon the age of the patient, history of allergen exposure, season of the year, and clinical manifestations. In individuals predisposed to develop allergic disease(s), the sequence of sensitization and clinical manifestations proceed as follows: eczema and respiratory disease (rhinitis and bronchospasm) in infants and children less than 5 years due to food sensitivity (milk, egg, soy, and wheat proteins) followed by respiratory disease (rhinitis and asthma) in older children and adults due to sensitivity to inhalant allergens (dust mite, mold, and pollen inhalants). | Class,IgE kU/L,Interpretation, 0,<0.10,Negative, 0/1,0.10-0.34,Borderline/equivocal, 1,0.35-0.69,Equivocal, 2,0.70-3.49,Positive, 3,3.50-17.4,Positive, 4,17.5-49.9,Strongly positive, 5,50.0-99.9,Strongly positive, 6,> or =100,Strongly positive, | Detection of IgE antibodies in serum (class 1 or greater) indicates an increased likelihood of allergic disease as opposed to other etiologies and defines the allergens that may be responsible for eliciting signs and symptoms. The level of IgE antibodies in serum varies directly with the concentration of IgE antibodies expressed as a class score or kU/L. | Testing for IgE antibodies is not useful in patients previously treated with immunotherapy to determine if residual clinical sensitivity exists, or in patients in whom the medical management does not depend upon identification of allergen specificity. Some individuals with clinically insignificant sensitivity to allergens may have measurable levels of IgE antibodies in serum, and test results must be interpreted in the clinical context. False-positive results for IgE antibodies may occur in patients with markedly elevated serum IgE (>2500 kU/L) due to nonspecific binding to allergen solid phases. | Homburger HA, Hamilton RG: Allergic diseases. In: McPherson RA, Pincus MR, eds. Henry's Clinical Diagnosis and Management by Laboratory Methods. 23rd ed.Elsevier; 2017:1057-1070 | Specific IgE from the patient's serum reacts with the allergen of interest, which is covalently coupled to an ImmunoCAP. After washing away nonspecific IgE, enzyme-labeled anti-IgE antibody is added to form a complex. After incubation, unbound anti-IgE is washed away, and the bound complex incubated with a developing agent. After stopping the reaction, the fluorescence of the eluate is measured. Fluorescence is proportional to the amount of specific IgE present in the patient's sample (ie, the higher the fluorescence value, the more IgE antibody is present).(Package insert: ImmunoCAP System Specific IgE FEIA. Phadia; Rev 06/2020) | Same day/1 to 3 days | 14 days | This test has been cleared, approved, or is exempt by the US Food and Drug Administration and is used per manufacturer's instructions. Performance characteristics were verified by Mayo Clinic in a manner consistent with CLIA requirements. | 86003 | Plaice, IgE | 10959-5 | PLAI | Plaice, IgE | 10959-5
PBLI | Plasma Cell Assessment, Blood | Detecting peripheral blood involvement by plasma cell proliferative disorders Establishing the diagnosis of and determining prognosis for plasma cell proliferative disorders | Flow Cytometry | Yes | Plasma Cell Assessment, B | The following algorithms are available: | Container/Tube: Preferred:Green top (sodium heparin) Acceptable:Lavender top (EDTA) Specimen Volume:10 mL Collection Instructions: 1. Do not centrifuge. 2. Send whole blood specimen in original tube.Do not aliquot. | 4 mL | Plasma cell proliferative disorders are a group of hematologic neoplasms, all of which are derived from clonal plasma cells. These disorders exhibit a wide range of biologic activity ranging from monoclonal gammopathy of uncertain significance, a usually indolent disorder with a low rate of disease progression, to multiple myeloma, a disease that most often is aggressive with poor long-term survival. Detecting plasma cell immunoglobulin light chain restriction (ie, the presence of either predominately kappa or predominately lambda light chains) is an important element in assessing plasma cell clonality and, hence, establishing the diagnosis. Furthermore, a greater degree of peripheral blood involvement by these disorders is associated with more aggressive disease types and, therefore, is an adverse prognostic indicator. Flow cytometric immunophenotyping (FCIP) is a recognized method for detecting plasma cell immunoglobulin light chain restriction. However, short comings of the traditionally performed technique include relative insensitivity and consistent underestimation of the number of clonal plasma cells present. Both short comings are likely attributable to limitations of the instruments and antibodies used, as well as the presence of intraclonal phenotypic heterogeneity, which creates difficulties in accurately detecting and enumerating all clonal plasma cells. For this reason, the FCIP plasma cell clonality assessment previously performed in our laboratory was supplemented with a slide-based immunofluorescence technique. However, recent advances in flow cytometry have led to the development of more powerful instruments and antibody reagents that allow for the use of greater antibody combinations and increased resolution of the data. With these tools, the ability of FCIP to detect and enumerate plasma cell clones has been greatly enhanced, allowing us to discontinue the supplemental, labor-intensive, slide-based plasma cell evaluation in peripheral blood specimens. | An interpretive report will be provided. | In normal peripheral blood specimens, no clonal plasma cells are present (polytypic or too few to detect). Plasma cells are CD38 and CD138 positive. Normal (polyclonal, nonneoplastic) plasma cells are typically CD19-positive, whereas neoplastic (clonal) plasma cells typically are CD19-negative. CD19 expression is especially helpful in distinguishing clonal from nonclonal plasma cells when few analyzable cells are present. CD45 may be expressed by both normal and neoplastic plasma cells. In some plasma cell proliferative disorders, there are both CD45-positive and CD45-negative subsets within the clonal cell population. The evaluation of these antigens aids in the identification of abnormal plasma cells; however, they will not be reported independently. | No significant cautionary statements | 1.Chakraborty R, Muchtar E, Kumar SK, et al. Risk stratification in myeloma by detection of circulating plasma cells prior to autologous stem cell transplantation in the novel agent era. Blood Cancer J. 2016;6(12):e512. doi:10.1038/ bcj.2016.117 2. Chakraborty R, Muchtar E, Kumar SK, et al.Serial measurements of circulating plasma cells before and after induction therapy have an independent prognostic impact in patients with multiple myeloma undergoing upfront autologous transplantation.Haematologica. 2017;102(8):1439-1445 3.Evans LA, Jevremovic D, Nandakumar B, et al. Utilizing multiparametric flow cytometry in the diagnosis of patients with primary plasma cell leukemia. Am J Hematol. 2020;95(6):637-642. doi:10.1002/ajh.25773 4. Gonsalves WI, Jevremovic D, Nandakumar B, et al. Enhancing the R-ISS classification of newly diagnosed multiple myeloma by quantifying circulating clonal plasma cells. Am J Hematol. 2020;95(3):310-315. doi:10.1002/ajh.25709 5. Ravi P, Kumar SK, Roeker L, et al. Revised diagnostic criteria for plasma cell leukemia: results of a Mayo Clinic study with comparison of outcomes to multiple myeloma. Blood Cancer J. 2018;8(12):116 | The plasma cell immunoglobulin light chain restriction assessment is performed by 6-color flow cytometry using a single assay tube containing antibodies to kappa Ig light chain, lambda Ig light chain, CD19, CD38, CD45, and CD138. CD38 and CD138 are used to gate on the plasma cells and anti-kappa and anti-lambda are used to identify cytoplasmic Ig light chains. The flow cytometric screen will report the presence or absence of a detectable plasma cell population with immunoglobulin light chain restriction (clonality).(Unpublished Mayo method) | 1 to 2 days | Not retained | This test was developed using an analyte specific reagent. Its performance characteristics were determined by Mayo Clinic in a manner consistent with CLIA requirements. This test has not been cleared or approved by the US Food and Drug Administration. | 88184-Flow cytometry, cell surface, cytoplasmic88185 x 5-Each additional marker88187-Flow cytometry, interpretation; 2 to 8 markers | Plasma Cell Assessment, B | 86900-8 | 26839 | PC Event Interpretation | 69052-9
PCPRO | Plasma Cell DNA Content and Proliferation, Bone Marrow | Establishing a diagnosis of a plasma cell proliferative disorder Providing prognostic information for newly diagnosed multiple myeloma and other plasma cell proliferative disorders Assessing response to therapy and detecting disease relapse and progression in treated plasma cell proliferative disorder patients Determining plasma cell DNA content and proliferation | Flow Cytometry/DNA Content/Cell Cycle Analysis | Yes | Plasma Cell Proliferation, Marrow | When this test is ordered, flow cytometry interpretation will always be performed at an additional charge. | Specimen Type:Redirected bone marrow Preferred:Yellow top(ACD solution A or B) Acceptable:Lavender top (EDTA) or green top (sodium heparin) Specimen Volume:4 mL Specimen Stability Information:3 days | 2 mL | Plasma cell proliferative disorders are a group of plasma cell derived clonal hematologic neoplasms that exhibit a wide range of biologic activity ranging from monoclonal gammopathy of uncertain significance (MGUS), a usually indolent disorder with a low rate of disease progression, to multiple myeloma (MM), a disease that is often aggressive with poor long-term survival. Detecting plasma cell clonality through demonstrating immunoglobulin (Ig) light chain restriction (ie, the presence of either predominately kappa or predominately lambda light chains), supplemented by the plasma cell immunophenotype and DNA index, is an important element in establishing the diagnosis. It is important to correctly classify patients with plasma cell proliferative disorders as the various disease entities are treated differently. A number of factors are used for this classification including the proportions of clonal bone marrow plasma cells, the DNA index of the clonal plasma cells, and their proliferative activity. The plasma cell DNA index and proliferation assessment by flow cytometry are rapid and reliable. This information can be used to distinguish patients with overt active MM from less aggressive diseases such as MGUS and smoldering MM. Furthermore, in combination with other laboratory data, the results of these studies can be used as a measure of disease aggressiveness in newly diagnosed MM and to determine therapeutic efficacy and detect disease relapse in treated MM patients. The following algorithms are available: -Amyloidosis: Laboratory Approach to Diagnosis -Multiple Myeloma: Laboratory Screening | Plasma Cell Clonality: Normal bone marrow No monotypic clonal plasma cells detected DNA Index: Normal polytypic plasma cells DNA index (G0/G1 cells): Diploid 0.95-1.05 | Plasma Cell Clonality: Plasma cell populations with a kappa to lambda ratio of either greater than 3.9 or less than 0.5 will be considered either kappa or lambda immunoglobulin light chain restricted (monotypic), respectively. As, in rare instances, immunoglobulin light chain restricted plasma cell populations may be polyclonal at the genetic level, the term monotypic rather than monoclonal plasma cells will be used. In addition to immunoglobulin light chain expression, other data collected will be used to supplement the detection of abnormal plasma cell populations.In plasma cells, CD19 expression is associated with the presence of benign, polytypic cell populations. Therefore, CD19 expression will be used as a secondary element in detecting clonal plasma cells. While loss of plasma cell CD45 expression is associated with neoplasia, CD45 is expressed by both normal and neoplastic plasma cells. Absence of plasma cell CD45 expression will be used as an aid in detecting abnormal plasma cells. In some plasma cell proliferative disorders there are both CD45-positive and CD45-negative subsets within the clonal cell population, therefore inclusion of antibodies to this antigen allows for more sensitive detection of both subtypes. In addition, as DNA content will be simultaneously assessed, the detection of plasma cell aneuploidy will also serve as a tool for identifying abnormal plasma cell populations. These additional immunophenotypic tools for identifying abnormal plasma cells will increase the sensitivity of the method beyond examining light chain expression; particularly in biclonal plasma cell proliferative disorders in which there are both kappa and lambda immunoglobulin light chain expressing subsets. Plasma Cell Proliferation: The proportion of plasma cells in S-phase will be determined by measuring the proportion of cells with DNA content between the G0/G1 and G2/M peaks. In some instances, plasma cell proliferation will not be able to be determined by this method, including when there are fewer than 300 abnormal plasma cell events and when there are multiple aneuploid plasma cell populations. In newly diagnosed multiple myeloma, a plasma cell S-phase of greater than 2.0%, is associated with a more aggressive disease course; this value is published standard for identifying plasma cell neoplasms with a high proliferative rate, it will be noted in the report if the estimated S-phase exceeds this value. DNA Index: Processed cells are stained with DAPI (4',6-diamidino-2-phenylindole) to determine the DNA index of the abnormal plasma cells. This will be determined by dividing the measured DNA content of the G0/G1 abnormal plasma cells by the DNA content of the normal G0/G1 plasma cells present. For this determination, normal plasma cells are the optimal control cell population due to similarities in nuclear and overall cell size. Plasma cells with a G0/G1 DNA content index of less than 0.95 will be considered hypodiploid (worst prognosis); those with a G0/G1 DNA content index of greater than 1.05 will be considered hyperdiploid (favorable prognosis). Plasma cells with a DNA index of 1.9 to 2.1 will be considered tetraploid (non-favorable prognosis) if a confirmatory G2/M population with a DNA index of 4 is identified. As noted above, since normal plasma cells are neither hyper- nor hypodiploid, DNA index will be used as a supplemental tool in detecting clonal plasma cells. Percent Polyclonal Plasma Cells in Total Plasma Cells: It has been shown that higher percent polyclonal plasma cells in total plasma cells can mean longer progression-free survival, higher response rates, and lower frequency of high-risk cytogenetics abnormalities. Studies have also shown a higher incidence of polytypic plasma cells inmonoclonal gammopathy of uncertain significanceand smoldering myeloma in comparison to multiple myeloma. | In order to provide an adequate specimen, it is important that the marrow specimen be from a "redirect" marrow aspirate. The marrow needle should be redirected so the marrow can be aspirated from a previously unsampled site. | 1. Aljama MA, Sidiqi MH, Lakshman A, et al. Plasma cell proliferative index is an independent predictor of progression in smoldering multiple myeloma. Blood Adv. 2018;2(22):3149-3154 2. Mellors PW, Binder M, Ketterling RP, et al. Metaphase cytogenetics and plasmacell proliferation index for risk stratification in newly diagnosed multiple myeloma. Blood Adv. 2020;4(10):2236-2244 3.Palva B, Vidriales MB, Mateo G, et al.The persistence of immunophenotypically normal residual bone marrow plasma cells at diagnosis identifies a good prognostic subgroup of symptomatic multiple myeloma patients.Blood. 2009;114(20):4369-4372 4. Sidana S, Jevremovic D, Ketterling RP, et al. Rapid assessment of hyperdiploidy in plasma cell disorders using a novel multi-parametric flow cytometry method. Am J Hematol. 2019;94(4):424-430 5. Ghosh T, Gonsalves WI, Jevremovic D, et al. The prognostic significance of polyclonal bone marrow plasma cells in patients with relapsing multiple myeloma. Am J Hematol. 2017;92(9):E507-E512 6. Gonsalves WI, Buadi FK, Ailawadhi S, et al. Bone marrow transplant. Utilization of hematopoietic stem cell transplantation for the treatment of multiple myeloma: a mayo stratification of myeloma and risk-adapted therapy (msmart) consensus statement. 2019;54(3):353-367 | Flow cytometric immunophenotyping of bone marrow is performed using the following antibodies; CD19, CD38, CD45, CD138, cytoplasmic kappa and lambda immunoglobulin, and DAPI (4',6-diamidino-2-phenylindole). Plasma cell clonality is detected through demonstrating CD38 and CD138 positivity along with immunoglobulin light chain restriction (ie, the presence of either predominately kappa or lambda immunoglobulin light chains) and abnormality of CD19 and/or CD45 expression. DNA index of clonal plasma cells and their proliferation activity is determined through staining of double-stranded DNA using DAPI. Plasma cells (monoclonal/monotypic and polyclonal/polytypic) are detected by immunoglobulin light chain restriction, surface immunophenotype, and DNA content. If present, the light chain expressed by the monotypic plasma cells is indicated. The percentage of clonal plasma cells estimated by flow cytometry is affected by specimen processing and antigen loss with specimen aging. Manual differential counting remains the accepted standard for determining the bone marrow plasma cell percentage. The percentage of monotypic plasma cells in S-phase of the cell cycle is determined by quantitative DNA analysis. The DNA index is a calculated value. The presence of more than 1 value indicates the presence of cell populations with differing DNA contents within the monotypic plasma cells.(Sidana S,Jevremovic D, Ketterling RP, et al.Rapid assessment of hyperdiploidy in plasma cell disorders using a novel multi-parametric flow cytometry method.Am J Hematol. 2019;94(4):424-430) | 1 to 4 days | 14 days | This test was developed using an analyte specific reagent. Its performance characteristics were determined by Mayo Clinic in a manner consistent with CLIA requirements. This test has not been cleared or approved by the US Food and Drug Administration. | 88182-Flow cytometry, cell cycle or DNA analysis88184-Flow cytometry; first cell surface, cytoplasmic or nuclear marker88185 x 5-Flow cytometry; additional cell surface, cytoplasmic or nuclear marker (each)88187-Flow cytometry interpretation, 2 to 8 Markers(added as FCINT) | Plasma Cell Proliferation, Marrow | 93363-0 | CK063 | Final Diagnosis | 50398-7
CSPMM | Plasma Cell Myeloma Pre-Analysis Cell Sorting, Bone Marrow | Pre-analysis cell sorting for the MayoComplete Plasma Cell Myeloma panel | Only orderable as a reflex. For more information see NGPCM / MayoComplete Plasma Cell Myeloma, Next-Generation Sequencing, Varies. Flow Cytometric Cell Selection | No | NGPCM Pre-Analysis Cell Sorting, BM | Bone Marrow | Only orderable as a reflex. For more information see NGPCM / MayoComplete Plasma Cell Myeloma, Next-Generation Sequencing, Varies. Specimen Type:Bone marrow aspirate Container/Tube:Lavender or pink top (EDTA) or yellow top (ACD) Specimen Volume:2 mL Collection Instructions: 1. Minimum plasma cell percentage is 5%. 2. Invert several times to mix bone marrow. 3. Send bone marrow specimen in original tube.Do not aliquot. 4. Label specimen as bone marrow. 5.Fresh specimenis required for this test, as testing is performed on sorted cells. Specimen Stability Information:Ambient (preferred) 4 days/Refrigerate | 2 mL | Testing allows for further risk categorization of multiple myeloma (MM) through identifying additional abnormalities of prognostic and, potentially, therapeutic value. Application of targeted next-generation sequencing-based analysis is a useful adjunct to the standard evaluation of MM patients at diagnosis and relapse. | Only orderable as a reflex. For more information see NGPCM / MayoComplete Plasma Cell Myeloma, Next-Generation Sequencing, Varies. Not applicable | Correlation with clinical, histopathologic, and additional laboratory findings is required for final interpretation of these results. The final interpretation of results for clinical management of the patient is the responsibility of the managing physician. | No significant cautionary statements | 1. Walker BA, Boyle EM, Wardell CP, et al. Mutational spectrum, copy number changes, and outcome: results of a sequencing study of patients with newly diagnosed myeloma. J Clin Oncol. 2015;33(33):3911-3920 2. Morgan GJ, Walker BA, Davies FE. The genetic architecture of multiple myeloma. Nat Rev Cancer. 2012;12(5):335-348 3. Kortuem KM, Braggio E, Bruins L, et al. Panel sequencing for clinically oriented variant screening and copy number detection in 142 untreated multiple myeloma patients. Blood Cancer J. 2016;6(2):e397 4. Kortuem KM, Mai EK, Hanafiah NH, et al. Targeted sequencing of refractory myeloma reveals a high incidence of mutations in CRBN and Ras pathway genes. Blood. 2016;128(9):1226-1233 | Selection of plasma cells using fluorescence-activated cell sorting is the most direct and robust method of obtaining relatively pure plasma cell populations for molecular assessment. This, in turn, augments the ability to identify key mutations and subclonal variants of possible clinical value without dilution effects from non-tumor cell DNA.(Instruction manual: BD FACSMelody Cell Sorter User's Guide. Revision 3. BD Biosciences; 03/2020) | 1 to 2 days | DNA: 3 months | This test was developed and its performance characteristics determined by Mayo Clinic in a manner consistent with CLIA requirements. It has not been cleared or approved by the US Food and Drug Administration. | 88184-Flow Cytometry; first cell surface, cytoplasmic or nuclear marker88185 x 5-Flow Cytometry, additional cell surface, cytoplasmic or nuclear marker (each) | NGPCM Pre-Analysis Cell Sorting, BM | No LOINC Needed | 618630 | Final Diagnosis | 22637-3
PLASF | Plasma Cell Proliferative Disorder, FISH, Tissue | Supporting the diagnosis of plasmacytoma or myeloma when coordinated with a surgical pathology consultation | Fluorescence In Situ Hybridization (FISH) | Yes | Plasma Cell Prolif, FISH, Ts | This test includes a charge for application of the first probe set (2 FISH probes) and professional interpretation of results. Additional charges will be incurred for all reflex probes performed. Analysis charges will be incurred based on the number of cells analyzed per probe set. No analysis charges will be incurred if an insufficient number of representative cells are available for analysis. | Submit only 1 of the following specimens: Specimen Type:Tissue Preferred:Tissue block Collection Instructions:Submit a formalin-fixed, paraffin-embedded tumor tissue block. Blocks prepared with alternative fixation methods may be acceptable; provide fixation method used. Acceptable:Tissue slides Slides: 1 Hematoxylin and eosin stained and 10 unstained Collection Instructions: Submit 10 consecutive unstained, positively charged, unbaked slides with 5 micron-thick sections of the tumor tissue and 1 slide stained with hematoxylin and eosin. | Tissue block: 1 block Tissue slides: 1 Hematoxylin and eosin stained and 7 unstained | A plasmacytoma is a localized proliferation of plasma cells that are cytologically and immunophenotypically identical to the plasma cell clones seen in myeloma. There are 2 primary types of plasmacytomas, solitary plasmacytoma of bone (SPB) and extramedullary plasmacytoma (EP). SPBs are a localized bone tumor comprised of plasma cells and account for about 5% of all plasma cell neoplasms. Common sites for SPBs are the vertebrae, ribs, skull, pelvis, femur, clavicle, and scapula. Patients often present with pathological fracture or bone pain near the lesion. Treatment is typically radiation therapy; at 10 years, 35% of patients appear to be cured, 55% develop myeloma, and 10% have local recurrence. EPs are tumors of plasma cells that form in areas away from the bone and account for 3% to 5% of all plasma cell neoplasms. Approximately 80% of EPs occur in the upper respiratory tract. Less common locations include the gastrointestinal tract, bladder, testis, central nervous system, and skin. Treatment consists of radiation therapy. Regional recurrence develops in about 25% of patients, but development of myeloma is less frequent, occurring in only about 15% of patients. Genetics of both types of plasmacytomas, while not extensively studied, appear to be the same as plasma cell myeloma. Paraffin plasma cell fluorescence in situ hybridization evaluation of bone marrow clot specimens is also important when a fresh bone marrow specimen is not available or is unsuccessful in the initial/diagnostic evaluation to document the genetic abnormalities associated with a patient's plasma cell clone. | An interpretive report will be provided. | A neoplastic clone is detected when the percent of cells with an abnormality exceeds the normal reference range for a given probe set. A positive result supports the diagnosis of a plasmacytoma or myeloma. A negative result does not exclude the diagnosis of a plasmacytoma or myeloma. | This test is not approved by the US Food and Drug Administration and is best used as an adjunct to existing clinical and pathologic information. Fixatives other than formalin (eg, Prefer, Bouin's) may not be successful for fluorescence in situ hybridization (FISH) assays. Non-formalin fixed specimens will not be rejected. Paraffin-embedded tissues that have been decalcified may not be successful for FISH analysis. The success rate of FISH studies on decalcified tissue is approximately 50%, but FISH will be attempted if sufficient tumor is present for analysis. If no FISH signals are observed post-hybridization, the case will be released indicating a lack of FISH results. | 1. Campo E, Harris NL, Jaffe ES, Pileri SA, Thiele J, eds. WHO Classification of Tumours of Haematopoietic and Lymphoid Tissues. IARC Press; 2017 2. Nolan KD, Mone MC, Nelson EW. Plasma cell neoplasms: review of disease progression and report of a new variant. Surg Oncol. 2005 Aug;14(2):85-90 3. Dingli D, Kyle RA, Rajkumar SV, et al.Immunoglobulin free light chains and solitary plasmacytoma of bone. Blood. 2006;108(6):1979-1983 | This test is performed using both commercially available and laboratory-developed probes. Deletion or monosomy of chromosome 17 and copy number gain of 1q are detected using enumeration strategy probes. Rearrangement involvingIGHis detected using a dual-color break-apart (BAP) strategy probe. Dual-color, dual-fusion fluorescence in situ hybridization (D-FISH) strategy probe sets are used in reflex testing when rearrangements of theIGHgene are detected. Formalin-fixed, paraffin-embedded tissues are cut at 5 microns and mounted on positively charged glass slides. The selection of tissue and the identification of target areas on the hematoxylin and eosin (H and E)-stained slide are performed by a pathologist. Using the H and E-stained slide as a reference, target areas are etched with a diamond-tipped engraving tool on the back of the unstained slide to be assayed. The probe set is hybridized to the appropriate target areas and 2 technologists each independently analyze 50 interphase nuclei (100 total) with the results expressed as the percent of abnormal nuclei.(Unpublished Mayo method). | 7 to 10 days | Slides and H and E used for analysis are retained by the laboratory in accordance with regulatory requirements. Client provided paraffin blocks and extra unstained slides will be returned after testing is complete. | This test was developed and its performance characteristics determined by Mayo Clinic in a manner consistent with CLIA requirements. It has not been cleared or approved by the US Food and Drug Administration. | 88271x2, 88291-DNA probe, each (first probe set), Interpretation and report88271x2-DNA probe, each; each additional probe set (if appropriate)88271x1-DNA probe, each; coverage for sets containing 3 probes (if appropriate)88271x2-DNA probe, each; coverage for sets containing 4 probes (if appropriate)88271x3-DNA probe, each; coverage for sets containing 5 probes (if appropriate)88274 w/modifier 52-Interphase in situ hybridization, <25 cells, each probe set (if appropriate)88274-Interphase in situ hybridization, 25 to 99 cells, each probe set (if appropriate)88275-Interphase in situ hybridization, 100 to 300 cells, each probe set (if appropriate) | Plasma Cell Prolif, FISH, Ts | In Process | 53823 | Disclaimer | 62364-5
PCPDS | Plasma Cell Proliferative Disorder, High Risk with Reflex Probes, Diagnostic FISH Evaluation, Bone Marrow | Aiding in the diagnosis of new cases of multiple myeloma or other plasma cell proliferative disorders using bone marrow specimens Identifying prognostic markers based on the abnormalities found This testshould not be usedto track the progression of disease. | PCPDS, PCPDB: Fluorescence In Situ Hybridization (FISH) CSPCF: Flow Cytometric Cell Selection | Yes | Plasma Cell Prolif, High Risk, FISH | This test is designed for diagnostic specimens from patients with multiple myeloma or other plasma cell proliferative disorders. | Container/Tube: Preferred:Yellow top (ACD) Acceptable:Green top (heparin) or lavender top (EDTA) Specimen Volume:4 mL Collection Instructions: 1.Invert several times to mix bone marrow 2, Send bone marrow specimen in original tube.Do not aliquot. | 2 mL | Multiple myeloma is a hematologic neoplasm that generally originates in the bone marrow and develops from malignant plasma cells. There are 4 main categories of plasma cell proliferative disorders: monoclonal gammopathy of undetermined significance (MGUS), monoclonal immunoglobulin deposition diseases (amyloidosis), plasmacytoma, and multiple myeloma. MGUS, which occurs in 3% to 4% of individuals over age 50 years, represents the identification of an asymptomatic monoclonal protein, yet approximately 1% per year will progress to multiple myeloma. Amyloidosis represents a rare group of deposition disorders including primary amyloidosis vs. light chain and heavy chain disease. Plasmacytomas represent isolated collections of bone or extramedullary plasma cells with a risk for development of multiple myeloma. Generalized bone pain, anemia, limb numbness or weakness, symptoms of hypercalcemia, and recurrent infections are all symptoms that may indicate multiple myeloma. As myeloma progresses, the malignant plasma cells interfere with normal blood product formation in the bone marrow resulting in anemia and leukopenia. Myeloma also causes an overstimulation of osteoclasts, causing excessive breakdown of bone tissue without the normal corresponding bone formation. These bone lesions are seen in approximately 66% of myeloma patients. In advanced disease, bone loss may reach a degree where the patient suffers fractures easily. Multiple myeloma is increasingly recognized as a disease characterized by marked cytogenetic, molecular, and proliferative heterogeneity. This heterogeneity is manifested clinically by varying degrees of disease aggressiveness. Multiple myeloma patients with more aggressive disease experience suboptimal responses to some therapeutic approaches; therefore, identifying these patients is critically important for selecting appropriate treatment options. | An interpretive report will be provided. | A neoplastic clone is detected when the percent of cells with an abnormality exceeds the normal reference range for any given probe. The absence of an abnormal clone does not rule out the presence of neoplastic disorder. | This test is not approved by the US Food and Drug Administration, and it is best used as an adjunct to existing clinical and pathologic information. | 1. Swerdlow SH, Campo E, Harris NL, et al, eds: WHO Classification of Tumour of Haematopoietic and Lymphoid Tissues. 4th ed. IARC Press; 2017. WHO Classification of Tumours, Vol 2 2.Kumar SK, Rajkumar SV. The multiple myelomas-current concepts in cytogenetic classification and therapy.Nat Rev Clin Oncol.2018l;15(7):409-421. doi:10.1038/s41571-018-0018-y 3.Rajkumar SV, Landgren O, Mateos MV: Smoldering multiple myeloma.Blood. 2015;125(20):3069-3075.doi:10.1182/blood-2014-09-568899 4.Muchtar E, Dispenzieri A, Kumar SK,et al.Interphase fluorescencein situhybridization in untreated AL amyloidosis has an independent prognostic impact by abnormality type and treatment category.Leukemia.2017;31(7);1562-1569. doi:10.1038/leu.2016.369 5. Lakshman A, Paul S, Rajkumar SV, et al. Prognostic significance of interphase FISH in monoclonal gammopathy of undetermined significance.Leukemia.2018;32(8);1811-1815. doi:10.1038/s41375-018-0030-3 6.Bochtler T, Hegenbart U, Kunz C, et al. Prognostic impact of cytogenetic aberrations in AL amyloidosis patients after high-dose melphalan: a long-term follow-up study. Blood. 2016 28;128(4):594-602.doi:10.1182/blood-2015-10-676361 7. Treatment guidelines: multiple myeloma. mSMART 3.0. Accessed February 20, 2024. Available at www.msmart.org/mm-treatment-guidelines | This test is performed using commercially available and laboratory-developed probes.Deletion or monosomy of chromosome 17 and copy number gain of 1q are detected using enumeration strategy probes. Translocations involvingIGHare detected using dual-color, dual-fusion fluorescence in situ hybridization strategy probes. Rearrangement ofIGHandMYCaredetected using a break-apart strategy probe. For each probe set, 50 plasma cells (if possible) are scored and the result for each probe is reported.(Unpublished Mayo method) | 7 to 10 days | 4 weeks | This test was developed and its performance characteristics determined by Mayo Clinic in a manner consistent with CLIA requirements. It has not been cleared or approved by the US Food and Drug Administration. | 88271 x 2, 88274, 88291-FISH Probe, Analysis, Interpretation; 1 probe set88271 x 2, 88274-FISH Probe, Analysis; each additional probe set (if appropriate) | Plasma Cell Prolif, High Risk, FISH | 98014-4 | GC054 | Reason for Referral | 42349-1
CSPCF | Plasma Cell Proliferative Disorder, Pre-Analysis Cell Sorting, Bone Marrow | Aiding in the diagnosis of new cases of multiple myeloma or other plasma cell proliferative disorders Sorting plasma cells forfluorescence in situ hybridizationanalysis | Only orderable as a reflex. See PCPDS / Plasma Cell Proliferative Disorder, High Risk with Reflex Probes, Diagnostic FISH Evaluation, Bone Marrow Flow Cytometric Cell Selection | Yes | PCPDS Pre-Analysis Cell Sorting, BM | Bone Marrow | Only orderable as a reflex. See PCPDS / Plasma Cell Proliferative Disorder, High Risk with Reflex Probes, Diagnostic FISH Evaluation, Bone Marrow Specimen Type:Bone marrow Preferred:Yellow top (ACD solution A or B) Acceptable:Lavender top (EDTA) or green top (heparin) Specimen Volume:4 mL Collection Instructions: 1.Invert several times to mix bone marrow 2. Send bone marrow specimen in original tube.Do not aliquot. | 2 mL | Multiple myeloma is a hematologic neoplasm that generally originates in the bone marrow and develops from malignant plasma cells. There are four main categories of plasma cell proliferative disorders: monoclonal gammopathy of undetermined significance (MGUS), monoclonal immunoglobulin deposition diseases (amyloidosis), plasmacytoma, and multiple myeloma. MGUS, which occurs in 3% to 4% of individuals over age 50 years, represents the identification of an asymptomatic monoclonal protein, yet approximately 1% per year will progress to multiple myeloma. Amyloidosis represents a rare group of deposition disorders including primary amyloidosis vs. light chain and heavy chain disease. Plasmacytomas represent isolated collections of bone or extramedullary plasma cells with a risk for development of multiple myeloma. Generalized bone pain, anemia, limb numbness or weakness, symptoms of hypercalcemia, and recurrent infections are all symptoms that may indicate multiple myeloma. As myeloma progresses, the malignant plasma cells interfere with normal blood product formation in the bone marrow resulting in anemia and leukopenia. Myeloma also causes an overstimulation of osteoclasts, causing excessive breakdown of bone tissue without the normal corresponding bone formation. These bone lesions are seen in approximately 66% of myeloma patients. In advanced disease, bone loss may reach a degree where the patient suffers fractures easily. Multiple myeloma is increasingly recognized as a disease characterized by marked cytogenetic, molecular, and proliferative heterogeneity. This heterogeneity is manifested clinically by varying degrees of disease aggressiveness. Multiple myeloma patients with more aggressive disease experience suboptimal responses to some therapeutic approaches; therefore, identifying these patients is critically important for selecting appropriate treatment options. | Only orderable as a reflex. See PCPDS / Plasma Cell Proliferative Disorder, High Risk with Reflex Probes, Diagnostic FISH Evaluation, Bone Marrow An interpretive report will be provided. | Correlation with clinical, histopathologic and additional laboratory findings is required for final interpretation of these results. The final interpretation of results for clinical management of the patient is the responsibility of the managing physician. | No significant cautionary statements | 1Swerdlow S, Campo E, Harris NL, et al. WHO Classification of Tumours of Haematopoietic and Lymphoid Tissues. 4th ed. IARC Press; 2017 2.Kumar SK, Rajkumar SV. The multiple myelomas-current concepts in cytogenetic classification and therapy.Nat Rev Clin Oncol.2018;15(7):409-421. doi: 10.1038/s41571-018-0018-y 3.Rajkumar SV, Landgren O, Mateos MV. Smoldering multiple myeloma.Blood.2015 May 14;125(20):3069-3075. doi:10.1182/blood-2014-09-568899 4.Muchtar E, Dispenzieri A, Kumar Set al.Interphase fluorescencein situhybridization in untreated AL amyloidosis has an independent prognostic impact by abnormality type and treatment category.Leukemia.2017;31(7);1562-1569. doi: 10.1038/leu.2016.369 5. Lakshman A, Paul S, Rajkumar SV et al. Prognostic significance of interphase FISH in monoclonal gammopathy of undetermined significance.Leukemia.2018;32(8);1811-1815. doi: 10.1038/s41375-018-0030-3 6.Bochtler T, Hegenbart U, Kunz C, et al. Prognostic impact of cytogenetic aberrations in AL amyloidosis patients after high-dose melphalan: a long-term follow-up study. Blood. 2016;128(4):594-602. doi:10.1182/blood-2015-10-7 7. Treatment guidelines: multiple myeloma. mSMART 3.0. Accessed October 27, 2023. Available at www.msmart.org/mm-treatment-guidelines | Selection of plasma cells using fluorescence activated cell sorting is the most direct and robust method of obtaining relatively pure plasma cell populations forfluorescence in situ hybridizationassessment.(Instruction manual: BD FACSMelody Cell Sorter User's Guide. Revision 3. BD Biosciences; 03/2020) | 1 to 7 days | 4 weeks | This test was developed and its performance characteristics determined by Mayo Clinic in a manner consistent with CLIA requirements. It has not been cleared or approved by the US Food and Drug Administration. | 88184-Flow Cytometry; first cell surface, cytoplasmic or nuclear marker88185 x 5-Flow Cytometry, additional cell surface, cytoplasmic or nuclear marker (each) | PCPDS Pre-Analysis Cell Sorting, BM | No LOINC Needed | 607689 | Final Diagnosis | No LOINC Needed
PLHBB | Plasma Free Hemoglobin, Plasma | Determining whether hemolysis is occurring such as from: -Transfusion reaction -Mechanical fragmentation of red blood cells -Relative comparison to baseline levels in extracorporeal membrane oxygenation and centrifugal ventricular assist device patients to assess pump disruption | Spectrophotometry (SP) | Yes | Plasma Free Hemoglobin, P | Plasma EDTA | Collection Container/Tube:Lavender top (EDTA) Submission Container/Tube:Plastic vial Specimen Volume:2 mL Collection Instructions: 1. Centrifuge and transfer plasma to a plastic vial within 2 hours of collection. 2. Results could be falsely elevated due to artifactual red blood cell lysis if not centrifuged within 2 hours of collection. | 1.5 mL | Hemoglobin is contained within erythrocytes and significant amounts of "free hemoglobin" (outside the red blood cell [RBC]) are not normally present in plasma. This free hemoglobin is also called plasma hemoglobin. Normal blood draw procedures cause a limited degree of unavoidable disruption and therefore a small amount of free hemoglobin may normally be present. When detectable, the total plasma hemoglobin and a subcomponent, oxyhemoglobin, are both reported. Significant amounts of free hemoglobin occur in plasma following disruption of the RBC for any reason. This might result from a transfusion reaction or mechanical fragmentation of RBCs due to instrumentation, surgical procedures, or mechanical devices. Patients requiring support from extracorporeal membrane oxygenation or centrifugal ventricular assist devices are commonly monitored for trends in plasma free hemoglobin levels to assess for increasing hemolysis. Sharp spikes in plasma hemoglobin levels can indicate pump disruption. However, plasma hemoglobin can be artifactually increased due to a traumatic blood draw or prolonged exposure to post-draw RBCs. Additionally, bilirubin interferes substantially with the ability to calculate total plasma hemoglobin levels and results may be spurious and unreliable. This is a difficulty frequently encountered in serially tested patients. When this occurs, the oxyhemoglobin level tends to show less interference and will be the only analyte reported in the presence of increased bilirubin (>5 mg/dL). When using trending data, total plasma hemoglobin and oxyhemoglobin levels are not interchangeable and should be compared within their subgroups only. | TOTAL PLASMA HEMOGLOBIN > or =12 months: 0.0-15.2 mg/dL Reference values have not been established for patients who are younger than 12 months of age. OXYHEMOGLOBIN > or =12 months: 0.0-12.4 mg/dL Reference values have not been established for patients who are younger than 12 months of age. | An elevation in plasma hemoglobin above the reference range indicates likely intravascular hemolysis due to one of the causes listed in the Useful For section. | Test should not be performed on serum; hemoglobin is liberated from red blood cells during clotting and will falsely increase the result. Drawing blood specimens for plasma hemoglobin measurement should be done with considerable care to avoid causing hemolysis. Causes of artifactually increased plasma hemoglobin should be excluded and include: forceful aspiration in sample procurement, cannula malposition (high negative-inflow pressures, inadequate pump speed to blood flow ratio), continuous renal replacement therapy, thrombosis or large hematomas.(1) Bilirubin is a known interference with this assay. Elevated bilirubin levels significantly interfere with the quantitation of the total plasma hemoglobin. In the presence of elevated bilirubin (>5 mg/dL), only oxyhemoglobin will be reported. Trending data should be compared within analytes (ie, total plasma hemoglobin to total plasma hemoglobin; and oxyhemoglobin to oxyhemoglobin) as these represent different components in the blood. Therefore, in the presence of bilirubin, the trend can only be compared with baseline oxyhemoglobin levels. If bilirubin is above 5 mg/dL, this comment will be added to the report: Total plasma hemoglobin not reported due to elevated bilirubin interference. Oxyhemoglobin levels are not affected as significantly by bilirubin levels and are more reliable in this setting. If the plasma hemoglobin test is being utilized in a serial fashion, results should be compared within analyte type (eg, oxyhemoglobin to oxyhemoglobin levels for different time points) and using general trends. Because some variability in this test exists, multiple time points should be used to monitor trends and to confirm wide swings in levels. Because pigmented substances may cause nonspecific interference, clinical correlation is required to establish significance of individual test results. | 1. Lubnow M, Philipp A, Foltan M, et al. Technical complications during veno-venous extracorporeal membrane oxygenation and their relevance predicting a system-exchange-retrospective analysis of 265 cases. PloS One. 2014;9(12):e112316 2. Hayes D Jr, McConnell PI, Preston TJ, Nicol KK. Hyperbilirubinemia complicating plasma-free hemoglobin and antifactor Xa level monitoring on venovenous extracorporeal membrane oxygenation. World J Pediatr Congenit Heart Surg. 2014;5(2):345-347 | Plasma is examined spectrophotometrically at 8 wavelengths ranging from 415 to 700 nm, and calculations are made that permit quantitation of total heme pigments, oxyhemoglobin, total bilirubin, and methemalbumin, comprising all the frequently encountered plasma pigments. Linearity studies have enabled reporting of values to 2000 mg/dL.(Fairbanks VF, Ziesmer S, O'Brien PC. Methods for measuring plasma hemoglobin in micromolar concentration compared. Clin Chem. 1992;38(1):132-140; Neal JR, Quintana E, Pike RB, Hoyer JD, Joyce LD, Schears G. Using daily plasma-free hemoglobin levels for diagnosis of critical pump thrombus in patients undergoing ECMO or VAD support. J Extra Corpor Technol. 2015;47[2]:103-108) | 1 to 3 days | 7 days | This test was developed and its performance characteristics determined by Mayo Clinic in a manner consistent with CLIA requirements. It has not been cleared or approved by the US Food and Drug Administration. | 83051 | Plasma Free Hemoglobin, P | 87433-9 | 31971 | Oxyhemoglobin | 87437-0
PGRBC | Plasmalogens, Blood | Diagnosing patients with possible peroxisomal disorders,such asperoxisomal biogenesis disorders (Zellweger syndrome spectrum) and rhizomelic chondrodysplasia punctata (RCDP), including fatty acyl-CoA reductase 1 (FAR1) deficiency Evaluating patients with abnormal newborn screen results for X-linked adrenoleukodystrophy who appear to have a different type of peroxisomal disorder, such as a Zellweger syndrome spectrum disorder. Aiding in the assessment of peroxisomal function | Gas Chromatography Mass Spectrometry (GC-MS) | Yes | Plasmalogens, RBC | Whole blood | Patient Preparation: Specimen must becollectedeither prior to or 6 weeks after a blood transfusion. Specimen Type:Whole Blood Container/Tube: Preferred:Lavender top (EDTA) Acceptable:Green top (sodium or lithium heparin), yellow top (ACD solution A or B) Specimen Volume:5 mL Collection Instructions:Send specimen in original tube.Do not aliquot. | 3 mL | Peroxisomes are organelles that carry out essential metabolic functions, including beta-oxidation of very long-chain fatty acids (VLCFA), alpha-oxidation of phytanic acid, and biosynthesis of plasmalogen and bile acids. Peroxisomal disorders include disorders of peroxisomal biogenesis with defective assembly of the entire organelle, and disorders of peroxisome function with single peroxisomal enzyme/transporter defects where the organelle is intact but a specific function is disrupted. Biochemical abnormalities in peroxisomal biogenesis disorders can include accumulations of VLCFA, phytanic acid, pristanic acid, pipecolic acid, bile acids, and reduced plasmalogens. The differential diagnosis of these disorders is based on recognition of clinical phenotypes combined with a series of biochemical tests to assess peroxisomal function and structure. These include measurements and ratios of VLCFA, phytanic acid, and its metabolite pristanic acid (POX / Fatty Acid Profile, Peroxisomal [C22-C26], Serum; or POXP / Fatty Acid Profile, Peroxisomal [C22-C26], Plasma), pipecolic acid (PIPA / Pipecolic Acid, Serum; or PIPU / Pipecolic Acid, Random, Urine), bile acids (BAIPD / Bile Acids for Peroxisomal Disorders, Serum), and plasmalogens. Peroxisomal biogenesis disorders (PBD) include Zellweger syndrome spectrum disorders, which are clinically diverse and range in severity from neonatal lethal (Zellweger syndrome) to more variable clinical courses in neonatal adrenoleukodystrophy and infantile Refsum disease. Affected children typically have hypotonia, poor feeding, distinctive facial features, seizures, and liver dysfunction. Other features can include retinal dystrophy, hearing loss, developmental delays, and bleeding episodes. Rhizomelic chondrodysplasia punctata (RCDP) is a malformation disorder characterized by rhizomelic shortening, chondrodysplasia punctata, cataracts, intellectual disability, and seizures; however, it can have a milder phenotype with only cataracts and chondrodysplasia punctata. Currently, there are 5 clinical types of rhizomelic chondrodysplasia punctata: RCDP 1, 2, 3, 4 (also known as FAR1 deficiency) and 5. RCDP 1 is the classical form that presents in infancy with skeletal manifestations, including rhizomelic shortening, cataracts, and severe to profound postnatal growth deficiency. Infants with RCDP 1 have developmental delay, and later, intellectually disability. The majority of children with RCDP 1 do not survive beyond the first decade of life. RCDP 1 is an autosomal recessive disorder caused by disease-causing variants in thePEX7gene. RCDP 2 and 3 have clinical phenotypes similar to RCDP 1 and may be distinguished by plasmalogen deficiency. RCDP 2 and 3 are autosomal recessive conditions caused by disease-causing variants inGNPATandAGPSgenes, respectively. Individuals with RCDP 5 have a milder phenotype when compared to classic RCDP 1, with most individuals able to achieve self-feeding,independent ambulation, and development of limited language skills.RCDP5 results in less pronounced reduction in plasmalogens compared to RCDP 1. This newly recognized subtype of RCDP is an autosomal recessive disorder caused by disease-causing variants in thePEX5gene. The typical biochemical profile for RCDP shows reduced plasmalogens, elevated phytanic acid, and normal VLCFA. Confirmatory testing via molecular analysis for all types of RCDP is available (PDGP / Peroxisomal Disorder Gene Panel, Varies). Fatty acyl-CoA reductase 1 (FAR1) deficiency, also known as RCDP type 4, is an autosomal recessive peroxisomal disorder caused by disease-causing variants in theFAR1gene that result in early-onset epilepsy, microcephaly, cataracts, postnatal growth deficiency, and intellectual disability. Unlike RCDP, however, infants withFAR1deficiency have no skeletal abnormalities. The biochemical profile forFAR1deficiency includes reduced plasmalogens, normal to elevated phytanic acid, and normal VLCFA. | Hexadecanal-Dimethylacetal, C16:0 DMA: > or =6.00 mcg/mL Octadecanal-Dimethylacetal, C18:0 DMA: > or =9.00 mcg/mL 9Z-Octadecenal-DiMethylacetal C18:1 DMA: > or =2.00 mcg/mL C16:0 DMA/C16:0: > or =0.018 C18:0 DMA/C18:0: > or =0.040 | Reports include concentrations ofC16:0, C18:0 and C18:1 plasmalogens and the ratio of the C16:0 and C18:0 plasmalogens to the respective fatty acid.When no significant abnormalities are detected, a simple descriptive interpretation is provided. A profile of reduced plasmalogens and abnormal very long-chain fatty acids (VLCFA), as well as possible abnormalities in pipecolic acid and bile acids, can be consistent with a diagnosis of a peroxisomal biogenesis disorder (Zellweger syndrome spectrum). A profile of reduced plasmalogens, elevated phytanic acid, and normal VLCFA is consistent with a diagnosis of rhizomelic chondrodysplasia punctata, such as RCDP type 1 or 2, FAR1 deficiency (RCDP type 4), or other types of RCDP. Positive test results could be due to a genetic or nongenetic condition. Additional confirmatory testing would be required to differentiate between these causes. | The results of testing performed in erythrocytes are invalid following a transfusion; therefore, collect specimen either prior to or 6 weeks after a blood transfusion. | 1. Braverman NE, Moser AB, Steinberg SJ, Fallatah WF, Duker A, Bober M. Rhizomelic chondrodysplasia punctata type 1.In: Adam MP, Ardinger HH, Pagon RA, et al, eds. GeneReviews [Internet]. University of Washington, Seattle; 2001. Updated January 30, 2020. Accessed May 25, 2023. Available at: www.ncbi.nlm.nih.gov/books/NBK1270/ 2. Buchert R, Tawamie H, Smith C, et al. A peroxisomal disorder of severe intellectual disability, epilepsy, and cataracts due to fatty acyl-CoA reductase 1 deficiency. Am J Hum Genet. 2014;95(5):602-610 3. Baroy T, Koster J, Stromme P, et al: A novel type of rhizomelic chondrodysplasia punctata, RCDP5, is caused by a loss of the PEX5 long isoform. Hum Mol Genet. 2015;24(20):5845-5854 4. Braverman NE, Moser AB. Functions of plasmalogen lipids in health and disease. Biochim Biophys Acta. 2012;1822(9):1442-1452 | This test measures C16:0, C18:1 and C18:0 plasmalogens in red blood cells as a diagnostic marker for peroxisomal disorders as well as C16:0 and C18:0 fatty acids for normalization. Briefly, samples, standards and quality control are mixed with internal standards and derivatization and extraction is performed. Plasmalogens and fatty acids are then extracted from solution, transferred to a new tube, dried down under nitrogen, reconstituted, and analyzed by gas chromatography mass spectrometry.(Unpublished Mayo method) | 3 to 9 days | Whole blood: 14 days; Processed specimen: 3 months if normal, indefinitely if abnormal | This test was developed and its performance characteristics determined by Mayo Clinic in a manner consistent with CLIA requirements. It has not been cleared or approved by the US Food and Drug Administration. | 82542 | Plasmalogens, RBC | 74634-7 | 609685 | Interpretation | 59462-2
PGDBS | Plasmalogens, Blood Spot | Diagnosing patients with possible peroxisomal disorders,such asperoxisomal biogenesis disorders (Zellweger syndrome spectrum) and rhizomelic chondrodysplasia punctata (RCDP), includingfatty acyl-CoA reductase 1 (FAR1) deficiency Evaluating patients with abnormal newborn screen results for X-linked adrenoleukodystrophy who appear to have a different type of peroxisomal disorder, such as a Zellweger syndrome spectrum disorder Aiding in the assessment of peroxisomal function | Gas Chromatography Mass Spectrometry (GC-MS) | Yes | Plasmalogens, BS | Whole blood | Submit only 1 of the following specimens: Preferred: Patient Preparation: Specimen must be collected either prior to or 6 weeks after a blood transfusion. Specimen Type:Blood spot Supplies:Card-Blood Spot Collection (Filter Paper) (T493) Container/Tube: Preferred:Blood spot collection card Acceptable:Local newborn screening card, PerkinElmer 226 filter paper, Munktell filter paper, Whatman Protein Saver 903 paper, or blood collected in tubes containing ACD, EDTA, or heparin spotted and dried on filter paper Specimen Volume:2 Blood spots Collection Instructions: 1.An alternative blood collection option for a patient older than 1 year is a fingerstick. For detailed instructions, seeHow to Collect Dried Blood Spot Samples. 2. Let blood dry on the filter paper at ambient temperature in a horizontal position for a minimum of 3 hours. 3. Do not expose specimen to heat or direct sunlight. 4. Do not stack wet specimens. 5. Keep specimen dry. Specimen Stability Information:Ambient (preferred) 90 days/Refrigerated 90days/Frozen 90 days Additional Information: 1. For collection instructions, seeBlood Spot Collection Instructions. 2. For collection instructions in Spanish, seeBlood Spot Collection Card-Spanish Instructions(T777). 3. For collection instructions in Chinese, seeBlood Spot Collection Card-Chinese Instructions(T800). Acceptable Specimen Type:Whole Blood Container/Tube: Preferred:Lavender top (EDTA) Acceptable:Green top (sodium or lithium heparin), yellow top (ACD solution A or B) Specimen Volume:2 mL Collection Instructions:Send whole blood specimen in original tube.Do notaliquot. Specimen Stability Information:Refrigerate (preferred) 14 days/Ambient 11 days | Blood spot: 1 Whole blood: 0.5 mL | Peroxisomes are organelles that carry out essential metabolic functions, including beta-oxidation of very long-chain fatty acids (VLCFA), alpha-oxidation of phytanic acid, and biosynthesis of plasmalogen and bile acids. Peroxisomal disorders include disorders of peroxisomal biogenesis with defective assembly of the entire organelle, and disorders of peroxisome function with single peroxisomal enzyme/transporter defects where the organelle is intact but a specific function is disrupted. Biochemical abnormalities in peroxisomal biogenesis disorders can include accumulations of VLCFA, phytanic acid, pristanic acid, pipecolic acid, bile acids, and reduced plasmalogens. The differential diagnosis of these disorders is based on recognition of clinical phenotypes combined with a series of biochemical tests to assess peroxisomal function and structure. These include measurements and ratios of VLCFA, phytanic acid, and its metabolite pristanic acid (POX / Fatty Acid Profile, Peroxisomal [C22-C26], Serum or POXP / Fatty Acid Profile, Peroxisomal [C22-C26], Plasma), pipecolic acid (PIPA / Pipecolic Acid, Serum or PIPU / Pipecolic Acid, Random, Urine), bile acids (BAIPD / Bile Acids for Peroxisomal Disorders, Serum), and plasmalogens. Peroxisomal biogenesis disorders include Zellweger syndrome spectrum disorders, which are clinically diverse and range in severity from neonatal lethal (Zellweger syndrome) to more variable clinical courses in neonatal adrenoleukodystrophy and infantile Refsum disease. Affected children typically have hypotonia, poor feeding, distinctive facial features, seizures, and liver dysfunction. Other features can include retinal dystrophy, hearing loss, developmental delays, and bleeding episodes. Rhizomelic chondrodysplasia punctata (RCDP) is a malformation disorder characterized by rhizomelic shortening, chondrodysplasia punctata, cataracts, intellectual disability, and seizures, although it can have a milder phenotype with only cataracts and chondrodysplasia punctata. Currently, there are 5 clinical types of rhizomelic chondrodysplasia punctata: RCDP 1, 2, 3, 4 (also known as FAR1 deficiency) and 5. RCDP 1 is the classical form that presents in infancy with skeletal manifestations including rhizomelic shortening, cataracts, and severe to profound postnatal growth deficiency. Infants with RCDP 1 have developmental delay, and later, intellectually disability. The majority of children with RCDP 1 do not survive beyond the first decade of life. RCDP 1 is an autosomal recessive disorder caused by disease-causing variants in thePEX7gene. RCDP 2 and 3 have clinical phenotypes similar to RCDP 1 and may be distinguished by plasmalogen deficiency. RCDP 2 and 3 are autosomal recessive conditions caused by disease-causing variants inGNPATandAGPSgenes, respectively. Individuals with RCDP 5 have a milder phenotype when compared to classic RCDP 1, with most individuals able to achieve self-feeding,independent ambulation, and development of limited language skills.RCDP5 results in less pronounced reduction in plasmalogens compared to RCDP 1. This newly recognized subtype of RCDP is an autosomal recessive disorder caused by disease-causing variants in thePEX5gene. The typical biochemical profile for RCDP shows reduced plasmalogens, elevated phytanic acid, and normal VLCFA. Confirmatory testing via molecular analysis for all types of RCDP is available (PDGP / Peroxisomal Disorder Gene Panel, Varies). Fatty acyl-CoA reductase 1 (FAR1) deficiency, also known as RCDP type 4, is an autosomal recessive peroxisomal disorder caused by disease-causing variants in theFAR1gene that result in early-onset epilepsy, microcephaly, cataracts, postnatal growth deficiency, and intellectual disability. Unlike RCDP, however, infants with FAR1 deficiency have no skeletal abnormalities. The biochemical profile for FAR1 deficiency includes reduced plasmalogens, normal to elevated phytanic acid, and normal VLCFA. | Hexadecanal-Dimethylacetal, C16:0 DMA > or =7.00 mcg/mL Octadecanal-Dimethylacetal, C18:0 DMA > or =12.00 mcg/mL 9Z-Octadecenal-Dimethylacetal C18:1DMA > or =2.00 mcg/mL C16:0 DMA/C16:0 > or =0.012 C18:0 DMA/C18:0 > or =0.050 | Reports include concentrations ofC16:0, C18:0 and C18:1 plasmalogens and the ratio of the C16:0 and C18:0 plasmalogens to the respective fatty acid.When no significant abnormalities are detected, a simple descriptive interpretation is provided. A profile of reduced plasmalogens and abnormal very long-chain fatty acids (VLCFA), as well as possible abnormalities in pipecolic acid and bile acids, can be consistent with a diagnosis of a peroxisomal biogenesis disorder (Zellweger syndrome spectrum). A profile of reduced plasmalogens, elevated phytanic acid, and normal VLCFA is consistent with a diagnosis of rhizomelic chondrodysplasia punctata, such as RCDP type 1 or 2, FAR1 deficiency (RCDP type 4), or other types of RCDP. Positive test results could be due to a genetic or nongenetic condition. Additional confirmatory testing would be required to differentiate between these causes. | The results of testing performed in erythrocytes are invalid following a transfusion; therefore, collect specimen either prior to, or 6 weeks after, a blood transfusion. | 1. Braverman NE, Moser AB, Steinberg SJ, Fallatah WF, Duker A, Bober M. Rhizomelic chondrodysplasia punctata type 1.In: Adam MP, Mirzaa GM, Pagon RA, et al, eds. GeneReviews [Internet]. University of Washington, Seattle; 2001. Updated January 30, 2020. Accessed May 25, 2023. Available at www.ncbi.nlm.nih.gov/books/NBK1270/ 2.Buchert R, Tawamie H, Smith C, et al. A peroxisomal disorder of severe intellectual disability, epilepsy, and cataracts due to fatty acyl-CoA reductase 1 deficiency. Am J Hum Genet. 2014;95(5):602-610 3. Baroy T, Koster J, Stromme P, et al. A novel type of rhizomelic chondrodysplasia punctata, RCDP5, is caused by a loss of the PEX5 long isoform. Hum Mol Genet. 2015;24(20):5845-5854 4. Braverman NE, Moser AB. Functions of plasmalogen lipids in health and disease. Biochim Biophys Acta. 2012;1822(9):1442-1452 | This test measures C16:0, C18:1 and C18:0 plasmalogens in dried blood spots as a diagnostic marker for peroxisomal disorders as well as C16:0 and C18:0 fatty acid for normalization. Briefly, samples, standards, and quality control are mixed with internal standards, and derivatization and extraction are performed. Plasmalogens and fatty acids are then extracted from solution, transferred to a new tube, dried down under nitrogen, reconstituted, and analyzed by gas chromatography mass spectrometry.(Unpublished Mayo method) | 3 to 9 days | Normal result: 3 months; Abnormal result: Indefinitely | This test was developed and its performance characteristics determined by Mayo Clinic in a manner consistent with CLIA requirements. It has not been cleared or approved by the US Food and Drug Administration. | 82542 | Plasmalogens, BS | 104687-9 | 609674 | Interpretation | 59462-2
PAI1 | Plasminogen Activator Inhibitor Antigen, Plasma | Identification of heredity elevation or deficiency of plasminogen activator inhibitor type 1 Determination of risk for veno-occlusive disease associated with bone marrow transplantation Differential diagnosis of impaired fibrinolysis Prognostic marker of occurrence or recurrence of thrombosis | Enzyme-Linked Immunosorbent Assay (ELISA) | Yes | PAI-1 Ag, P | Plasma Na Cit | Specimen Type:Platelet-poor plasma Collection Container/Tube:Light-blue top (3.2% sodium citrate) Submission Container/Tube:Plastic vial (polypropylene preferred) Specimen Volume:1 mL Collection Instructions: 1. For complete instructions, seeCoagulation Guidelines for Specimen Handling and Processing. 2. Centrifuge, transfer all plasma into a plastic vial, and centrifuge plasma again. 3. Aliquot plasma into a plastic vial leaving 0.25 mL in the bottom of centrifuged vial. 4. Freeze plasma immediately (no longer than 4 hours after collection) at -20 degrees C or ideally, at or below -40 degrees C. Specimen Stability Information: Frozen 2 years Additional Information: 1. Double-centrifuged specimen is critical for accurate results as platelet contamination may cause spurious results. 2. Each coagulation assay requested should have its own vial. | 0.5 mL | Plasminogen activator inhibitor type 1 (PAI-1) antigen is a single-chain glycoprotein (molecular weight 43 kDa) produced by endothelial cells and hepatocytes. It is also present in alpha granules of platelets. PAI-1 is a serine protein inhibitor that is secreted in response to inflammatory reactions. Platelet alpha granules contain large amounts of PAI-1, which is released during vascular injury and assists in fibrin clot stability. PAI-1 is synthesized in the active form but has marked functional instability and a functional half-life of about 2 hours in vivo. Circulating PAI-1 is bound to vitronectin, which protects the inhibitor from inactivation and may assist in targeting the inhibitor to sites of vascular injury. At least 4 different conformations of PAI-1 have been described: 1. The active form that reacts with plasminogen activator 2. A latent form that is nonreactive 3. A substrate form that can be cleaved by plasminogen activators but is non-inhibitory 4. The inert form of PAI-1 generated by the cleavage of the reactive site PAI-1 is the main inhibitor of tissue-type plasminogen activator and urokinase plasminogen activator and, as such, plays an important role in the regulation of fibrinolysis. Elevated levels of PAI-1 result in deficient plasminogen activation and are associated with a predisposition to thrombosis, including veno-occlusive disease (VOD) after bone marrow transplantation (BMT). Primary injury to the hepatic sinusoidal endothelium and hepatocytes induced by high dose chemoradiotherapy is believed to be the key event in the pathogenesis of VOD. The clinical diagnosis of VOD is complex because the clinical signs and symptoms can occur due to other processes that can complicate the posttransplant period, such as sepsis, graft-versus-host disease (GVHD), cyclosporine toxicity, other medications, hemolysis, or parenteral nutrition. Liver biopsy, although safer since the widespread introduction of transjugular procedures, remains hazardous in this thrombocytopenic population. A sensitive and specific assay would be invaluable in guiding management and avoiding potentially hazardous invasive diagnostic procedures. Along these lines several investigators have studied various markers of hypercoagulability for possible pathogenic and predictive relevance. Aside from serum bilirubin level, no laboratory marker has been standardized as a diagnostic marker of VOD, and the severity of VOD remains retrospectively defined. Lee et al analyzed 115 patients after allogenic BMT in an attempt to identify diagnostic and severity markers of VOD. Of the 115 patients, 50 developed VOD.(1) Multiple logistic regression models were constructed that included recognized relevant clinical and hemostatic variables. Of the hemostatic variables, only PAI-1 antigen was identified as an independent marker for the occurrence of VOD. This confirmed the findings of a previous, smaller study that PAI-1 is a powerful diagnostic marker of VOD during the early period post-BMT and can distinguish VOD from other causes of hyperbilirubinemia post-BMT, such as GVHD and drug toxicity. Furthermore, PAI-1 antigen and bilirubin were independent variables for predicting severe VOD. Familial thrombosis has been associated with inherited elevation of plasma PAI-1 activity. Increased levels of PAI-1 have also been reported in many conditions including malignancy, liver disease, the postoperative period, septic shock, the second and third trimesters of pregnancy, obesity, and coronary heart disease. Low plasma levels of the active form of PAI-1 have been associated with abnormal, clinically significant bleeding. Complete deficiency of PAI-1, either congenital or acquired, is associated with bleeding manifestations that include hemarthroses, hematomas, menorrhagia, easy bruising, and postoperative hemorrhage. | 3.0-72.0 ng/mL | Increased levels of plasminogen activator inhibitor type 1 (PAI-1) are associated with a predisposition tothrombosis. Decreased or absent levels of detectable functional PAI-1 will result ina life-long bleeding diathesis. | The plasminogen activator inhibitor type 1 (PAI-1) level shows a diurnal variation with the highest levels occurringin the morning. The PAI-1 level increases during pregnancy and decreases rapidlyafter delivery. The extremely rare presence of antimouse antibodies in certainpatients may lead to anomalous results. Inappropriate specimen collection and processing may lead to plateletactivation and release of platelet PAI-1. Consequently, care must betaken to remove all platelets and minimize platelet activation duringspecimen collection and processing. | 1. Lee JH, Lee KH, Lee JH, et al. Plasminogen activator inhibitor-1 is an independent diagnostic marker as well as severity predictor of hepatic veno-occlusive disease after allogeneic bone marrow transplantation in adults conditioned with busulphan and cyclophosphamide. Br J Haematol. 2002;118(4):1087-1094 2. Stiko A, Hervio L, Loskutoff DJ. Plasminogen activator inhibitors. In: Colman RW, Hirsh J, Marder VJ, et al, eds. Hemostasis and Thrombosis. Lippincott; 2001:355-365 3. Vaughn DE, Declerck PJ. Regulation of fibrinolysis. In: Loscalzo J, Schager A, eds. Thrombosis and Hemorrhage. Lippincott; 2003:389-396 4. Goodnight SH Jr, Hathaway WE. Fibrinolytic defects and thrombosis. In: Disorders of Hemostasis and Thrombosis: A Clinical Guide. McGraw-Hill Book Company; 2001:389-396 5. Kruithof EK, Gudinchet A, Bachman F. Plasminogen activator inhibitor-1 and plasminogen activator inhibitor-2 in various disease states. Thromb Haemostasis. 1988;59(1):7-12 6. Salat C, Holler E, Kolb HJ, et al. Plasminogen activator inhibitor-1 confirms the diagnosis of hepatic veno-occlusive disease in patients with hyperbilirubinemia after bone marrow transplantation. Blood. 1997;89(6):2184-2188 7. Fay WP, Shapiro AD, Shih JL, Schleef RR, Ginsburg D. Brief report: complete deficiency of plasminogen-activator inhibitor type 1 due to a frame-shift mutation. N Engl J Med. 1992;327(24):1729-1733 8. Heiman M, Gupta S, Khan SS, et al. Complete plasminogen activator inhibitor 1 deficiency. In: Adam MP, Ardinger HH, Pagon RA, et al, eds. GeneReviews [Internet]; 2017. Updated February 23, 2023. Accessed February 21, 2024. Available at www.ncbi.nlm.nih.gov/books/NBK447152/ | Testing is performed on the Janus G3 liquid handler and BioTek microplate reader with Gen5 software using the Asserachrom PAI-1 kit. The method used is an enzyme-linked immunosorbent assay. Microtiter plate wells are coated with mouse monoclonal antihuman PAI-1 antibody, which captures the PAI-1 in the sample. Next, a second antibody (mouse monoclonal antihuman PAI-1) coupled with peroxidase binds to another antigenic site distant from the first antibody, forming the "sandwich.'' The bound enzyme peroxidase is then visualized based on its ability to produce a color reaction when exposed to ortho-phenylenediamine and hydrogen peroxide. The reaction is stopped by the addition of a strong acid (1M HCl). The intensity of the color produced is directly proportional to the PAI-1 concentration in the plasma sample.(Package insert: ASSERACHROM PAI-1. Diagnostica Stago S.A.S; 03/2015) | 7 to 12 days | 7 days | This test was developed and its performance characteristics determined by Mayo Clinic in a manner consistent with CLIA requirements. It has not been cleared or approved by the US Food and Drug Administration. | 85415 | PAI-1 Ag, P | 22758-7 | 86083 | PAI-1 Ag, P | 22758-7
FPAIG | Plasminogen Activator Inhibitor-1, 4G/5G Genotyping (PAI-1 Polymorphism) |  | Polymerase chain reaction (PCR) and restriction fragment length polymorphism (RFLP) technologies. | Yes | PAI-1 Gene Polymorphism | Whole blood | Specimen Type:Whole Blood Preferred:EDTA Acceptable:ACD (Yellow top) Specimen volume:5 mL Collection Instructions:Draw 5 mL whole blood in a lavender top (EDTA) or yellow top (ACD) tube. Send refrigerated. | 1.00 mL | The PAI-1 4G allele is an inherited characteristic. If the polymorphism is present in a heterozygous or homozygous fashion, we recommend that the patient and their family consider genetic counseling to obtain additional information on inheritance and to identify other family members at risk. If a patient possesses two or more congenital or acquired risk factors, the risk of disease may rise to more than the sum of the risk ratios for the individual risk factors. For instance, a combination of the 4G/4G genotype and the insulin resistance syndrome may confer an increase in cardiovascular disease risk over that conferred by the presence of an isolated PAI-1 4G/4G polymorphism. |  |  | Genetic testing by PCR provides exceptionally high sensitivity and specificity. Incorrect genotyping results can be caused by rare polymorphisms in primer binding sites and to misidentification of specimens by collectors or laboratory personnel. This assay analyzes only the PAI 4G/5G locus and does not measure genetic abnormalities elsewhere in the genome. | Barcellona D. Thromb Haemost. 2003;90:1061.;Dossenbach-Glaninger. Clin Chem. 2003;49:1081.; Kohler et al. NEJM. 200;342:1792.; Margaglione M et al. Arterioscl Thromb and Vasc Bio. 1998;18:152. | Patient DNA was evaluated for the PAI-1 4G/5G promoter polymorphism, which is a single base pair guanine (4G/5G) deletion/insertion polymorphism, using polymerase chain reaction (PCR) technology and restriction fragment length polymorphism (RFLP). | 7-14 days |  | This test was developed and its performance characteristics determined by LabCorp. It has not been cleared or approved by the Food and Drug Administration. | 81400 | PAI-1 Gene Polymorphism | Not Provided | Z4768 | Comments | 77202-0
PSGN | Plasminogen Activity, Plasma | Evaluating patients with ligneous conjunctivitis (strong association with homozygous plasminogen deficiency) Evaluating fibrinolysis, in combination with other components of the fibrinolytic system (fibrinogen,tissue plasminogen-activator-inhibitor, and d-dimers) | Chromogenic | Yes | Plasminogen Activity, P | Plasma Na Cit | Specimen Type:Platelet-poor plasma Collection Container/Tube:Light-blue top (3.2% sodium citrate) Submission Container/Tube:Plastic vial (polypropylene preferred) Specimen Volume:1 mL Collection Instructions: 1. For complete instructions, seeCoagulation Guidelines for Specimen Handling and Processing. 2. Centrifuge, transfer all plasma into a plastic vial, and centrifuge plasma again. 3. Aliquot plasma into separate plastic vial leaving 0.25 mL in the bottom of centrifuged vial. 4. Freeze plasma immediately (no longer than 4 hours after collection) at -20 degrees C or, ideally at -40 degrees C or below. Additional Information: 1. A double-centrifuged specimen is critical for accurate results as platelet contamination may cause spurious results. 2. Each coagulation assay requested should have its own vial. | 0.5 mL | During the formation of a hemostatic (fibrin) plug, biochemicalmechanisms are initiated to limit the extent of the hemostatic processat the site of injury and maintain vascular patency. This process of fibrinolysis is defined as the plasmin-mediated degradation of fibrin. Plasmin limits the extent of the hemostatic process at the site of vessel injury. Plasmin is generated from its precursor, plasminogen, by plasminogen activators (ie, tissue plasminogen-activator: tPa; urokinase-type plasminogen activator: uPa). Plasminogen is a single-chain glycoprotein that is synthesized in the liver and has a biologic half-life of approximately 2 days.(1) Deficiency of plasminogen may be inherited or acquired. Persons with congenital plasminogen deficiency are at an increased risk for development of an ocular condition called ligneous conjunctivitis. Congenital deficiency of plasminogen is autosomally transmittedand rare in the general population, with a prevalence of approximately 0.4%.(2) Based on the results of functional and immunologic (antigenic) assays, 2 types of plasminogen deficiency have been identified: -Quantitative deficiency (type I)-defined by a corresponding decrease in both plasminogen activity and antigen level -Functional deficiency (type II)-caused by a normally synthesized but dysfunctional plasminogen This plasminogen activity assay will identify both types of deficiency. Acquired causes of plasminogen deficiency include consumption suchas with thrombolytic therapy (urokinase, tPa) or disseminated intravascular coagulation/intravascular coagulation and fibrinolysis (DIC/ICF), or decreased synthesis (liverdisease).(1) | 75-140% | Plasminogen activity below 75% may represent a congenital deficiency state, if acquired deficiency can be excluded. Hereditary abnormalities of plasminogen (deficiency or dysfunction) are very uncommon. Acquired causes of plasminogen deficiency are much more common and may be the result of consumption due to thrombolytic therapy or intravascular coagulation and fibrinolysis or decreased synthesis (ie, liver disease). Plasminogen levels are low at birth (approximately 50% of adult normal level) and reach adult levels at 6 months of age. | Proper preparation of the blood (plasma) specimen is extremely important to help ensure accuracy of results and interpretation. Plasminogen results are potentially affected by: -Elevated levels of fibrinogen -Heparin (unfractionated or low-molecular-weight) >4 U/mL -Fibrin degradation products (FDP) >30 mg/dL -Hemoglobin >200 mg/dL -Bilirubin >20 mg/dL -Triglycerides >1000 mg/dL | 1. Bachman F. Plasminogen-plasmin enzyme system. In: Coman RW, Hirsh J, Marder VJ, et al, eds. Homeostasis and Thrombosis. Lippencott; 2001:275-320 2. Mehta R, Shapiro AD. Plasminogen deficiency. Haemophilia. 2008;14(6):1261-1268 3. Andrews M. The hemostatic system in the infant. In: Nathan DG, Oski FA, eds. Hematology of Infancy and Childhood. Vol 1. 4th ed. WB Saunders Company; 1993:115-153 4. Chandler W. Diagnosis of fibrinolytic disorder. In: Kottke-Marchant Wiley K, ed. Laboratory Hematology Practice. Blackwell Publishing; 2012:460-467 5.Favaloro EJ and Lippi G. eds. Hemostasis and Thrombosis: Methods and Protocols. 1st ed. Humana Press; 2017 | This assay is performed using the HemosIL Plasminogen Kit on the ACL TOP instrument. The method is an automated chromogenic assay in which an excess of streptokinase in the presence of fibrinogen is added to sample plasma containing plasminogen. A plasminogen-streptokinase complex is formed. The complex catalyzes the splitting of p-nitroaniline (pNA) from the substrate S-2403 pyroGlu-Phe-Lys-pNAHCl. Under these conditions the enzymatic activity of the complex is not inhibited by plasma inhibitors. The rate at which the pNA is released is measured kinetically at 405 nm and is directly proportional to the plasminogen level in the test specimen. The concentration of plasminogen is calculated from a standard curve prepared from reference plasma dilutions.(Package insert: HemosIL Plasminogen. Instrumentation Laboratory Company; 03/2019) | 3 days | 7 days | This test has been modified from the manufacturer's instructions. Its performance characteristics were determined by Mayo Clinic in a manner consistent with CLIA requirements. This test has not been cleared or approved by the US Food and Drug Administration. | 85420 | Plasminogen Activity, P | 28660-9 | PSGN | Plasminogen Activity, P | 28660-9
MALCT | Plasmodium Percent Parasitemia Reflex, Varies | Calculating percent parasitemia, which can be used to predict prognosis and monitor response to treatment for patients with malaria | Only orderable as a reflex. For more information see LMALP / Malaria PCR with Parasitemia Reflex, Varies. Giemsa Stain | No | Plasmodium Percent Parasitemia Rflx | Slides submitted for malaria parasitemia reflex are used for percent parasitemia analysis. | Only orderable as a reflex. For more information see LMALP / Malaria PCR with Parasitemia Reflex, Varies. Specimen Type:Blood films Container/Tube:Clean, grease-free slides in plastic slide container Specimen Volume:2 Thin blood films and 2 thick blood films Collection Instructions: 1. Blood films should be made from fresh blood using fingerstick or drops of blood from needle following venipuncture. However, EDTA anticoagulated blood is also acceptable. 2. Prepare thin blood films as follows: a. Prepare a thin film with a "feathered edge" that is no more than a single cell thick. b. Allow the film to thoroughly air dry and then fix by briefly immersing in either absolute or 95% methyl alcohol. c. Allow to air dry after fixation. 3. Prepare thick blood films as follows: a. Place a large drop of blood (approximately the size of a dime and preferably from a fingerstick) on a slide. b. Using a corner of a second slide, spread the drop in a circular motion while applying firm pressure to literally scratch the blood onto the carrier slide. This technique allows the blood to dry quickly and adhere well to the slide. Use approximately 20 circular sweeps with the second slide. The drop of blood should be about the size of a quarter when finished. c.Do not fix.Air dry thoroughly (approximately 45 minutes) before placing in transport container. | See Specimen Required | Malaria is a potentially life-threatening disease caused byPlasmodiumspecies. Diagnosis is traditionally performed by microscopic examination of Giemsa-stained thick and thin blood films. However,polymerase chain reaction(PCR) testing can also be used for sensitive and specific detection. When positive, PCR results should be followed by calculation of percent parasitemia from blood film examination. The degree of parasitemia is used to predict prognosis as well as monitor response to treatment for patients with malaria. | Only orderable as a reflex. For more information see LMALP / Malaria PCR with Parasitemia Reflex, Varies. A percent parasitemia is provided following a positive result for LMALP / Malaria PCR with Parasitemia Reflex, Varies. | The percentage of parasitemia represents the percentage of infected red blood cells. This is calculated from representative microscopic fields on the thin blood film.Plasmodiumgametocytes are not included in the calculation since they are not infectious to humans and are not killed by most antimalarial drugs. | Since the degree of parasitemia may change rapidly due to natural parasite replication and administration of anti-malarial therapies, it is most useful to calculate the percentage of infected cells immediately after the blood is drawn and parasites are detected. A percent parasitemia calculated more than 8 hours after the blood is drawn will not accurately reflect the patient's current state of parasitemia. Calculation of the percent parasitemia may not be possible if the parasites are degraded or have altered morphology due to age of the specimen or suboptimal transportation conditions. In some cases of very low parasite burden, a specimen may be polymerase chain reaction positive, but no organisms are present on the thin film, and therefore it will not be possible to determine the percentage of infected red blood cells. | 1. Centers for Disease Prevention and Control (CDC). Malaria. CDC. Updated August 19, 2022. Accessed November 17, 2022. Available at www.cdc.gov/malaria/ 2. Swan H, Sloan L, Muyombwe A, et al. Evaluation of a real-time polymerase chain reaction assay for the diagnosis of malaria in patients from Thailand. Am J Trop Med Hyg. 2005;73(5):850-854 3. World Health Organization (WHO). Malaria. WHO. Updated July 26, 2022. Accessed November 17, 2022. Available at www.who.int/news-room/fact-sheets/detail/malaria | The percentage of infected cells (percent parasitemia) is calculated by counting the number of infected red blood cells among 3000 to 100,000 red blood cells on the thin blood film. The result is expressed as a percentage (% parasitemia = number of infected red blood cells/total number of red blood cells counted x 100).(Unpublished Mayo method) | Same day/1 to 4 days | 7 days | This test has been cleared, approved, or is exempt by the US Food and Drug Administration and is used per manufacturer's instructions. Performance characteristics were verified by Mayo Clinic in a manner consistent with CLIA requirements. | 87207 | Plasmodium Percent Parasitemia Rflx | 53556-7 | MALCT | Plasmodium Percent Parasitemia Rflx | 53556-7
PLABN | Platelet Antibody Screen, Serum | Detecting alloantibodies to epitopes on platelet glycoproteins IIb/IIIa, Ib/Ix, Ia/IIa, IV and class I human leukocyte antigens to evaluate cases of immune mediated refractoriness to platelet transfusions, posttransfusion purpura, or neonatal alloimmune thrombocytopenia | Solid Phase Enzyme-Linked Immunosorbent Assay (ELISA) | Yes | Platelet Ab Screen, S | For more information seePlatelet Antibody Testing Algorithm. | Patient Preparation:Do not collect within 72 hours of a platelet transfusion. Transfused platelets will interfere with this assay. Collection Container/Tube:Red top Submission Container/Tube:Plastic vial Specimen Volume:1.5 mL Collection Instructions:Centrifuge and aliquot serum into a plastic vial. | 0.5 mL | Platelet antibodies may be allo- or autoantibodies and may be directed to a wide range of antigenic "targets" carried on platelet cytoplasmic membranes. Serum platelet antibody test is optimized to identify the presence of platelet alloantibodies in the patient. Platelet alloantibodies are involved in several clinical situations such as: -Immune mediated refractoriness to platelet transfusions usually due to antibodies to class I human leukocyte antigens and sometimes to antibodies specific to platelet antigens. -Neonatal alloimmune thrombocytopenia -Posttransfusion purpura, which are usually associated with platelet-specific antibodies | Not applicable | This assay screens patient sera for platelet-reactive antibodies via enzyme-linked immunosorbent assay. | This assay is intended for use as a screening assay. The results of this assay should not be used as the sole basis for a clinical decision. The reaction patterns a test sample produces with this product should not be relied on solely to establish the identity of a platelet antibody. Therefore, positive or negative results obtained using this assay should be used in conjunction with clinical findings or other serological tests. Some low-titer, low-avidity antibodies may not be detected using this assay. The presence of other human platelet antigen (HPA) polymorphic variants located on glycoprotein (GP)IIb/IIIa (HPA-6, 7, 8, 9, 10, 11, 14, 16, 17, 19, 20, 21), GPIa/IIa (HPA-13, 18), and GPIb/IX (HPA-12) has not been determined for the antigens captured in this kit. Antibodies to these systems may be reactive in this assay. Antibodies to low incidence class I human leukocyte antigens may not be detected using this product. This test has not been evaluated for the detection of autoantibodies to platelet antigens. | 1. Kiefel V, Santoso S, Weisheit M, Mueller-Eckhardt C. Monoclonal antibody-specific immobilization of platelet antigens (MAIPA): A new tool for the identification of platelet-reactive antibodies. Blood. 1987;70(6):1722-1726 2. Moore SB, De Goey SR. Serum platelet antibody testing: evaluation of solid-phase enzyme immunoassay and comparison with indirect immunofluorescence. Am J Clin Pathol. 1998;109(2):190-195 3. Warkentin TE, Smith JW. The alloimmune thrombocytopenic syndromes. Transfus Med Rev. 1997;11(4):296-307 4. Metcalfe P, Watkins NA, Ouwehand WH, et al. Nomenclature of human platelet antigens. Vox Sang. 2003;85(3):240-245 5. Liebman HA. Immune thrombocytopenia (ITP): an historical perspective. Hematology Am Soc Hematol Educ Program. 2008;205 6. Kjeldsen-Kragh J, Killie MK, Tomter G, et al. A screening and intervention program aimed to reduce mortality and serious morbidity associated with severe neonatal alloimmune thrombocytopenia. Blood. 2007;110(3):833-839 7. Hoffbrand AV, Steensma D. Post transfusion purpura. In: Hoffbrand's Essential Haematology. 8th ed. Blackwell Publishing; 2019 8. Juskewitch JE, Norgan AP, De Goey SR, et al. How do I manage the platelet transfusion-refractory patient? Transfusion. 2017;57(12):2828-2835. doi:10.1111/trf.14316 9.Crighton GL, Scarborough R, McQuilten ZK, et al. Australian NAIT registry steering committee: Contemporary management of neonatal alloimmune thrombocytopenia: good outcomes in the intravenous immunoglobulin era: results from the Australian neonatal alloimmune thrombocytopenia registry. J Matern Fetal Neonatal Med. 2017;30(20):2488-2494. doi:10.1080/14767058.2016.1253064 | Patient serum is added to microwells coated with platelet and human leukocyte antigen (HLA) glycoproteins, allowing antibody, if present, to bind. Unbound antibodies are then washed away. An alkaline phosphatase-labeled antihuman globulin reagent (anti-IgG/A/M) is added to the microwells and incubated. The unbound anti-IgG/A/M is washed away and the substrate p-nitrophenylphosphate (PNPP) is added to the wells and incubated. The reaction is stopped with stopping solution. The optical density of the color that develops is measured in a spectrophotometer and results are interpreted.(Package insert: PakPlus. Immucor GTI Diagnostics; 303469.IFUEN Rev E; 07/2015) | 2 to 4 days | 7 days | This test has been cleared, approved, or is exempt by the US Food and Drug Administration and is used per manufacturer's instructions. Performance characteristics were verified by Mayo Clinic in a manner consistent with CLIA requirements. | 86022 | Platelet Ab Screen, S | 95270-5 | PTL16 | IVIg in last month? | 95268-9
GNPLT | Platelet Disorders, Comprehensive Gene Panel, Next-Generation Sequencing, Varies | Evaluating hereditary platelet disorders in patients with a personal or family history suggestive of a hereditary platelet disorder Diagnosing hereditary platelet disorders for patients in whom phenotypic testing is nondiagnostic, but there is a strong clinical suspicion of the hereditary platelet disorder Confirming a hereditary platelet disorder diagnosis with the identification of a known or suspected disease-causing alteration in one or more of 70 genes associated with a variety of hereditary platelet disorders Determining the disease-causing alterations within one or more of these 70 genes to delineate the underlying molecular defect in a patient with a laboratory diagnosis of a platelet disorder Identifying the causative alteration for genetic counseling purposes Prognosis and risk assessment based on the genotype-phenotype correlations Providing a prognosis in syndromic hereditary platelet disorders Carrier testing for close family members of an individual with a hereditary platelet disorder diagnosis This test isnot intended forprenatal diagnosis. | Sequence Capture and Targeted Next-Generation Sequencing (NGS) followed by Polymerase Chain Reaction (PCR) and Sanger Sequencing | Yes | Platelet Comprehensive Panel, NGS | The clinical workup for detecting inherited platelet disorders should begin with a careful review of the complete blood cell count and peripheral blood smear results as well as other platelet tests, such as light transmission platelet aggregometry electrical impedance whole blood aggregometry, platelet function analyzer 100 (PFA-100), platelet transmission electron microscopy (TEM) and platelet flow cytometric analysis. TEM is an essential tool for laboratory diagnosis of various hereditary platelet disorders that have ultrastructural abnormalities, such as gray platelet syndrome. Flow cytometry is the preferred method to assess hereditary platelet disorders due to quantitative surface glycoprotein deficiencies. | Patient Preparation:A previous bone marrow transplant from an allogenic donor will interfere with testing. Call 800-533-1710 for instructions for testing patients who have received a bone marrow transplant. Submit only 1 of the following specimens: Specimen Type:Whole blood Container/Tube: Preferred:Lavender top (EDTA) Acceptable:Yellow top (ACD) Specimen Volume:3 mL Collection Instructions: 1. Invert several times to mix blood. 2. Send whole blood specimen in original tube.Do not aliquot. Specimen Stability Information:Ambient (preferred) 4 days/Refrigerated Specimen Type:Skin biopsy Supplies: Fibroblast Biopsy Transport Media (T115) Container/Tube:Sterile container with any standard cell culture media (eg, minimal essential media, RPMI 1640). The solution should be supplemented with 1% penicillin and streptomycin. Specimen Volume:4-mm punch Specimen Stability Information:Refrigerated (preferred)/Ambient Additional Information: A separate culture charge will be assessed under CULFB / Fibroblast Culture for Biochemical or Molecular Testing. An additional 3 to 4 weeks is required to culture fibroblasts before genetic testing can occur. SpecimenType:Cultured fibroblasts Container/Tube:T-25 flask SpecimenVolume:2 Flasks CollectionInstructions:Submit confluent cultured fibroblast cells from a skin biopsy from another laboratory. Cultured cells from a prenatal specimen will not be accepted. Specimen Stability Information:Ambient (preferred)/Refrigerated (<24 hours) Additional Information:A separate culture charge will be assessed under CULFB / Fibroblast Culture for Biochemical or Molecular Testing. An additional 3 to 4 weeks is required to culture fibroblasts before genetic testing can occur. | Blood: 1 mL; Cultured fibroblasts/skin biopsy: see Specimen Required | Platelets have essential roles in primary hemostasis. Patients with either hereditary or acquired platelet disorders usually have bleeding diathesis, which can potentially be life-threatening and may also have issues with the development and/or functioning of major organs.(2) Inherited platelet disorders can be syndromic (ie, associated with current or future development of other organ system defects) or non-syndromic (ie, isolated to thrombocytopenia with no other organ system defects). A reliable laboratory diagnosis of a platelet disorder can significantly impact patients' and, potentially, their family members' clinical management and outcome. Identification of an alteration that is known or suspected to cause disease aids in confirmation of the diagnosis and potentially provides prognostic information especially in the syndromic inherited platelet disorders. This panel evaluates 70 genes associated with a variety of hereditary platelet disorders, including reduced adenosine diphosphate (ADP)-induced platelet aggregation; Baraitser-Winter syndrome 1 with macrothrombocytopenia; Scott syndrome; Hermansky-Pudlak syndrome; platelet abnormalities with eosinophilia and immune-mediated inflammatory disease; Takenouchi-Kosaki syndrome with thrombocytopenia; leukocyte integrin adhesion deficiency type III; Paris-Trousseau-Jacobsen syndrome;GATA2deficiency; Bernard-Soulier syndrome; platelet-type von Willebrand disease; bleeding diathesis due to glycoprotein VI deficiency; Glanzmann thrombasthenia; Chediak-Higashi syndrome; congenital amegakaryocytic thrombocytopenia; May-Hegglin disorder/anomaly; Sebastian syndrome;MYH9-related disorders; autism with platelet dense granule defect; gray platelet syndrome; autosomal dominant tubular aggregate myopathy-2; ADP receptor defect; deficiency of phospholipase A2 group IV A; Quebec platelet disorder; aspirin-like defect; thrombocytopenia-absent radius syndrome; familial platelet disorder with predisposition to acute myeloid leukemia; Stormorken syndrome; York platelet syndrome; familial hemophagocytic lymphohistiocytosis type 5; thromboxane A2 receptor defect; Ghosal syndrome; ARC (arthrogryposis, renal dysfunction, and cholestasis) syndromes 1 and 2; Wiskott-Aldrich syndrome; a variety of platelet-type bleeding disorders; and hereditary/congenital thrombocytopenias, such as various macrothrombocytopenias. These congenital thrombocytopenias include sitosterolemia with macrothrombocytopenia; macrothrombocytopenia and sensorineural hearing loss; thrombocytopenia and susceptibility to cancer; X-linked thrombocytopenia with dyserythropoiesis; myopathy associated with thrombocytopenia; amegakaryocytic thrombocytopenia with radioulnar synostoses 1 and 2; thrombocytopenia and erythrokeraderma; thrombocytopenia anemia and myelofibrosis; and thrombocytopenia progressing to trilineage bone marrow failure. The risk for developing bleeding or other phenotypic features associated with these disorders and syndromes varies. Several of the genes on this panel have established bleeding, thrombocytopenia, and other hematologic or nonhematologic disease associations. Several of the genes on this panel also have expert group guidelines.(1,3-5) It is recommended that genetic testing be offered to all patients suspected of having a heritable platelet disorder since some patients may have normal platelet laboratory testing results.(1,6) | An interpretive report will be provided. | All detected variants are evaluated according to American College of Medical Genetics and Genomics recommendations.(7) Variants are classified based on known, predicted, or possible pathogenicity and reported with interpretive comments detailing their potential or known significance. | Clinical Correlations: Test results should be interpreted in the context of clinical findings, family history, and other laboratory data. Misinterpretation of results may occur if the information provided is inaccurate or incomplete. If testing was performed because of a clinically significant family history, it is often useful to first test an affected family member. Detection of a reportable variant in an affected family member would allow for more informative testing of at-risk individuals. To discuss the availability of additional testing options or for assistance in the interpretation of these results, contact the Mayo Clinic Laboratories genetic counselors at 800-533-1710. Technical Limitations: Next-generation sequencing may not detect all types of genomic variants. In rare cases, false-negative or false-positive results may occur. The depth of coverage may be variable for some target regions; assay performance below the minimum acceptable criteria or for failed regions will be noted. Given these limitations, negative results do not rule out the diagnosis of a genetic disorder. If a specific clinical disorder is suspected, evaluation by alternative methods can be considered. There may be regions of genes that cannot be effectively evaluated by sequencing or deletion and duplication analysis as a result of technical limitations of the assay, including regions of homology, high guanine-cytosine (GC) content, and repetitive sequences. Confirmation of select reportable variants will be performed by alternate methodologies based on internal laboratory criteria. This test is validated to detect 95% of deletions up to 75 base pairs (bp) and insertions up to 47 bp. Deletions-insertions (delins) of 40 or more bp, including mobile element insertions, may be less reliably detected than smaller delins. Deletion/Duplication Analysis: This analysis targets single and multi-exon deletions/duplications; however, in some instances, single exon resolution cannot be achieved due to isolated reduction in sequence coverage or inherent genomic complexity. Balanced structural rearrangements (such as translocations and inversions) may not be detected. This test is not designed to detect low levels of mosaicism or differentiate between somatic and germline variants. If there is a possibility that any detected variant is somatic, additional testing may be necessary to clarify the significance of results. For detailed information regarding gene specific performance and technical limitations, see Method Description or contact a laboratory genetic counselor. If the patient has had an allogeneic hematopoietic stem cell transplant or a recent blood transfusion, results may be inaccurate due to the presence of donor DNA. Call Mayo Clinic Laboratories for instructions for testing patients who have received a bone marrow transplant. Reclassification of Variants: Currently, it is not standard practice for the laboratory to systematically review previously classified variants on a regular basis. The laboratory encourages healthcare providers to contact the laboratory at any time to learn how the classification of a particular variant may have changed over time. Due to broadening genetic knowledge, it is possible that the laboratory may discover new information of relevance to the patient. Should that occur, the laboratory may issue an amended report. Variant Evaluation: Evaluation and categorization of variants are performed using published American College of Medical Genetics and Genomics and the Association for Molecular Pathology recommendations as a guideline.(7) Other gene-specific guidelines may also be considered. Variants are classified based on known, predicted, or possible pathogenicity and reported with interpretive comments detailing their potential or known significance. Variants classified as benign or likely benign are not reported. Multiple in silico evaluation tools may be used to assist in the interpretation of these results. The accuracy of predictions made by in silico evaluation tools is highly dependent upon the data available for a given gene, and periodic updates to these tools may cause predictions to change over time. Results from in silico evaluation tools should be interpreted with caution and professional clinical judgment. Rarely, incidental or secondary findings may implicate another predisposition or presence of active disease. These findings will be carefully reviewed to determine whether they will be reported. | 1. Gomez K, Anderson J, Baker P, et al: Clinical and laboratory diagnosis of heritable platelet disorders in adults and children: a British Society for Haematology Guideline. Brit J Haematol. 2021 Oct;195(1):46-72 2. Nurden AT, Freson K, Selifsohn U: Inherited platelet disorders. Haemophilia. 2012 July;18(s4):154-160 3. International Society on Thrombosis and Haemostasis: Bleeding Thrombotic and Platelet Disorder TIER1 genes. ISTH; 2018. Updated July 2022. Accessed October 6, 2022. Available at: www.isth.org/page/GinTh_GeneLists 4. Megy K, Downes K, Simeoni I, et al: Curated disease-causing genes for bleeding, thrombotic, and platelet disorders: Communication from the SSC of the ISTH. J Thromb Haemost. 2019 Aug;17(8):1253-1260 5. Bolton-Maggs PHB, Chalmers EA, Collins PW, et al: A review of inherited platelet disorders with guidelines for their management on behalf of the UKHCDO. Brit J Haematol. 2006 Dec;135(5):603-633 6. Watson SP, Lowe GC, Lordkipanidze M, Morgan NV, GAPP consortiuml: Genotyping and phenotyping of platelet function disorders. J Thromb Haemost. 2013 June;11 Suppl 1:351-363 7. Richards S, Aziz N, Bale S, et al; ACMG Laboratory Quality Assurance Committee: Standards and guidelines for the interpretation of sequence variants: a joint consensus recommendation of the American College of Medical Genetics and Genomics and the Association for Molecular Pathology. Genet Med. 2015 May;17(5):405-424 | Next-generation sequencing (NGS) and/or Sanger sequencing is performed to test for the presence of variants in coding regions and intron/exon boundaries of the genes analyzed, as well as some other regions that have known disease-causing variants. The human genome reference GRCh37/hg19 build was used for sequence read alignment. At least 99% of the bases are covered at a read depth over 30X. Sensitivity is estimated at above 99% for single nucleotide variants, above 94% for deletions-insertions (delins) less than 40 base pairs (bp), above 95% for deletions up to 75 bp and insertions up to 47 bp. NGS and/or a polymerase chain reaction-based quantitative method is performed to test for the presence of deletions and duplications in the genes analyzed. There may be regions of genes that cannot be effectively evaluated by sequencing or deletion and duplication analysis as a result of technical limitations of the assay, including regions of homology, high guanine-cytosine (GC) content, and repetitive sequences. SeeTargeted Genes and Methodology Details for Platelet Disorders Comprehensive Gene Paneland Methodology Details for details regarding the targeted genes analyzed for each test and specific gene regions not routinely covered.(Unpublished Mayo method) Reference transcript numbers may be updated due to transcript re-versioning. Always refer to the final patient report for gene transcript information referenced at the time of testing. Confirmation of select reportable variants may be performed by alternate methodologies based on internal laboratory criteria. Genes analyzed:ABCC4,ABCG5,ABCG8,ACTB,ACTN1,ANKRD26,ANO6,AP3B1,AP3D1,ARPC1B,BLOC1S3,BLOC1S5,BLOC1S6,CDC42,CYCS,DIAPH1,DTNBP1,ETV6,FERMT3,FLI1,FLNA,FYB1,GATA1,GATA2,GFI1B,GNE,GP1BA,GP1BB,GP6,GP9,HOXA11,HPS1,HPS3,HPS4,HPS5,HPS6,IKZF5,ITGA2B,ITGB3,KDSR,LYST,MASTL,MECOM,MPIG6B,MPL,MYH9,NBEA,NBEAL2,ORAI1,P2RY1,P2RY12,PLA2G4A,PLAU,PRKACG,PTGS1,RASGRP2,RBM8A,RUNX1,SLFN14,SRC,STIM1,STXBP2,TBXA2R,TBXAS1,THPO,TPM4,TUBB1,VIPAS39,VPS33B, andWAS | 28 to 42 days | Whole blood: 2 weeks (if available); Extracted DNA: 3 months; Cultured fibroblasts: 1 month | This test was developed and its performance characteristics determined by Mayo Clinic in a manner consistent with CLIA requirements. It has not been cleared or approved by the US Food and Drug Administration. | 8144388233-Tissue culture, skin, solid tissue biopsy (if appropriate)88240-Cryopreservation (if appropriate) | Platelet Comprehensive Panel, NGS | 105334-7 | 619298 | Released By | 18771-6
GNPFD | Platelet Function Defect Gene Panel, Next-Generation Sequencing, Varies | Diagnosing hereditary platelet function defect disorders for patients who have a distinct platelet function defect pattern, such as Bernard-Soulier syndrome, revealed by laboratory phenotypic testing Confirming a hereditary platelet function defect disorder diagnosis with the identification of a known or suspected disease-causing alteration in one or more of 17 genes associated with a variety of hereditary platelet function defect disorders Determining the disease-causing alterations within one or more of these 17 genes to delineate the underlying molecular defect in a patient with a laboratory diagnosis of a platelet function defect disorder Identifying the causative alteration for genetic counseling purposes Prognosis and risk assessment based on the genotype-phenotype correlations Providing a prognosis in syndromic hereditary platelet function defect disorders Carrier testing for close family members of an individual with a hereditary platelet function defect disorder diagnosis This test isnot intended forprenatal diagnosis. | Sequence Capture and Targeted Next-Generation Sequencing (NGS) followed by Polymerase Chain Reaction (PCR) and Sanger Sequencing | Yes | Platelet Function Defect Panel, NGS | The clinical workup for detecting inherited platelet disorders should begin with a careful review of complete blood cell count and peripheral blood smear results as well as other platelet tests, such as light transmission platelet aggregometry, electrical impedance whole blood aggregometry, platelet function analyzer 100 (PFA-100), platelet transmission electron microscopy (TEM) and platelet flow cytometric analysis. TEM is an essential tool for laboratory diagnosis of various hereditary platelet disorders that have ultrastructural abnormalities, such as gray platelet syndrome. Flow cytometry is the preferred method to assess hereditary platelet disorders due to quantitative surface glycoprotein deficiencies. | Specimen Type:Whole blood Patient Preparation:A previous bone marrow transplant from an allogenic donor will interfere with testing. Call 800-533-1710 for instructions for testing patients who have received a bone marrow transplant. Container/Tube: Preferred:Lavender top (EDTA) Acceptable:Yellow top (ACD) Specimen Volume:3 mL Collection Instructions: 1. Invert several times to mix blood. 2. Send whole blood specimen in original tube.Do not aliquot. Specimen Stability Information:Ambient (preferred) 4 days/Refrigerated | 1 mL | Platelets have essential roles in primary hemostasis. Patients with either hereditary or acquired platelet disorders usually have bleeding diathesis, which can potentially be life-threatening. They may also have issues with the development and/or functioning of major organs.(2) Inherited platelet disorders can be syndromic (ie, associated with current or future development of other organ system defects) or non-syndromic (ie, isolated to thrombocytopenia with no other organ system defects). A reliable laboratory diagnosis of a platelet disorder can significantly impact patients' and, potentially, their family members' clinical management and outcome. Identification of an alteration that is known or suspected to cause disease aids in confirmation of the diagnosis and potentially provides prognostic information especially in syndromic inherited platelet disorders. This panel evaluates 17 genes associated with a variety of hereditary platelet function defect disorders, including Scott syndrome; leukocyte integrin adhesion deficiency type III; Bernard-Soulier syndrome; mild macrothrombocytopenia; platelet-type von Willebrand disease; bleeding diathesis due to glycoprotein VI deficiency; Glanzmann thrombasthenia; platelet-type bleeding disorder 16; thrombosis/bleeding; adenosine diphosphate receptor defect; deficiency of phospholipase A2 group IV A; aspirin-like defect; platelet-type bleeding disorder 12; platelet-type bleeding disorder 18; thrombocytopenia 6; thromboxane A2 receptor defect; and Ghosal syndrome. The risk for developing bleeding or other phenotypic features associated with these disorders and syndromes varies. Several of the genes on this panel have established bleeding, thrombocytopenia, or other hematologic or non-hematologic disease associations. Several of the genes on this panel also have expert group guidelines.(1,3-5) It is recommended that genetic testing be offered to all patients suspected of having a heritable platelet disorder since some patients may have normal platelet laboratory testing results.(1,6) | An interpretive report will be provided. | All detected variants are evaluated according to American College of Medical Genetics and Genomics recommendations.(7) Variants are classified based on known, predicted, or possible pathogenicity and reported with interpretive comments detailing their potential or known significance. | Clinical Correlations: Test results should be interpreted in the context of clinical findings, family history, and other laboratory data. Misinterpretation of results may occur if the information provided is inaccurate or incomplete. If testing was performed because of a clinically significant family history, it is often useful to first test an affected family member. Detection of a reportable variant in an affected family member would allow for more informative testing of at-risk individuals. To discuss the availability of additional testing options or for assistance in the interpretation of these results, contact the Mayo Clinic Laboratories genetic counselors at 800-533-1710. Technical Limitations: Next-generation sequencing may not detect all types of genomic variants. In rare cases, false-negative or false-positive results may occur. The depth of coverage may be variable for some target regions; assay performance below the minimum acceptable criteria or for failed regions will be noted. Given these limitations, negative results do not rule out the diagnosis of a genetic disorder. If a specific clinical disorder is suspected, evaluation by alternative methods can be considered. There may be regions of genes that cannot be effectively evaluated by sequencing or deletion and duplication analysis as a result of technical limitations of the assay, including regions of homology, high guanine-cytosine (GC) content, and repetitive sequences. Confirmation of select reportable variants will be performed by alternate methodologies based on internal laboratory criteria. This test is validated to detect 95% of deletions up to 75 base pairs (bp) and insertions up to 47 bp. Deletions-insertions (delins) of 40 or more bp, including mobile element insertions, may be less reliably detected than smaller delins. Deletion/Duplication Analysis: This analysis targets single and multi-exon deletions/duplications; however, in some instances, single exon resolution cannot be achieved due to isolated reduction in sequence coverage or inherent genomic complexity. Balanced structural rearrangements (such as translocations and inversions) may not be detected. This test is not designed to detect low levels of mosaicism or differentiate between somatic and germline variants. If there is a possibility that any detected variant is somatic, additional testing may be necessary to clarify the significance of results. For detailed information regarding gene specific performance and technical limitations, see Method Description or contact a laboratory genetic counselor. If the patient has had an allogeneic hematopoietic stem cell transplant or a recent heterologous blood transfusion, results may be inaccurate due to the presence of donor DNA. Call Mayo Clinic Laboratories for instructions for testing patients who have received a bone marrow transplant. Reclassification of Variants: Currently, it is not standard practice for the laboratory to systematically review previously classified variants on a regular basis. The laboratory encourages healthcare providers to contact the laboratory at any time to learn how the classification of a particular variant may have changed over time. Due to broadening genetic knowledge, it is possible that the laboratory may discover new information of relevance to the patient. Should that occur, the laboratory may issue an amended report. Variant Evaluation: Evaluation and categorization of variants are performed using published American College of Medical Genetics and Genomics and the Association for Molecular Pathology recommendations as a guideline.(7) Other gene-specific guidelines may also be considered. Variants are classified based on known, predicted, or possible pathogenicity and reported with interpretive comments detailing their potential or known significance. Variants classified as benign or likely benign are not reported. Multiple in silico evaluation tools may be used to assist in the interpretation of these results. The accuracy of predictions made by in silico evaluation tools is highly dependent upon the data available for a given gene, and periodic updates to these tools may cause predictions to change over time. Results from in silico evaluation tools should be interpreted with caution and professional clinical judgment. Rarely, incidental or secondary findings may implicate another predisposition or presence of active disease. These findings will be carefully reviewed to determine whether they will be reported. | 1. Gomez K, Anderson J, Baker P, et al: Clinical and laboratory diagnosis of heritable platelet disorders in adults and children: a British Society for Haematology Guideline. Brit J Haematol. 2021 Oct;195(1):46-72 2. Nurden AT, Freson K, Selifsohn U: Inherited platelet disorders. Haemophilia. 2012 July;18(s4):154-160 3. International Society on Thrombosis and Haemostasis: Bleeding Thrombotic and Platelet Disorder TIER1 genes. ISTH; 2018. Updated July 2022. Accessed October 6, 2022. Available at: www.isth.org/page/GinTh_GeneLists 4. Megy K, Downes K, Simeoni I, et al: Curated disease-causing genes for bleeding, thrombotic, and platelet disorders: Communication from the SSC of the ISTH. J Thromb Haemost. 2019 Aug;17(8):1253-1260 5. Bolton-Maggs PHB, Chalmers EA, Collins PW, et al: A review of inherited platelet disorders with guidelines for their management on behalf of the UKHCDO. Brit J Haematol. 2006 Dec;135(5):603-633 6. Watson SP, Lowe GC, Lordkipanidze M, Morgan NV, GAPP consortium: Genotyping and phenotyping of platelet function disorders. J Thromb Haemost. 2013 June;11(Suppl 1):351-63 7. Richards S, Aziz N, Bale S, et al; ACMG Laboratory Quality Assurance Committee: Standards and guidelines for the interpretation of sequence variants: a joint consensus recommendation of the American College of Medical Genetics and Genomics and the Association for Molecular Pathology. Genet Med. 2015 May;17(5):405-424 | Next-generation sequencing (NGS) and/or Sanger sequencing are performed to test for the presence of variants in coding regions and intron/exon boundaries of the genes analyzed, as well as some other regions that have known disease-causing variants. The human genome reference GRCh37/hg19 build was used for sequence read alignment. At least 99% of the bases are covered at a read depth over 30X. Sensitivity is estimated at above 99% for single nucleotide variants, above 94% for deletions-insertions (delins) less than 40 base pairs (bp), above 95% for deletions up to 75 bp, and insertions up to 47 bp. NGS and/or a polymerase chain reaction-based quantitative method is performed to test for the presence of deletions and duplications in the genes analyzed. There may be regions of genes that cannot be effectively evaluated by sequencing or deletion and duplication analysis as a result of technical limitations of the assay, including regions of homology, high guanine-cytosine (GC) content, and repetitive sequences. SeeTargeted Genes and Methodology Details for Platelet Function Defect Gene Panelfor details regarding the targeted genes analyzed for each test and specific gene regions not routinely covered.(Unpublished Mayo method) Reference transcript numbers may be updated due to transcript re-versioning. Always refer to the final patient report for gene transcript information referenced at the time of testing. Confirmation of select reportable variants may be performed by alternate methodologies based on internal laboratory criteria. Genes analyzed:ANO6,FERMT3,FLNA,GP1BA,GP1BB,GP6,GP9,ITGA2B,ITGB3,P2RY1,P2RY12,PLA2G4A,PTGS1,RASGRP2,SRC,TBXA2R, andTBXAS1 | 28 to 42 days | Whole blood: 2 weeks (if available); Extracted DNA: 3 months | This test was developed and its performance characteristics determined by Mayo Clinic in a manner consistent with CLIA requirements. It has not been cleared or approved by the US Food and Drug Administration. | 81443 | Platelet Function Defect Panel, NGS | 105333-9 | 619368 | Released By | 18771-6
PNP | Platelet Neutralization Procedure, Plasma | Aiding in the confirmation or exclusion of the presence of a lupus anticoagulant (LAC) inhibitor when used in conjunction with other appropriate coagulation tests. Aids in differentiating deficiencies or inhibitors of specific coagulation factors (eg, factor VIII inhibitor) from LAC inhibitors | Only orderable as a reflex. For more information, see: ALUPP / Lupus Anticoagulant Profile, Plasma ALBLD / Bleeding Diathesis Profile, Limited, Plasma AATHR / Thrombophilia Profile, Plasma and Whole Blood APROL / Prolonged Clot Time Profile, Plasma ADIC / Disseminated Intravascular Coagulation/Intravascular Coagulation and Fibrinolysis (DIC/ICF) Profile, Plasma Optical Clot-Based | Yes | Platelet Neutralization Procedure | Plasma Na Cit | Only orderable as a reflex. For more information see: ALUPP / Lupus Anticoagulant Profile, Plasma ALBLD / Bleeding Diathesis Profile, Limited, Plasma AATHR / Thrombophilia Profile, Plasma and Whole Blood APROL / Prolonged Clot Time Profile, Plasma ADIC /Disseminated Intravascular Coagulation/Intravascular Coagulation and Fibrinolysis (DIC/ICF) Profile, Plasma Specimen Stability Information:Frozen 2 years | See Specimen Required | Prolonged clotting times may be due to a variety of factors including the presence of clotting factor deficiencies, factor inhibitors, and lupus anticoagulants (antiphospholipid antibodies). When a prolonged activated partial thromboplastin time (APTT) demonstrates inhibition on mixing with normal plasma indicative of presence of an inhibitor, the platelet neutralization procedure (PNP) is useful in determining if this inhibition is due to presence of a lupus anticoagulant (LAC). The PNP involves the addition of washed, freeze-thawed platelets or buffer to the patient's plasma. An APTT is done on both mixtures and the clotting times are compared. Additional phospholipid supplied by the PNP reagent can absorb LAC, thereby diagnostically shortening the APTT. For performance and interpretation of the PNP, the baseline APTT should be significantly prolonged (preferably at least 3 to 5 seconds above the upper limit of the reference range), and APTT inhibition must be demonstrated or suggested by a mixing study with normal plasma (ie, 1:1 mix fails to shorten into the normal range). | Only orderable as a reflex. For more information see: ALUPP / Lupus Anticoagulant Profile, Plasma ALBLD / Bleeding Diathesis Profile, Limited, Plasma AATHR / Thrombophilia Profile, Plasma and Whole Blood APROL / Prolonged Clot Time Profile, Plasma ADIC /Disseminated Intravascular Coagulation/Intravascular Coagulation and Fibrinolysis (DIC/ICF) Profile, Plasma An interpretive report will be provided. | Interpretation of the results of the platelet neutralization procedure (PNP) test is complex and needs to be performed in the context of results of mixing study of the prolongedactivated partial thromboplastin time(APTT), the APTT PNP and the buffer control APTT, as well as results of other coagulation tests (eg, prothrombin time and thrombin time as well as available clinical information). Plasma containing lupus anticoagulant (LAC) will demonstrate shortening of the PNP Platelets APTT by 2 or more seconds when compared to the baseline PNP Saline APTT. | The presence of heparin will cause a false-positive platelet neutralization procedure (PNP). The distinction is usually not difficult because the presence of heparin can be detected by a prolonged thrombin time and normal reptilase time. The presence of coagulation factor V inhibitors or deficiency may also produce a false-positive PNP result. This can be suspected if the prothrombin time (PT) is significantly prolonged and may merit additional testing. The presence of other coagulopathies or interfering conditions (causing false-positive PNP interpretation) should be evaluated by results of other tests (PT, thrombin time, and other assays if needed) and by available clinical information. | 1. Brandt JT, Triplett DA, Alving B, Scharrer I. Criteria for the diagnosis of lupus anticoagulants: an update. Thromb Haemost. 1995;74(5):1185-1190 2. Brandt JT, Barna LK, Triplett DA. Laboratory identification of lupus anticoagulants: results of the second international workshop for identification of lupus anticoagulants. Thromb Haemost. 1995;74(6):1597-1603 3. Gastineau DA, Kazmier FJ, Nichols WL, Bowie EJ. Lupus anticoagulant: an analysis of the clinical and laboratory features of 219 cases. Am J Hematol. 1985;19(3):265-275 4. Cardel LK, Fisher PK, Heit JA, et al. Detection of lupus anticoagulants and anticardiolipin antibodies: prevalence of positive test in 665 patients. Thromb Haemost. 1993;69:1221 5. Kottke-Marchant K, Davis BH. Laboratory Hematology Practice. Wiley Blackwell Publishing; 2012 6. Clinical and Laboratory Standards Institute (CLSI). Laboratory Testing for the Lupus Anticoagulant; Approved Guideline. CLSI document H60-A. CLSI; 2014 | The platelet neutralization procedure (PNP) assay is performed on the Instrumentation Laboratory ACL TOP. Two cuvette wells are tested: 1 containing patient plasma and buffer and the other containing patient plasma and PNP platelet reagent. The contents of each cuvette well are combined and incubated with an activated partial thromboplastin time reagent containing phospholipid, a negatively charged contact factor activator, and buffer. After a specified incubation time, calcium is added to trigger the coagulation process in the mixture. Subsequently, the time to clot formation is measured optically using a wavelength of 671 nm for each cuvette well.(Package insert: Cryocheck Platelet Lysate. Precision Biologic Inc.; 02/14/2011) | 1 to 4 days | 7 days | This test has been cleared, approved, or is exempt by the US Food and Drug Administration and is used per manufacturer's instructions. Performance characteristics were verified by Mayo Clinic in a manner consistent with CLIA requirements. | 85597 | Platelet Neutralization Procedure | 103620-1 | PNPSA | PNP Buffer Control | 103619-3
GNSPD | Platelet Storage Pool Deficiency Gene Panel, Next-Generation Sequencing, Varies | Evaluating hereditary platelet storage pool deficiencies in patients with a personal or family history suggestive of a hereditary platelet storage pool deficiency Diagnosing hereditary platelet storage pool deficiencies for patients in whom phenotypic testing is nondiagnostic, but there is a strong clinical suspicion of the hereditary platelet storage pool deficiency Confirming a hereditary platelet storage pool deficiency diagnosis with the identification of a known or suspected disease-causing alteration in one or more of 24 genes associated with a variety of hereditary platelet storage pool deficiencies Determining the disease-causing alterations within one or more of these 24 genes to delineate the underlying molecular defect in a patient with a laboratory diagnosis of a platelet storage pool deficiency Identifying the causative alteration for genetic counseling purposes Prognosis and risk assessment based on the genotype-phenotype correlations Providing a prognosis in syndromic hereditary platelet storage pool deficiencies Carrier testing for close family members of an individual with a hereditary platelet storage pool deficiency diagnosis This test isnotintendedforprenatal diagnosis | Sequence Capture and Targeted Next-Generation Sequencing (NGS) followed by Polymerase Chain Reaction (PCR) and Sanger Sequencing | Yes | Storage Pool Deficiency Panel, NGS | The clinical workup for detecting inherited platelet disorders should begin with a careful review of complete blood cell count and peripheral blood smear results, as well as other platelet tests, such as light transmission platelet aggregometry, electrical impedance whole blood aggregometry, platelet function analyzer 100 (PFA-100), platelet transmission electron microscopy (TEM), and platelet flow cytometric analysis. TEM is an essential tool for laboratory diagnosis of various hereditary platelet disorders that have ultrastructural abnormalities, such as gray platelet syndrome. Flow cytometry is the preferred method to assess hereditary platelet disorders due to quantitative surface glycoprotein deficiencies. | Specimen Type:Whole blood Patient Preparation:A previous bone marrow transplant from an allogenic donor will interfere with testing. Call 800-533-1710 for instructions for testing patients who have received a bone marrow transplant. Container/Tube: Preferred:Lavender top (EDTA) Acceptable:Yellow top (ACD) Specimen Volume:3 mL Collection Instructions: 1. Invert several times to mix blood. 2. Send whole blood specimen in original tube.Do not aliquot. Specimen Stability Information:Ambient (preferred) 4 days/Refrigerated | 1 mL | Platelets have essential roles in primary hemostasis. Patients with either hereditary or acquired platelet disorders usually have bleeding diathesis, which can potentially be life-threatening. They may also have issues with the development and/or functioning of major organs.(2) Inherited platelet disorders can be syndromic (ie, associated with current or future development of other organ system defects) or nonsyndromic (ie, isolated to thrombocytopenia with no other organ system defects). A reliable laboratory diagnosis of a platelet disorder can significantly impact patients' and, potentially, their family members' clinical management and outcome. Identification of an alteration that is known or suspected to cause disease aids in confirmation of the diagnosis and potentially provides prognostic information, especially in syndromic inherited platelet disorders. This panel evaluates 24 genes associated with a variety of hereditary platelet storage pool deficiencies, including reduced adenosine diphosphate (ADP)-induced platelet aggregation; Hermansky-Pudlak syndrome; Paris-Trousseau-Jacobsen syndrome; platelet-type bleeding disorder 17; Chediak-Higashi syndrome; autism with platelet dense granule defect; gray platelet syndrome; autosomal dominant tubular aggregate myopathy-2; Quebec platelet disorder; Stormorken syndrome; York platelet syndrome; familial hemophagocytic lymphohistiocytosis type 5; ARC syndromes (arthrogryposis, renal dysfunction, and cholestasis) 1 and 2; and Wiskott-Aldrich syndrome. The risk for developing bleeding or other phenotypic features associated with these disorders and syndromes varies. Several of the genes on this panel have established bleeding, thrombocytopenia, or other hematologic or nonhematologic disease associations. Several of the genes on this panel also have expert group guidelines.(1,3-5) It is recommended that genetic testing be offered to all patients suspected of having a heritable platelet disorder since some patients may have normal platelet laboratory testing results.(1,6) | An interpretive report will be provided. | All detected variants are evaluated according to American College of Medical Genetics and Genomics recommendations.(7) Variants are classified based on known, predicted, or possible pathogenicity and reported with interpretive comments detailing their potential or known significance. | Clinical Correlations: Test results should be interpreted in the context of clinical findings, family history, and other laboratory data. Misinterpretation of results may occur if the information provided is inaccurate or incomplete. If testing was performed because of a clinically significant family history, it is often useful to first test an affected family member. Detection of a reportable variant in an affected family member would allow for more informative testing of at-risk individuals. To discuss the availability of additional testing options or for assistance in the interpretation of these results, contact the Mayo Clinic Laboratories genetic counselors at 800-533-1710. Technical Limitations: Next-generation sequencing may not detect all types of genomic variants. In rare cases, false-negative or false-positive results may occur. The depth of coverage may be variable for some target regions; assay performance below the minimum acceptable criteria or for failed regions will be noted. Given these limitations, negative results do not rule out the diagnosis of a genetic disorder. If a specific clinical disorder is suspected, evaluation by alternative methods can be considered. There may be regions of genes that cannot be effectively evaluated by sequencing or deletion and duplication analysis as a result of technical limitations of the assay, including regions of homology, high guanine-cytosine (GC) content, and repetitive sequences. Confirmation of select reportable variants will be performed by alternate methodologies based on internal laboratory criteria. This test is validated to detect 95% of deletions up to 75 base pairs (bp) and insertions up to 47 bp. Deletions-insertions (delins) of 40 or more bp, including mobile element insertions, may be less reliably detected than smaller delins. Deletion/Duplication Analysis: This analysis targets single and multi-exon deletions/duplications; however, in some instances, single exon resolution cannot be achieved due to isolated reduction in sequence coverage or inherent genomic complexity. Balanced structural rearrangements (such as translocations and inversions) may not be detected. This test is not designed to detect low levels of mosaicism or differentiate between somatic and germline variants. If there is a possibility that any detected variant is somatic, additional testing may be necessary to clarify the significance of results. For detailed information regarding gene specific performance and technical limitations, see Method Description or contact a laboratory genetic counselor. If the patient has had an allogeneic hematopoietic stem cell transplant or a recent blood transfusion, results may be inaccurate due to the presence of donor DNA. Call Mayo Clinic Laboratories for instructions for testing patients who have received a bone marrow transplant. Reclassification of Variants: Currently, it is not standard practice for the laboratory to systematically review previously classified variants on a regular basis. The laboratory encourages healthcare providers to contact the laboratory at any time to learn how the classification of a particular variant may have changed over time. Due to broadening genetic knowledge, it is possible that the laboratory may discover new information of relevance to the patient. Should that occur, the laboratory may issue an amended report. Variant Evaluation: Evaluation and categorization of variants are performed using published American College of Medical Genetics and Genomics and the Association for Molecular Pathology recommendations as a guideline.(7) Other gene-specific guidelines may also be considered. Variants are classified based on known, predicted, or possible pathogenicity and reported with interpretive comments detailing their potential or known significance. Variants classified as benign or likely benign are not reported. Multiple in silico evaluation tools may be used to assist in the interpretation of these results. The accuracy of predictions made by in silico evaluation tools is highly dependent upon the data available for a given gene, and periodic updates to these tools may cause predictions to change over time. Results from in silico evaluation tools should be interpreted with caution and professional clinical judgment. Rarely, incidental or secondary findings may implicate another predisposition or presence of active disease. These findings will be carefully reviewed to determine whether they will be reported. | 1. Gomez K, Anderson J, Baker P, et al: Clinical and laboratory diagnosis of heritable platelet disorders in adults and children: a British Society for Haematology Guideline. Brit J Haematol. 2021 Oct;195(1):46-72 2. Nurden AT, Freson K, Selifsohn U: Inherited platelet disorders. Haemophilia. 2012 July;18 Suppl 4:154-160 3. International Society on Thrombosis and Haemostasis: Bleeding Thrombotic and Platelet Disorder TIER1 genes. ISTH; 2018. Updated July 2022. Accessed October 6, 2022. Available at: www.isth.org/page/GinTh_GeneLists 4. Megy K, Downes K, Simeoni I, et al: Curated disease-causing genes for bleeding, thrombotic, and platelet disorders: Communication from the SSC of the ISTH. J Thromb Haemost. 2019 Aug;17(8):1253-1260 5. Bolton-Maggs PHB, Chalmers EA, Collins PW, et al: A review of inherited platelet disorders with guidelines for their management on behalf of the UKHCDO. Brit J Haematol. 2006 Dec;135(5):603-633 6. Watson SP, Lowe GC, Lordkipanidze M, Morgan NV, GAPP consortium: Genotyping and phenotyping of platelet function disorders. J Thromb Haemost. 2013 June;11 Suppl 1:351-363 7. Richards S, Aziz N, Bale S, et al; ACMG Laboratory Quality Assurance Committee: Standards and guidelines for the interpretation of sequence variants: a joint consensus recommendation of the American College of Medical Genetics and Genomics and the Association for Molecular Pathology. Genet Med. 2015 May;17(5):405-424 | Next-generation sequencing (NGS) and/or Sanger sequencing are performed to test for the presence of variants in coding regions and intron/exon boundaries of the genes analyzed, as well as some other regions that have known disease-causing variants. The human genome reference GRCh37/hg19 build was used for sequence read alignment. At least 99% of the bases are covered at a read depth over 30X. Sensitivity is estimated at above 99% for single nucleotide variants, above 94% for deletion-insertions less than 40 base pairs (bp), above 95% for deletions up to 75 bp, and insertions up to 47 bp. NGS and/or a polymerase chain reaction-based quantitative method is performed to test for the presence of deletions and duplications in the genes analyzed. There may be regions of genes that cannot be effectively evaluated by sequencing or deletion and duplication analysis as a result of technical limitations of the assay, including regions of homology, high guanine-cytosine (GC) content, and repetitive sequences. SeeTargeted Genes and Methodology Details for Platelet Storage Pool Deficiency Gene Paneland Methodology Details for details regarding the targeted genes analyzed for each test and specific gene regions not routinely covered.(Unpublished Mayo method) Reference transcript numbers may be updated due to transcript re-versioning. Always refer to the final patient report for gene transcript information referenced at the time of testing. Confirmation of select reportable variants may be performed by alternate methodologies based on internal laboratory criteria. Genes analyzed:ABCC4,AP3B1,AP3D1,BLOC1S3,BLOC1S5,BLOC1S6,DTNBP1,FLI1,GFI1B,HPS1,HPS3,HPS4,HPS5,HPS6,LYST,NBEA,NBEAL2,ORAI1,PLAU,STIM1,STXBP2,VIPAS39,VPS33B, andWAS | 28 to 42 days | Whole blood: 2 weeks (if available); Extracted DNA: 3 months | This test was developed and its performance characteristics determined by Mayo Clinic in a manner consistent with CLIA requirements. It has not been cleared or approved by the US Food and Drug Administration. | 81443 | Storage Pool Deficiency Panel, NGS | 105335-4 | 619340 | Released By | 18771-6
PLAFL | Platelet Surface Glycoprotein by Flow Cytometry, Blood | Identification of markedly decreased CD41 (GPIIb) and CD61 (GPIIIa) expression levels, which are diagnostic for Glanzmann thrombasthenia Identification of markedly decreased CD42a (GPIX) and CD42b (GPIb-alpha) expression levels, which are diagnostic for Bernard-Soulier syndrome Identification of decreased GPVI expression, which suggests collagen receptor deficiency Identification of decreased CD49b (GPIa), which suggests collagen receptor deficiency | Immunophenotyping | Yes | Platelet Glycoprotein Flow, B | Whole Blood ACD | Supplies:Ambient Shipping Box-Critical Specimens Only (T668) Collection Container/Tube: ACD solution A or B Specimen Volume:6 mL Pediatric Volume:1 mL Collection Instructions:Do not transfer blood to other containers. | Adult: 1 mL Pediatric 200 mcL | Platelets have essential roles in primary hemostasis. Exposed collagen at a vascular damage site can activate platelets via collagen receptor GPVI and GPIa and bind shear-stretched multimeric VWF proteins, which subsequently interact with the platelet surface receptor, GPIb-V-IX. Upon full activation, platelets can aggregate by binding to fibrinogen through activated GPIIb-GPIIIa receptors. Deficiency of platelet surface glycoproteins can cause bleeding diathesis. Platelet flow cytometric analysis is the preferred method to assess hereditary platelet disorders due to quantitative surface glycoprotein (GP) deficiencies. GP expression levels can be measured by using fluorescent-conjugated GP-specific antibodies and their fluorescent intensities can be compared to normal ranges of various glycoproteins. CD Number Glycoprotein Name Integrin Name CD41 GPIIb Alpha 2b CD42a GPIX NA CD42b GPIb-alpha NA CD49b GPIa Alpha 2 CD61 GPIIIa Beta 3 NA GPVI NA | GPIIb CD41: > or =70.0%(Normal Range-Median) GPIIIa CD61: > or =70.0%(Normal Range-Median) GPIX CD42a: > or =70.0%(Normal Range-Median) GPIb-alpha CD42b: > or =70.0%(Normal Range-Median) GPIa CD49b: > or =60.0%(Normal Range-Median) | CD Markers % Reference Range Median Comments CD41 and CD61 50%-69% (Marginally) Marginally decreased platelet surface receptors CD41 (GPIIb) and CD61 (GPIIIa) are of uncertain clinical significance. This finding could be a laboratory artifact due to a suboptimal sample condition, benign polymorphisms, or a heterozygous state of Glanzmann thrombasthenia. Recommend correlation with patient’s clinical findings and results of platelet functional studies, and consider repeating platelet glycoprotein profile studies by flow cytometry to verify the present finding if clinically indicated. 30%-50%: (Moderately) <30%: (Markedly) Platelet surface expression of CD41 (GPIIb) and CD61 (GPIIIa) are moderately or markedly decreased. This finding is suggestive of a variant of Glanzmann thrombasthenia. Recommend correlation with patient’s clinical findings and results of platelet functional studies, and consider repeating platelet glycoprotein profile studies by flow cytometry to verify the present finding if clinically indicated. CD42a and CD42b 50%-69% (Marginally) Marginally decreased platelet surface receptors CD42a (GPIX) and CD42b (GPIb-alpha) are of uncertain clinical significance. This finding could be a laboratory artifact due to a suboptimal sample condition, benign polymorphisms, or a heterozygous state of Bernard-Soulier syndrome. Recommend correlation with patient's clinical findings and results of platelet functional studies, and consider repeating platelet glycoprotein profile studies by flow cytometry to verify the present finding if clinically indicated. 30%-50%: (Moderately) <30%: (Markedly) Platelet surface expression of CD42a (GPIX) and CD42b (GPIb-alpha) are moderately or markedly decreased. This finding is suggestive of a variant of Bernard-Soulier syndrome. Recommend correlation with patient's clinical findings and results of platelet functional studies, and consider repeating platelet glycoprotein profile studies by flow cytometry to verify the present finding if clinically indicated. CD49b 30%-59% (Marginally) Marginally decreased platelet surface receptor CD49b (GPIa) is of uncertain clinical significance. This finding could be a laboratory artifact due to a suboptimal sample condition, a benign polymorphism, or a variant of platelet collagen receptor glycoprotein Ia/IIa deficiency. Recommend correlation with patient's clinical findings and results of platelet functional studies, and consider repeating platelet glycoprotein profile studies by flow cytometry to verify the present finding if clinically indicated. 10%-30% (moderately) <10% (Markedly) Platelet surface expression of CD49b (GPIa) is moderately or markedly decreased. This finding is suggestive for a variant of a variant of platelet collagen receptor glycoprotein Ia/IIa deficiency. Recommend correlation with patient's clinical findings and results of platelet functional studies, and consider repeating platelet glycoprotein profile studies by flow cytometry to verify the present finding if clinically indicated. GPVI 50%-69% (Marginally) Marginally decreased platelet surface receptor glycoprotein VI (GPVI) is of uncertain clinical significance. This finding could be a laboratory artifact due to a suboptimal sample condition, a benign polymorphism or a variant of platelet collagen receptor GPVI deficiency. Recommend correlation with patient's clinical findings and results of platelet functional studies, and consider repeating platelet glycoprotein profile studies by flow cytometry to verify the present finding if clinically indicated. 30%-50% (moderately) <30% (Markedly) Platelet surface expression of glycoprotein VI (GPVI) is moderately or markedly decreased. This finding is suggestive of a variant of a variant of platelet collagen receptor GPVI deficiency. Recommend correlation with patient's clinical findings and results of platelet functional studies, and consider repeating platelet glycoprotein profile studies by flow cytometry to verify the present finding if clinically indicated. | Suboptimal sample conditions due to improper blood draw, transportation, or storage may cause fluctuation of platelet surface receptors and consequently influence the results of platelet surface receptor measurement by flow cytometry. | 1. Miller, JL. Glycoprotein analysis for the diagnostic evaluation of platelet disorders. Semin Thromb Hemost. 2009;35(2):224-232 2. Kannan M, Ahmad F, Yadav BK, et al. Carrier detection in Glanzmann thrombasthenia: comparison of flow cytometry and Western blot with respect to DNA mutation. Am J Clin Pathol. 2008;130(1):93-98 3. Savoia A, Pastore A, De Rocco D, et al: Clinical and genetic aspects of Bernard-Soulier syndrome: searching for genotype/phenotypecorrelations.Haematologica. 2011;96(3):417-423 4. Nurden AT, Freson K, Selifsohn U. Inherited platelet disorders.Haemophilia.2012;18(4):154-160 5.Spurgeon BEJ, Naseem KM. Platelet Flow Cytometry: Instrument Setup, Controls, and Panel Performance. Cytometry B Clin Cytom. 2020;98(1):19-27 6. Frelinger AL, 3rd, Rivera J, Connor DE, et al. Consensus recommendations on flow cytometry for the assessment of inherited and acquired disorders of platelet number and function: Communication from the ISTH SSC Subcommittee on Platelet Physiology. J Thromb Haemost. 2021;19(12):3193-3202 | Flow cytometric immunophenotyping of peripheral blood platelets is performed using the following antibodies: Panel: CD41 (IIb), CD42a (IX), CD42b (Ib-alpha), CD49b (GPIa), CD61 (GPIIIa), and GPVI. For sample quality purposes, CD62P is evaluated. Using whole blood collected in ACD (A or B), platelet surface GPIa, Ib-alpha, IIb, IIIa, VI and IX expression levels are measured by flow cytometry method. Platelets in whole blood are stained with various fluorochrome-labeled primary antibodies and fixed. Then the platelet surface fluorescent intensities of various bound antibodies are measured by flow cytometers. Platelets are first gated by forward and side scatter. Mean fluorescent intensities are recorded and converted to percentage of a median fluorescent intensity of a normal donor study of 20 healthy donors. If the percentage of expression of a glycoprotein (GP) is lower than the corresponding normal range, a deficiency of a GP is detected.(Unpublished Mayo Method) | 1 to 2 days | 14 days | This test was developed and its performance characteristics determined by Mayo Clinic in a manner consistent with CLIA requirements. It has not been cleared or approved by the US Food and Drug Administration. | 88184-Flow cytometry; first cell surface, cytoplasmic or nuclear marker88185-Flow cytometry; additional cell surface, cytoplasmic or nuclear marker (each) X588187-Flow cytometry interpretation, 2 to 8 markers | Platelet Glycoprotein Flow, B | 93320-0 | CK117 | Final Diagnosis | 93313-5
PTEM | Platelet Transmission Electron Microscopic Study, Whole Blood | Diagnosing platelet disorders | Transmission Electron Microscopy | Yes | Platelet TEM, B | Whole Blood ACD | Patient Preparation: Fasting is preferred but not required. Supplies:Ambient Shipping Box-Critical Specimens Only (T668) Collection Container/Tube: Preferred:Yellow top (ACD, solution B) Acceptable:Yellow top (ACD, solution A) Specimen Volume:6 mL Collection Instructions:Send whole blood specimen in original tube.Do notaliquot. | 3 mL | Patients with either hereditary or acquired platelet disorders usually have bleeding diathesis, which can potentially be life threatening. A reliable laboratory diagnosis of a platelet disorder can significantly impact patients' and, potentially, their family members' clinical management and outcome. Platelet transmission electron microscopy (PTEM) has been an essential tool for laboratory diagnosis of various hereditary platelet disorders since it was first used to visualize fibrin-platelet clot formation in 1955. PTEM employs 2 main methods to visualize platelet ultrastructure, whole mount (WM) TEM and thin section (TS) TEM. WM-TEM is considered the gold standard test for diagnosing dense granule deficiencies in Hermansky-Pudlak syndrome, alpha-delta platelet storage pool deficiency, Paris-Trousseau-Jacobsen syndrome, Wiskott-Aldrich syndrome, TAR (thrombocytopenia, absent radii) syndrome, Chediak-Higashi syndrome, and more. TS-TEM is a preferred method to visualize platelet alpha granules, other organelles, and abnormal inclusions. Platelet disorders that can be detected by PTEM include (but are not limited to): Delta granules (dense bodies): -Hermansky Pudlak syndrome -Wiskott-Aldrich syndrome -Chediak Higashi syndrome -Jacobson/Paris-Trousseau syndrome -York platelet syndrome -Storage pool deficiency, not otherwise specified Alpha granules: -Gray platelet syndrome -White platelet syndrome -X-linkedGATA-1variant -Jacobson/Paris-Trousseau syndrome Alpha and delta granules: -Alpha-delta storage pool deficiency | Mean dense granules/platelet: > or =1.2 | Ultrastructural abnormalities identified by platelet transmission electron microscopy (TEM) are evaluated by a Mayo hematopathologist. Platelet size, alpha granules, Golgi complex, and abnormal inclusions will be assessed as part of the morphologic examination under TEM. Distinct and sometimes pathognomonic ultrastructural abnormalities are found in Hermansky Pudlak syndrome, gray platelet syndrome with virtually absent alpha granules, white platelet syndrome, Medich giant platelet disorder, X-linkedGATA-1macrothrombocytopenia, and, recently described, York platelet syndrome. | ACD whole blood specimens must be stored and transported at ambient temperature to be received within 72 hours of collection. Suboptimal transportation may cause falsely low dense granule counts. | 1. White JG. Electron-dense chains and clusters in platelets from patients with storage pool-deficiency disorders. J Thromb Haemost. 2003;1(1):74-79. doi:10.1046/j.1538-7836.2003.00032.x 2. White JG. Use of the electron microscope for diagnosis of platelet disorders. Semin Thromb Hemost. 1998;24(2):163-168. doi:10.1055/s-2007-995836 3.Chen D, Uhl CB, Bryant SC, et al. Diagnostic laboratory standardization and validation of platelet transmission electron microscopy. Platelets. 2018;29(6):574-582. doi:10.1080/09537104.2018.1476682 | This test identifies dense granule deficiency by semiquantitative counting of dense granules on whole mount grids by technologists and verified by a hematopathologist/hematologist. Whole mount-transmission electron microscopy is a quick and simple way to examine platelet electron opaque or dense granule (DG) by laying platelet-rich plasma on an electron microscopy grid. The high content of calcium in DG blocks electron beam of transmission electron microscopy and creates a sharp dark shadow.(White JG. The dense bodies of human platelets: inherent electron opacity of the serotonin storage particles. Blood. 1969;33[4]:598-606; Winey M, Meehl JB, O'Toole ET, Giddings TH Jr. Conventional transmission electron microscopy.Mol Biol Cell. 2014;25[3]:319-323. doi:10.1091/mbc.E12-12-0863) | 10 days | Not retained | This test was developed and its performance characteristics determined by Mayo Clinic in a manner consistent with CLIA requirements. It has not been cleared or approved by the US Food and Drug Administration. | 8539088348 | Platelet TEM, B | 79768-8 | CK110 | Interpretation | 59466-3
FPLAT | Platinum, Serum |  | Inductively Coupled Plasma/Mass Spectrometry (ICP/MS) | Yes | Platinum | Serum | ***Must submit one specimen per order. Specimens cannot be shared between multiple orders.*** Draw blood in a plain, royal blue top tube(s).(Serum gel tube is not acceptable.)Spin down and send 1 mL of serum refrigerated in an acid washed (MCL Supply T619) or trace metal-free plastic container. | 0.5 mL |  | Reporting limit determined each analysis. Normally: Less than 1 mcg/L. Total serum platinum concentrations following administration of platinum-based chemotherapeutics vary based on route of administration, duration of treatment and other pharmacokinetic variables. Peak concentrations in excess of 2000 mcg/L are common. |  |  |  |  | 8 to 12 days | 2 weeks | This test was developed and its performance characteristics determined by NMS Labs. It has not been cleared or approved by the U.S. Food and Drug Administration. | 83018 | Platinum | 5714-1 | FPLAT | Platinum | 5714-1
PLUM | Plum, IgE, Serum | Establishing a diagnosis of an allergy to plum Defining the allergen responsible for eliciting signs and symptoms Identifying allergens: -Responsible for allergic response and/or anaphylactic episode -To confirm sensitization prior to beginning immunotherapy -To investigate the specificity of allergic reactions to insect venom allergens, drugs, or chemical allergens | Fluorescence Enzyme Immunoassay (FEIA) | Yes | Plum, IgE | Serum | Collection Container/Tube: Preferred:Serum gel Acceptable:Red top Submission Container/Tube:Plastic vial Specimen Volume:0.5 mL for every 5 allergens requested Collection Instructions:Centrifuge and aliquot serum into a plastic vial. | For 1 allergen: 0.3 mL For more than 1 allergen: (0.05 mL x number of allergens) + 0.25 mL deadspace | Clinical manifestations of immediate hypersensitivity (allergic) diseases are caused by the release of proinflammatory mediators (histamine, leukotrienes, and prostaglandins) from IgE-sensitized effector cells (mast cells and basophils) when cell-bound IgE antibodies interact with an allergen. In vitro serum testing for IgE antibodies provides an indication of the immune response to allergens that may be associated with allergic disease. The allergens chosen for testing often depend upon the age of the patient, history of allergen exposure, season of the year, and clinical manifestations. In individuals predisposed to develop allergic disease, the sequence of sensitization and clinical manifestations proceed as follows: eczema and respiratory disease (rhinitis and bronchospasm) in infants and children less than 5 years due to food sensitivity (milk, egg, soy, and wheat proteins) followed by respiratory disease (rhinitis and asthma) in older children and adults due to sensitivity to inhalant allergens (dust mite, mold, and pollen inhalants). | Class,IgE kU/L,Interpretation, 0,<0.10,Negative, 0/1,0.10-0.34,Borderline/equivocal, 1,0.35-0.69,Equivocal, 2,0.70-3.49,Positive, 3,3.50-17.4,Positive, 4,17.5-49.9,Strongly positive, 5,50.0-99.9,Strongly positive, 6,> or =100,Strongly positive, | Detection of IgE antibodies in serum (class 1 or greater) indicates an increased likelihood of allergic disease as opposed to other etiologies and defines the allergens that may be responsible for eliciting signs and symptoms. The level of IgE antibodies in serum varies directly with the concentration of IgE antibodies expressed as a class score or kU/L. | Testing for IgE antibodies is not useful in patients previously treated with immunotherapy to determine if residual clinical sensitivity exists or in patients in whom the medical management does not depend upon identification of allergen specificity. Some individuals with clinically insignificant sensitivity to allergens may have measurable levels of IgE antibodies in serum, and test results must be interpreted in the clinical context. False-positive results for IgE antibodies may occur in patients with markedly elevated serum IgE (>2500 kU/L) due to nonspecific binding to allergen solid phases. | Homburger HA, Hamilton RG: Allergic diseases. In: McPherson RA, Pincus MR, eds. Henry's Clinical Diagnosis and Management by Laboratory Methods. 23rd ed.Elsevier; 2017:1057-1070 | Specific IgE from the patient's serum reacts with the allergen of interest, which is covalently coupled to an ImmunoCAP. After washing away nonspecific IgE, enzyme-labeled anti-IgE antibody is added to form a complex. After incubation, unbound anti-IgE is washed away, and the bound complex incubated with a developing agent. After stopping the reaction, the fluorescence of the eluate is measured. Fluorescence is proportional to the amount of specific IgE present in the patient's sample (ie, the higher the fluorescence value, the more IgE antibody is present).(Package insert: ImmunoCAP System Specific IgE FEIA. Phadia; Rev 06/2020) | Same day/1 to 3 days | 14 days | This test has been cleared, approved, or is exempt by the US Food and Drug Administration and is used per manufacturer's instructions. Performance characteristics were verified by Mayo Clinic in a manner consistent with CLIA requirements. | 86003 | Plum, IgE | 6853-6 | PLUM | Plum, IgE | 6853-6
PMLR | PML::RARA Quantitative, PCR, Varies | Diagnosis of acute promyelocytic leukemia (APL) Detection of residual or recurrent APL Monitoring the level ofPML::RARA(promyelocytic leukemia/retinoic acid receptor alpha) in APL patients | Quantitative, Real-Time Polymerase Chain Reaction (PCR) | Yes | PML/RARA Quantitative, PCR | For more information seeAcute Promyelocytic Leukemia: Guideline to Diagnosis and Follow-up | Submit only 1 of the following specimens: Specimen Type:Whole blood Container/Tube: Preferred:Lavender top(EDTA) Acceptable:Yellow top (ACD) Specimen Volume:10 mL Collection Instructions: 1. Invert several times to mix blood. 2. Send whole blood specimen in original tube.Do not aliquot. 3. Label specimen as blood. Specimen Type:Bone marrow Container/Tube: Preferred:Lavender top(EDTA) Acceptable:Yellow top (ACD) Specimen Volume:4 mL Collection Instructions: 1. Invert several times to mix bone marrow. 2. Send bone marrow specimen in original tube.Do not aliquot 3.Label specimen as bone marrow. | Blood: 8 mL; Bone Marrow: 2 mL | Acute promyelocytic leukemia (APL) accounts for 5% to 10% of acute myeloid leukemia and, generally, has a good prognosis with current treatment protocols. APL cells contain a fusion gene comprised of the downstream sequences of the retinoic acid receptor alpha gene (RARA) fused to the promoter region and upstream sequences of one of several genes, the most common (>80%) being the promyelocytic leukemia gene (PML). The fusion gene is designatedPML::RARAand may be seen in a karyotype as t(15;17)(q22;q12). Messenger RNA produced from the fusion gene can be detected using a polymerase chain reaction (PCR)-based assay and indicates the presence of neoplastic cells. The PCR-based assay has greater sensitivity than standard methods such as morphology review, karyotyping, or fluorescence in situ hybridization. Recent studies have indicated that sensitive monitoring is important because the majority of patients who remain PCR positive, or become PCR positive again following treatment, will relapse and will likely benefit from early intervention for residual/recurrent disease. This quantitative assay allowsPML::RARAlevels to be monitored rather than simply detecting the presence or absence of disease. | An interpretive report will be provided. If positive, a value representing a ratio ofPML::RARAfusion transcript to the control geneABL1expressed as a percentage will be reported. | The assay is reported in the form of a normalized ratio ofPML::RARA(promyelocytic leukemia/retinoic acid receptor alpha) fusion transcript to the control geneABL1expressed as a percentage, which is an estimate of the level ofPML::RARARNA present in the specimen, expressed in relation to the level of RNA from an internal control gene (ABL1). The normalized ratio has no units but is directly related to the level ofPML::RARAdetected (ie, larger numbers indicate higher levels ofPML::RARAand smaller numbers indicate lower levels). A relative expression value minimizes variability in the RNA levels measured in separate specimens tested at different times. Although a quantitative polymerase chain reaction assay is performed, the precision of the assay is such that results must be considered semiquantitative, and it is recommended that only log changes be considered significant. Critical results, such as a change in the status of positivity, should be repeated on a separate specimen to verify the result. | PML::RARA(promyelocytic leukemia/retinoic acid receptor alpha) levels can only be compared reliably if tested in the same laboratory using the same procedure each time. This assay will only detectPML::RARARNA and will not detect RNA from the less commonRARAfusion genes. | 1. Grimwade D, Lo Coco F. Acute promyelocytic leukemia: a model for the role of molecular diagnosis and residual disease monitoring in directing treatment approach in acute myeloid leukemia. Leukemia. 2002;16(10):1959-1973 2. Adams J, Nassiri M. Acute promyelocytic leukemia: A review and discussion of variant translocations. Arch Pathol Lab Med. 2015;139(10):1308-1313 3. Kayser S, Schlenk RF, Platzbecker U. Management of patients with acute promyelocytic leukemia. Leukemia. 2018;32(6):1277-1294 4. Ablain J, de The H. Revisiting the differentiation paradigm in acute promyelocytic leukemia. Blood. 2011;117(22):5795-5802 | Total RNA is extracted from blood or bone marrow and reverse transcribed to generate complementary DNA. Quantitative real-time polymerase chain reaction is performed using the LightCycler instrument platform (Roche) and the data analyzed using the dedicated software for relative quantification with calibrator normalization. Results are provided as a normalized relative value of PML::RARA/ABL1 messenger RNA (mRNA) with a reproducible analytical sensitivity of 0.003%(Unpublished Mayo method). The normalized ratio is a relative quantification calculation as follows: Normalized ratio*= PML::RARA (sample) ABL1(sample) PML::RARA (calibrator) ABL1(calibrator) *WhereABL1mRNA is used to normalize variations in RNA quality and calibrator mRNA from aPML::RARA-positive cell line is used to normalize variations in run conditions. | 4 to 8 days | Blood/Bone marrow: 2 weeks; Extracted RNA: 3 months | This test was developed and its performance characteristics determined by Mayo Clinic in a manner consistent with CLIA requirements. It has not been cleared or approved by the US Food and Drug Administration. | 81315-PML/RAR-alpha (t(15;17)), (PML-RARA regulated adaptor molecule 1) (eg, promyelocytic leukemia) translocation analysis; all breakpoints (eg, intron 3, intron 6 and variable in exon 6), qualitative or quantitative | PML/RARA Quantitative, PCR | In Process | 39469 | PMLR Result | No LOINC Needed
PMPDD | PMP22 Gene, Large Deletion/Duplication Analysis, Varies | Diagnosis of Charcot-Marie-Tooth type 1A or hereditary neuropathy with liability to pressure palsies | Dosage Analysis by Polymerase Chain Reaction (PCR)/Multiplex Ligation-Dependent Probe Amplification (MLPA) | Yes | PMP22 Gene, Deletion/Duplication | SeeHereditary Peripheral Neuropathy Diagnostic Algorithmin Special Instructions. | Patient Preparation:A previous bone marrow transplant from an allogenic donor will interfere with testing. Call 800-533-1710 for instructions for testing patients who have received a bone marrow transplant. Specimen Type:Whole blood Container/Tube: Preferred:Lavender top (EDTA) or yellow top (ACD) Acceptable:Any anticoagulant Specimen Volume:3 mL Collection Instructions: 1. Invert several times to mix blood. 2. Send specimen in original tube. Additional Information:To ensure minimum volume and concentration of DNA is met, the preferred volume of blood must be submitted. Testing may be canceled if DNA requirements are inadequate. | 1 mL | This test is appropriate for individuals with clinical features suggestive of Charcot-Marie-Tooth type 1A (CMT1A) and hereditary neuropathy with liability to pressure palsies (HNPP). CMT1A is a dominantly inherited disease characterized progressive distal muscle weakness and atrophy, sensory loss, and slow nerve conduction velocity starting early in life. Duplications of thePMP22gene are associated with CMT1A. Deletions ofPMP22are associated with hereditary neuropathy with liability to pressure palsies (HNPP), a dominantly inherited disease resulting in peripheral neuronal demyelination. HNPP is characterized clinically by recurrent focal motor and sensory neuropathy in a single nerve that can manifest as numbness, muscular weakness, and atrophy. | An interpretive report will be provided. | All detected alterations are evaluated according to American College of Medical Genetics and Genomics recommendations.(1) Variants are classified based on known, predicted, or possible pathogenicity and reported with interpretive comments detailing their potential or known significance. | In addition to disease-related probes, the multiplex ligation-dependent probe amplification technique utilizes probes localized to other chromosomal regions as internal controls. In certain circumstances, these control probes may detect other diseases or conditions for which this test was not specifically intended. Results of the control probes are not normally reported. However, in cases where clinically relevant information is identified, the ordering physician will be informed of the result and provided with recommendations for any appropriate follow-up testing. This test may not detect deletions/duplications present in very low levels of mosaicism. Rare polymorphisms exist that could lead to false-negative or false-positive results. If results obtained do not match the clinical findings, additional testing should be considered. Test results should be interpreted in the context of clinical findings, family history, and other laboratory data. Errors in our interpretation of results may occur if information given is inaccurate or incomplete. | 1. Richards S, Aziz N, Bale S, et al: Standards and guidelines for the interpretation of sequence variants: a joint consensus recommendation of the American College of Medical Genetics and Genomics and the Association for Molecular Pathology. Genet Med 2015 May;17(5):405-424 2. van Paassen BW, van der Kooi AJ, van Spaendonck-Zwarts KY, et al: PMP22 related neuropathies: Charcot-Marie-Tooth disease type 1A and Hereditary Neuropathy with liability to Pressure Palsies. Orphanet J Rare Dis 2014 Mar 19;9:38 3. Li J, Parker B, Martyn C, et al: ThePMP22Gene and Its Related Diseases. Mol Neurobiol 2013 April;47(2):673-698 | Multiple ligation-dependent probe amplification (MLPA) is utilized to test for the presence of large deletions and duplications within thePMP22gene.(Unpublished Mayo method) | 14 to 21 days | Whole Blood: 2 weeks (if available) Extracted DNA: Indefinitely | This test was developed and its performance characteristics determined by Mayo Clinic in a manner consistent with CLIA requirements. It has not been cleared or approved by the US Food and Drug Administration. | 81324 | PMP22 Gene, Deletion/Duplication | 75384-8 | 113379 | Released By | 18771-6
PMS2I | PMS-2, Immunostain (Bill Only) |  | This test is for billing purposes only. This is not an orderable test. | Yes | PMS-2, Immunostain | Varies | This test is for billing purposes only. This is not an orderable test. |  |  | This test is for billing purposes only. This is not an orderable test. | [6 empty] | Not Applicable | 88342
PMS2 | PMS2 Immunostain, Technical Component Only | Identifying patients at high risk for having hereditary nonpolyposis colorectal cancer, also known as Lynch syndrome, in an immunopanel including PMS2 and other mismatch repair markers Evaluation of tumor tissue to identify patients at risk for having hereditary endometrial carcinoma in an immunopanel including PMS2 and other mismatch repair markers | Immunohistochemistry (IHC) | Yes | PMS2 IHC, Tech Only | For the initial technical component only immunohistochemical (IHC) stain performed, the appropriate bill-only test ID will be reflexed and charged (IHTOI). For each additional technical component only IHC stain performed, an additional bill-only test ID will be reflexed and charged (IHTOA). | Supplies:Immunostain Technical Only Envelope (T693) Specimen Type:Tissue Container/Tube:Immunostain Technical Only Envelope Preferred:2 Unstained positively charged glass slides (25- x 75- x 1-mm) per test ordered; sections 4-microns thick Acceptable:Formalin-fixed, paraffin-embedded tissue block |  | Hereditary nonpolyposis colorectal cancer (HNPCC), also known as Lynch syndrome, is an autosomal dominant hereditary cancer syndrome associated with germline variants in the mismatch repair genes:MLH1,MSH2,MSH6, andPMS2. HNPCC is predominantly characterized by significantly increased risks for colorectal and endometrial cancer. The lifetime risk for colorectal cancer is highly variable and dependent on the gene involved. The risk for colorectal cancer associatedMLH1andMSH2variants (approximately 50%-80%) is generally higher than the risks associated with variants in the other HNPCC-related genes and the lifetime risk for endometrial cancer (approximately 25%-60%) is also highly variable. Other malignancies within the tumor spectrum include sebaceous neoplasms, gastric cancer, ovarian cancer, hepatobiliary and urinary tract carcinomas, and small bowel cancer. The lifetime risks for these cancers are less than 15%. Of the 4 mismatch repair genes, variants within thePMS2gene confer the lowest risk for any of the tumors within the HNPCC spectrum. Several clinical variants of HNPCC have been defined. These include Turcot syndrome, Muir-Torre syndrome, and homozygous mismatch repair variants (also called constitutional mismatch repair deficiency syndrome). Turcot syndrome and Muir-Torre syndrome are associated with increased risks for cancers within the tumor spectrum described but also include brain and central nervous system malignancies and sebaceous carcinomas, respectively. Homozygous or compound heterozygous mismatch repair alterations, characterized by the presence of biallelic deleterious alterations within a mismatch repair gene, are associated with a different clinical phenotype defined by hematologic and brain cancers, cafe au lait macules, and childhood colon or small bowel cancer. There are several strategies for evaluating individuals with a personal or family history of cancer suggestive of HNPCC. Testing tumors from individuals at risk for HNPCC for microsatellite instability (MSI) indicates the presence or absence of defective DNA mismatch repair phenotype within the tumor but does not suggest in which gene the abnormality rests. Tumors from individuals affected by HNPCC usually demonstrate an MSI-H phenotype (MSI >30% of microsatellites examined). The MSI-H phenotype can also be seen in individuals whose tumors have somaticMLH1promoter hypermethylation. Tumors from individuals that show the MSS/MSI-L phenotype (MSI at <30% of microsatellites examined), are not likely to have HNPCC or somatic hypermethylation ofMLH1. Immunohistochemistry (IHC) is a complementary testing strategy to MSI testing. In addition to identifying tumors with defective DNA mismatch repair, IHC analysis is helpful for identifying the gene responsible for the defective DNA mismatch repair within the tumor, because the majority of MSI-H tumors show a loss of expression of at least 1 of the 4 mismatch repair genes described above. Testing is typically first performed on the tumor of an affected individual and in the context of other risk factors, such as young age at diagnosis or a strong family history of HNPCC-related cancers. If defective DNA mismatch repair is identified within the tumor, variant analysis of the associated gene can be performed to identify the causative germline variant and allow for predictive testing of at-risk individuals. Of note, MSI-H phenotypes and loss of protein expression by IHC have also been demonstrated in various sporadic cancers, including those of the colon and endometrium. Absence of MLH1 and PMS2 protein expression within a tumor, for instance, is most often associated with a somatic alteration in individuals with an older age of onset of cancer than typical HNPCC families. Therefore, an MSI-H phenotype or loss of protein expression by IHC within a tumor does not distinguish between somatic and germline alterations. Genetic testing of the gene indicated by IHC analysis can help to distinguish between these 2 possibilities. In addition, when absence of MLH1/PMS2is observed, BRMLH /MLH1Hypermethylation andBRAFMutation Analysis, Tumor or ML1HM /MLH1Hypermethylation Analysis, Tumor may also help to distinguish between a sporadic and germline etiology. It should be noted that this HNPCC screen is not a genetic test, but rather stratifies the risk of having an inherited cancer predisposition syndrome and identifies patients who might benefit from subsequent genetic testing. |  | This test does not include pathologist interpretation, only technical performance of the stain. If interpretation is required, order PATHC / Pathology Consultation for a full diagnostic evaluation or second opinion of the case. The positive and negative controls are verified as showing appropriate immunoreactivity. If a control tissue is not included on the slide, a scanned image of the relevant quality control tissue is available upon request; call 855-516-8404. Interpretation of this test should be performed in the context of the patient's clinical history and other diagnostic tests by a qualified pathologist. | Age of a cut paraffin section can affect immunoreactivity. Stability thresholds vary widely among published literature and are antigen dependent. Best practice is for paraffin sections to be cut within 6 weeks. | 1. Burgart LJ. Testing for defective DNA mismatch repair in colorectal carcinoma: a practical guide. Arch Pathol Lab Med. 2005;129(11):1385-1389 2. Klarskov L, Ladelund S, Holck S, et al. Interobserver variability in the evaluation of mismatch repair protein immunostaining. Hum Pathol. 2010;41(10):1387-1396 3. Lanza G, Gafa R, Maestri I, Santini A, Matteuzzi M, Cavazzini L. Immunohistochemical pattern of MLH1/MSH2 expression is related to clinical and pathological features in colorectal adenocarcinomas with microsatellite instability. Mod Pathol. 2002;15(7):741-749 4. Modica I, Soslow RA, Black D, Tornos C, Kauff N, Shia J. Utility of immunohistochemistry in predicting microsatellite instability in endometrial carcinoma. Am J Surg Pathol. 2007;31(5):744-751 5. Mojtahed A, Schrijver I, Ford JM, Longacre TA, Pai RK. A two-antibody mismatch repair protein immunohistochemistry screening approach for colorectal carcinomas, skin sebaceous tumors, and gynecologic tract carcinomas. Mod Pathol. 2011;24(7):1004-1014 6. Rigau V, Sebbagh N, Olschwang S, et al. Microsatellite instability in colorectal carcinoma. The comparison of immunohistochemistry and molecular biology suggests a role for hMSH6 [correction of hMLH6] immunostaining. Arch Pathol Lab Med. 2003;127(6):694-700 7. Shia J. Immunohistochemistry versus microsatellite instability testing for screening colorectal cancer patients at risk for hereditary nonpolyposis colorectal cancer syndrome. Part I. The utility of immunohistochemistry. J Mol Diagn. 2008;10(4):293-300 8. Salem ME, Bodor JN, Puccini A, et al. Relationship between MLH1, PMS2, MSH2 and MSH6 gene-specific alterations and tumor mutational burden in 1057 microsatellite instability-high solid tumors. Int J Cancer. 2020;147(10):2948-2956. doi:10.1002/ijc.33115 9. Magaki S, Hojat SA, Wei B, So A, Yong WH. An introduction to the performance of immunohistochemistry. Methods Mol Biol. 2019;1897:289-298. doi:10.1007/978-1-4939-8935-5_25 | Immunohistochemistry on sections of paraffin-embedded tissue.(Unpublished Mayo method) | 1 to 3 days | Until staining is complete. | This test was developed using an analyte specific reagent. Its performance characteristics were determined by Mayo Clinic in a manner consistent with CLIA requirements. This test has not been cleared or approved by the US Food and Drug Administration. | 88342-TC, primary88341-TC, if additional IHC | PMS2 IHC, Tech Only | Order only;no result | 70852 | PMS2 IHC, Tech Only | Bill only; no result
FPNAP | Pneumococcal Antibody Panel (12 Serotype) |  | Fluoroimmunoassay; Luminex Multiplex platform | Yes | Pneumococcal Ab Panel (12 Serotype) | Serum | Draw blood in a plain red-top tube(s), serum gel tube(s) is acceptable. Spin down and send 0.5mL of serum refrigerated in a plastic vial. | 0.5 mL |  | Pneumococcal Antibody PanelReferenceRange Pneumo Ab Type 1>1.3 ug/mL Pneumo Ab Type 3>1.3 ug/mL Pneumo Ab Type 4>1.3 ug/mL Pneumo Ab Type 8>1.3 ug/mL Pneumo Ab Type 9 (9N)>1.3 ug/mL Pneumo Ab Type 12 (12F)>1.3 ug/mL Pneumo Ab Type 14>1.3 ug/mL Pneumo Ab Type 19 (19F)>1.3 ug/mL Pneumo Ab Type 23 (23F)>1.3 uh/mL Pneumo Ab Type 26 (6B)>1.3 ug/mL Pneumo Ab Type 51 (7F)>1.3 ug/mL Pneumo Ab Type 56 (18C)>1.3 ug/mL |  |  |  |  | 1 to 7 days |  | This test was developed and its performance characteristics determined by Viracor Eurofins. It has not been cleared or approved by the U.S. Food and Drug Administration. | 86317 x 12 | Pneumococcal Ab Panel (12 Serotype) | 42361-6 | Z3143 | Pneumo Ab Type 56 (18C) | 40913-6
PNRP | Pneumocystis jiroveci, Molecular Detection, PCR, Varies | Preferred test for detection ofPneumocystis | Real-Time Polymerase Chain Reaction (PCR) | Yes | Pneumocystis PCR | Varies | The high sensitivity of amplification by polymerase chain reaction requires the specimen to be processed in an environment in which contamination of the specimen byPneumocystisspecies DNA is unlikely. Preferred Specimens:Pleural, respiratory (eg, bronchoalveolar lavage [BAL], bronchial washing, sputum), or fresh tissue Acceptable Specimens:If no fresh specimen is available, digested respiratory specimens treated with N-acetyl-L-cysteine-sodium hydroxide (NALC/NaOH) are acceptable (eg, BAL, bronchial washing, respiratory fluid, sputum, or tracheal secretion) Submit only 1 of the following specimens: Preferred Specimen Type:Body fluid Sources:Pleural Container/Tube:Sterile container Specimen Volume:1 mL Additional Information:Only fresh, non-NALC/NaOH-digested body fluid is acceptable. Specimen Type:Respiratory Sources:BAL, bronchial washing, tracheal secretions, or sputum Container/Tube:Sterile container Specimen Volume:1 mL if only PCR ordered or 3 mL if PCR ordered with smear and culture Specimen Type:Tissue Sources:Respiratory Container/Tube:Sterile container Specimen Volume:5-10 mm Collection Instructions: 1. Submit fresh tissue. 2. Keep tissue moist with sterile water or sterile saline Acceptable Specimen Type:NALC/NaOH-digested respiratory specimens Sources:BAL, bronchial washing, respiratory fluid, sputum, or tracheal secretion Container/Tube:Sterile container Specimen Volume:2 mL Collection Instructions: 1. Submit digested specimen treated with NALC/NaOH. 2. Clearly indicate on container and order form that specimen is a digested specimen. | Body fluid or nondigested respiratory specimen: 0.5 mL; Fresh tissue: 5 mm; NALC-NaOH-digested specimen: 1 mL | Pneumocystispneumonia is an important cause of opportunistic infection in patients who are immunocompromised, particularly those with HIV. The causative agent,Pneumocystis jiroveci, cannot be cultured in vitro, and, therefore, laboratory detection has historically relied upon microscopic identification directly from patient specimens using fluorescent stains or antibodies. Stains often lack sensitivity and require expertise on the part of the reader to differentiatePneumocystis jirovecifrom staining artifacts and other fungi. This real-timepolymerase chain reactionassay provides a sensitive and specific detection ofPneumocystisfrom bronchoalveolar lavage fluid and other respiratory specimens. | Not applicable | A positive result indicates the presence ofPneumocystisDNA. A negative result indicates the absence of detectablePneumocystisDNA. | Test results should be used as an aid in diagnosis and should not be considered diagnostic in themselves. The literature indicates thatPneumocystiscan cause asymptomatic colonization of healthy individuals and those who are immunocompromised. Therefore, test results should be correlated with patient symptoms and clinical presentation. A negative result does not rule out the presence ofPneumocystisor active disease because the organism may be present at undetectable levels. | 1. Senecal J, Smyth E, Del Corpo O, et al: Non-invasive diagnosis of Pneumocystis jirovecii pneumonia: a systematic review and meta-analysis. Clin Microbiol Infect. 2022 Jan;28(1):23-30. doi: 10.1016/j.cmi.2021.08.017 2. Apostolopoulou A, Fishman JA: The pathogenesis and diagnosis of Pneumocystis jiroveci pneumonia. J Fungi (Basel). 2022 Nov 5;8(11):1167. doi: 10.3390/jof8111167 3. Fishman JA. Pneumocystis jiroveci. Semin Respir Crit Care Med. 2020 Feb;41(1):141-157. doi: 10.1055/s-0039-3399559 | Nucleic acids are extracted using the MagNA Pure LC Instrument (Roche). The extract is then amplified using the LightCycler real-timepolymerase chain reaction (PCR) platform (Roche). The detection of amplicon is based on fluorescence resonance energy transfer (FRET), which utilizes hybridization probes. The presence of the specific organism nucleic acid is confirmed by performing a melting curve analysis of the amplicon.(Arcenas RC, Uhl JR, Buckwalter SP, et al: A real-time PCR assay for detection ofPneumocystisfrom bronchoalveolar lavage fluid. Diagn Microbiol Infect Dis. 2006 Mar;54(3):169-175) | 1 to 3 days | 7 days | This test was developed and its performance characteristics determined by Mayo Clinic in a manner consistent with CLIA requirements. It has not been cleared or approved by the US Food and Drug Administration. | 87798 | Pneumocystis PCR | 89996-3 | 24189 | Report Status | No LOINC Needed
D240 | Podoplanin (D2-D40) Immunostain, Technical Component Only | Aids in the identification of reactive follicular dendritic cells | Immunohistochemistry (IHC) | Yes | Podoplanin (D2-40) IHC, Tech Only | For the initial technical component only immunohistochemical (IHC) stain performed, the appropriate bill-only test ID will be reflexed and charged (IHTOI). For each additional technical component only IHC stain performed, an additional bill-only test ID will be reflexed and charged (IHTOA). | Supplies:Immunostain Technical Only Envelope (T693) Specimen Type:Tissue Container/Tube:Immunostains Technical Only Envelope Preferred:2 Unstained positively charged glass slide (25- x 75- x 1-mm) per test ordered; sections 4-microns thick. Acceptable:Formalin-fixed, paraffin-embedded tissue block |  | Podoplanin (D2-40) is a mucin-type transmembrane glycoprotein that is expressed in reactive follicular dendritic cells (FDC), and its expression has been recently reported in FDC sarcomas. Podoplanin is expressed in a variety of other tissues, including lymphatic endothelium, bile duct cells, mesothelial cells, ependyma, myoepithelial cells, and granulosa cells. The D2-40 antibody to podoplanin has been used in the diagnosis of mesothelioma and seminoma. |  | This test does not include pathologist interpretation, only technical performance of the stain. If interpretation is required, order PATHC / Pathology Consultation for a full diagnostic evaluation or second opinion of the case. The positive and negative controls are verified as showing appropriate immunoreactivity. If a control tissue is not included on the slide, a scanned image of the relevant quality control tissue is available upon request; call 855-516-8404. Interpretation of this test should be performed in the context of the patient's clinical history and other diagnostic tests by a qualified pathologist. | Age of a cut paraffin section can affect immunoreactivity. Stability thresholds vary widely among published literature and are antigen dependent. Best practice is for paraffin sections to be cut fresh. | 1. Xie Q, Chen L, Fu K, et al. Podoplanin (d2-40): a new immunohistochemical marker for reactive follicular dendritic cells and follicular dendritic cell sarcomas. Int J Clin Exp Pathol. 2008;1(3):276-284 2. Ordonez NG. D2-40 and podoplanin are highly specific and sensitive immunohistochemical markers of epithelioid malignant mesothelioma. Hum Pathol. 2005;36(4):372-380 3. Magaki S, Hojat SA, Wei B, So A, Yong WH. An introduction to the performance of immunohistochemistry. Methods Mol Biol. 2019;1897:289-298. doi:10.1007/978-1-4939-8935-5_25 | Immunohistochemistry on sections of paraffin-embedded tissue.(Unpublished Mayo method) | 1 to 3 days | Until staining is complete. | This test has been cleared, approved, or is exempt by the US Food and Drug Administration and is used per manufacturer's instructions. Performance characteristics were verified by Mayo Clinic in a manner consistent with CLIA requirements. | 88342-TC, primary88341-TC, if additional IHC | Podoplanin (D2-40) IHC, Tech Only | Order only;no result | 70729 | Podoplanin (D2-40) IHC, Tech Only | Bill only; no result
POLET | POLE Mutation Analysis, Next-Generation Sequencing, Tumor | Identifying specific mutations within thePOLEgene to assist in tumor diagnosis/classification | Sequence Capture Next-Generation Sequencing (NGS) | Yes | POLE Mutation Analysis, Tumor | When this test is ordered, slide review will always be performed at an additional charge. | This assay requires at least 20% tumor nuclei. -Preferred amount of tumor area with sufficient percent tumor nuclei: tissue 216 mm(2) -Minimum amount of tumor area: tissue 36 mm(2) -These amounts are cumulative over up to 10 unstained slides and must have adequate percent tumor nuclei. -Tissue fixation: 10% neutral buffered formalin, not decalcified -For specimen preparation guidance, seeTissue Requirement for Solid Tumor Next-Generation Sequencing. In this document, the sizes are given as 4 mm x 4 mm x 10 slides as preferred: approximate/equivalent to 144 mm(2) and the minimum as 3 mm x 1 mm x 10 slides: approximate/equivalent to 36 mm(2). Preferred: Specimen Type:Tissue block Collection Instructions: Submit a formalin-fixed, paraffin-embedded tissue block with acceptable amount of tumor tissue. Acceptable: Specimen Type:Tissue slide Slides: 1 Stained and 10 unstained Collection Instructions: Submit 1 slide stained with hematoxylin and eosin and 10 unstained, nonbaked slides with 5-micron thick sections of the tumor tissue. Note:The total amount of required tumor nuclei can be obtained by scraping up to 10 slides from the same block. Additional Information: Unused unstained slides will not be returned. Specimen Type:Cytology slide (direct smears or ThinPrep) Slides:1 to 3 Slides Collection Instructions:Submit 1 to 3 slides stained and coverslipped with a preferred total of 5000 nucleated cells, or a minimum of at least 3000 nucleated cells. Note:Glass coverslips are preferred; plastic coverslips are acceptable but will result in longer turnaround times. Additional Information: Cytology slides will not be returned. | See Specimen Required | This test uses formalin-fixed paraffin-embedded tissue or cytology slides to assess for mutations involving thePOLEgene known to be associated with a variety of tumor types, includingendometrial, ovarian, lung, and colorectalcancers, and diffuse glioma.POLE(exonuclease domain) alterations are typically associated with ultramutated tumors with a high tumor mutation burden and may occur as a part of constitutional replication repair deficiency syndrome. | An interpretive report will be provided. | The interpretation of molecular biomarker analysis includes an overview of the results and the associated diagnostic, prognostic, and therapeutic implications. | This test cannot differentiate between somatic and germline alterations. Additional testing may be necessary to clarify the significance of results if there is a potential hereditary risk. DNA variants of uncertain significance may be identified. A negative result does not rule out the presence of a variant that may be present below the limits of detection of this assay. In a specimen with 20% or more tumor content, the analytical sensitivity of this assay for sequence reportable alterations is 5% mutant allele frequency with a minimum coverage of 500X. Point mutations and small deletion-insertion mutations will be detected in thePOLEgene only. This test may detect single exon deletions but does not detect multi-exon deletions, duplications, or genomic copy number variants. Variant allele frequency (VAF) is the percentage of sequencing reads supporting a specific variant divided by the total sequencing reads at that position. In somatic testing, VAF should be interpreted in the context of several factors including, but not limited to, tumor purity/heterogeneity/copy number status (ploidy, gains/losses, loss of heterozygosity) and sequencing artifact/misalignment.(1,2) Rare alterations (ie, polymorphisms) may be present that could lead to false-negative or false-positive results. Test results should be interpreted in the context of clinical, tumor sampling, histopathological, and other laboratory data. If results obtained do not match other clinical or laboratory findings, contact the laboratory for discussion. Misinterpretation of results may occur if the information provided is inaccurate or incomplete. Reliable results are dependent on adequate specimen collection and processing. This test has been validated on cytology slides and formalin-fixed, paraffin-embedded tissues; other types of fixatives are discouraged. Improper treatment of tissues, such as decalcification, may cause polymerase chain reactionfailure. | 1. Strom SP. Current practices and guidelines for clinical next-generation sequencing oncology testing. Cancer Biol Med. 2016;13(1):3-11. doi:10.28092/j.issn.2095-3941.2016.0004 2. Spurr L, Li M, Alomran N, et al. Systematic pan-cancer analysis of somatic allele frequency. Sci Rep. 2018;8(1):7735. Published 2018 May 16. doi:10.1038/s41598-018-25462-0 3. Cancer Genome Atlas Network: Comprehensive molecular characterization of human colon and rectal cancer. Nature. 2012;487(7407):330-337 4. Church DN, Briggs SE, Palles C,et al: DNA polymerase e and d exonuclease domain mutations in endometrial cancer. Hum Mol Genet. 2013;22(14):2820-8 5. Hoang LN, McConechy MK, Kobel M, et al. Polymerase Epsilon Exonuclease Domain Mutations in Ovarian Endometrioid Carcinoma. Int J Gynecol Cancer. 2015;25(7):1187-1193 6. Palles C, Cazier JB, Howarth KM,et al: Germline mutations affecting the proofreading domains of POLE and POLD1 predispose to colorectal adenomas and carcinomas. Nat Genet. 2013;45(2):136-144 7. Rohlin A, Zagoras T, Nilsson Set al. A mutation in POLE predisposing to a multi-tumour phenotype. Int J Oncol. 2014;45(1):77-81 8. Jumaah AS, Salim MM, Al-Haddad HS, et al: The frequency of POLE-mutation in endometrial carcinoma and prognostic implications: a systemic review and meta-analysis. J Pathol Transl Med. 2020;54(6):471-479 9. Wu Q, Zhang N, Xie X: The clinicopathological characteristics of POLE-mutated/ultramutated endometrial carcinoma and prognostic value of POLE status: a meta-analysis based on 49 articles incorporating 12,120 patients. BMC Cancer. 2022;22(1):1157 10. Leon-Castillo A, Britton H, McConechy MK, et al: Interpretation of somatic POLE mutations in endometrial carcinoma. J Pathol. 2020;250(3):323-335 | Next-generation sequencing is performed to evaluate the presence of a mutation in all coding regions of thePOLEgene. SeeTargeted Genes and Methodology Details forPOLEMutation Analysisfor details regarding the targeted gene regions identified by this test.(Unpublished Mayo method) A pathology review and macro dissection to enrich for tumor cells is performed prior to slide scraping. | 12 to 20 days | FFPE tissue block: Unused portions of blocks will be returned 10-14 days after testing is complete; FFPE tissue/cytology slides: Unused slides are stored indefinitely; Digital images are obtained and stored for all slides used in testing. | This test was developed and its performance characteristics determined by Mayo Clinic in a manner consistent with CLIA requirements. It has not been cleared or approved by the US Food and Drug Administration. | 88381-Microdissection, manual81479 | POLE Mutation Analysis, Tumor | 105597-9 | 619684 | Released By | 18771-6
FPOLO | Poliovirus (Types 1, 3) Antibodies, Neutralization |  | Culture/Neutralization | Yes | Poliovirus (Types 1, 3) Ab, Neut | Serum | Specimen Type:Serum Container/Tube:Red or SST Specimen Volume:1 mL Collection Instructions:Draw blood in a plain red-top tube(s), serum gel tube(s) is acceptable. Spin down and send 1 mL of serum refrigerate in a plastic vial. | 0.5 mL | This sensitive procedure is recommended for vaccine response testing and type-specific serodiagnosis of recent poliovirus infection. It can also serve as an aid for diagnosing immune deficiency disorders. | Polio 1 Titer:<1:8 Polio 3 Titer:<1:8 The presence of neutralizing serum antibodies (titers 1:8 up to >1:128) against polioviruses implies lifelong immunity. Some persons without detectable titers (<1:8) may also be immune as demonstrated by elicitation of a secondary-type serum antibody response upon rechallenge with live polio vaccine. |  |  |  |  | 1 to 10 days |  | This test was developed and its analytical performance characteristics have been determined by Quest Diagnostics. It has not been cleared or approved by FDA. This assay has been validated pursuant to the CLIA regulations and is used for clinical purposes. | 86382 x 2 | Poliovirus (Types 1, 3) Ab, Neut | 68320-1 | Z4807 | Polio 3 Titer | 22450-1
FPOLE | Pollock White (Pollachius virens) IgE |  | ImmunoCAP FEIA | Yes | Pollock White IgE | Serum | Specimen Type:Serum Container/Tube:Red or SST Specimen Volume:0.5 mL Collection Instructions:Draw blood in a plain red-top tube(s), serum gel tube is acceptable. Spin down and send 0.5 mL of serum refrigerated in a plastic vial. | 0.5 mL |  | <0.35 kU/L | ClassIgE (kU/L)Comment 0<0.10Negative 0/10.10-0.34Equivocal/Borderline 10.35-0.69Low Positive 20.70-3.49Moderate Positive 33.50-17.49High Positive 417.50-49.99Very High Positive 550.00-99.99Very High Positive 6>99.99Very High Positive |  |  |  | 3 to 6 days |  | This test was developed and its performance characteristics determined by Eurofins Viracor. It has not been cleared or approved by the U.S. Food and Drug Administration. | 86003 | Pollock White IgE | 11191-4 | Z4003 | CLASS | 102800-0
PVJAK | Polycythemia Vera, JAK2 V617F with Reflex to JAK2 Exon 12-15, Sequencing for Erythrocytosis, Varies | Aiding in the distinction between the myeloproliferative neoplasm polycythemia vera and other secondary erythrocytosis | Allele-Specific Polymerase Chain Reaction (PCR) and Sanger Sequencing | Yes | PV (JAK2 V617F, Exon 12-15) Reflex | The test starts with a highly sensitive DNA-basedJAK2V617F test by allele-specific polymerase chain reaction. If theJAK2V617F result is negative or very low positive (0.06%-0.6%),JAK2exon 12-15 Sanger sequencing will be performed on the stored RNA sample. If aJAK2V617F mutation (>0.6%) is detected, no further testing will be performed. | Submit only 1 of the following specimens: Specimen Type:Blood Container/Tube:Lavender top (EDTA) or yellow top (ACD-B) Specimen Volume:10 mL Collection Instructions: 1. Invert several times to mix blood. 2. Send whole blood specimen in original tube.Do not aliquot. 3. Label specimen as blood. Specimen Type:Bone marrow aspirate Container/Tube:Lavender top (EDTA) or yellow top (ACD-B) Specimen Volume:4 mL Collection Instructions: 1. Invert several times to mix blood. 2. Send bone marrow specimen in original tube.Do not aliquot. 3. Label specimen as bone marrow. | Blood: 8 mL; Bone marrow: 2 mL | The Janus kinase 2 (JAK2) gene codes for a tyrosine kinase (JAK2) that is associated with the cytoplasmic portion of a variety of transmembrane cytokine and growth factor receptors important for signal transduction in hematopoietic cells. Signaling via JAK2 activation causes phosphorylation of downstream signal transducers and activators of transcription (STAT) proteins (eg, STAT5) ultimately leading to cell growth and differentiation. TheJAK2V617F mutation is located in exon 14 and present in 50% to 60% of primary myelofibrosis and essential thrombocythemia and in 95% to 98% of polycythemia vera (PV). In the rest of the PV cases, over 50 different mutations have been reported within exons 12 through 15 ofJAK2,and essentially all non-V617FJAK2mutations have been identified in PV. These mutations include point alterations and small insertions or deletions. Several of the exon 12 mutations have been shown to have biologic effects similar to those caused by the V617F mutation such that it is currently assumed other nonpolymorphic mutations have similar clinical effects. However, some mutations may not be well characterized and require further clinical and research evaluation. | An interpretive report will be provided. | The results will be reported as 1 of the 3 following states: -Positive forJAK2V617F mutation -Positive forJAK2mutation (other than V617F) -Negative forJAK2mutations If the result is positive, a description of the mutation at the nucleotide level and the altered protein sequence are reported. A positive mutation status is highly suggestive of a myeloid neoplasm and may support a diagnosis of polycythemia vera in the appropriate clinical setting. Correlation with clinicopathologic findings and other laboratory results is necessary in all cases. A negative mutation status makes a diagnosis of polycythemia vera highly unlikely, although it does not completely exclude this possibility, other myeloproliferative neoplasms, or other neoplasms. | A positive result is not specific for a particular diagnosis. Correlation with clinicopathologic findings and other laboratory results is necessary in all cases. If this test is ordered in the setting of erythrocytosis and suspicion of polycythemia vera, interpretation requires correlation with a concurrent or recent prior bone marrow evaluation. | 1. Baxter EJ, Scott LM, Campbell PJ, et al. Acquired mutation of the tyrosine kinase JAK2 in human myeloproliferative disorders. Lancet. 2005;365(9464):1054-1061. doi:10.1016/S0140-6736(05)71142-9 2. James C, Ugo V, Le Couedic JP, et al. A unique clonalJAK2mutation leading to constitutive signaling causes polycythaemia vera. Nature. 2005;434(7037):1144-1148. doi:10.1038/nature03546 3. Kralovics R, Passamonti F, Buser AS, et al. A gain-of-function mutation ofJAK2in myeloproliferative disorders. N Engl J Med. 2005;352(17):1779-1790. doi:10.1056/NEJMoa051113 4. Steensma DP, Dewald GW, Lasho TL, et al. TheJAK2V617F activating tyrosine kinase mutation is an infrequent event in both "atypical" myeloproliferative disorders and the myelodysplastic syndrome. Blood. 2005;106(4):1207-1209. doi:10.1182/blood-2005-03-1183 5. Ma W, Kantarjian H, Zhang X, et al. Mutation profile ofJAK2transcripts in patients with chronic myeloid neoplasias. J Mol Diagn. 2009;11(1):49-53 6. Kilpivaara O, Levine RL.JAK2andMPLmutations in myeloproliferative neoplasms: discovery and science. Leukemia. 2008;22(10):1813-1817. doi:10.1038/leu.2008.229 7. Kravolics R: Genetic complexity of myeloproliferative neoplasms. Leukemia. 2008;22(10):1841-1848. doi:10.1038/leu.2008.233 8. Defour JP, Chachoua I, Pecquet C, Constantinescu SN. Oncogenic activation of MPL/thrombopoietin receptor by 17 mutations at W515: implications for myeloproliferative neoplasms. Leukemia. 2016;30(5):1214-1216. doi:10.1038/leu.2015.271 9. Tefferi A. The classic myeloproliferative neoplasms: Chronic myelogenous leukemia, polycythemia vera, essential thrombocythemia, and primary myelofibrosis. In: Valle DL, Antonarakis S, Ballabio A, Beaudet AL, Mitchell GA, eds. The Online Metabolic and Molecular Bases of Inherited Disease. McGraw-Hill; 2019, Accessed January 5, 2024. Available at https://ommbid.mhmedical.com/content.aspx?sectionid=225078035&bookid=2709 | Genomic DNA is extracted, and 2 polymerase chain reaction (PCR) reactions are used for each sample. In each reaction, a short fragment of genomic DNA, including theJAK2V617 site, is amplified using quantitative PCR in a real-time PCR instrument. In the first reaction, the 5' terminal base of the reverse primer matches theJAK2V617F mutated sequence and the PCR conditions are such that it will only bind the mutated DNA. In the second reaction, the 5' terminal base of the reverse primer matches the wild-type sequence, and the PCR conditions are such that it will only bind the wild-type sequence. In both reactions, the PCR is monitored using TaqMan probe chemistry. The amount of mutated DNA and the amount of wild-type DNA is measured for each sample. In each run, the amount of mutated and wild-type DNA in a calibrator DNA sample is also measured. The calibrator is a mixture of DNA from a positive cell line and a negative cell line and used to mitigate the run-to-run variation. Following each reaction, Relative Quantification Software is used to calculate the normalized mutated:wild type ratio, which is expressed as a unitless ratio following correction with the calibrator data. The formula for the normalized ratio is as follows: Normalized ratio = mutated/wild type (sample) mutated/wild type (calibrator) The final result is reported as %JAK2V617F of totalJAK2(ie, [mutated/mutated + wild type] x 100%).(Unpublished Mayo method) For the Sanger sequencing, total RNA is extracted from whole blood or bone marrow and complementary DNA synthesized fromJAK2messenger RNA. A fragment spanning exons 12 through 15 is then amplified using standard PCR and the sequence is obtained using Sanger sequencing with analysis on an automated genetic analyzer.(Unpublished Mayo method) | 7 to 10 days | Blood/Bone marrow: 2 weeks; Extracted DNA and RNA: 3 months | This test was developed and its performance characteristics determined by Mayo Clinic in a manner consistent with CLIA requirements. It has not been cleared or approved by the US Food and Drug Administration. | 81270-JAK2 V6170027U (if appropriate) | PV (JAK2 V617F, Exon 12-15) Reflex | In Process | 42395 | PV Reflex Result | 43399-5
TALDO | Polyols, Quantitative, Urine | Diagnosing deficiencies of transaldolase, transketolase, sedoheptulose, or ribose-5-phosphate isomerase | Gas Chromatography Mass Spectrometry (GC-MS) | Yes | Polyols, QN, U | Urine | Supplies:Urine Tubes, 10 mL (T068) Specimen Volume:2 mL Collection Instructions: 1. Collect a random urine specimen. 2. No preservative. | 1 mL | Polyols are sugar alcohols that have been identified in blood, urine, and cerebrospinal fluid. Characteristic patterns of abnormal polyols may suggest a disorder of the pentose phosphate pathway (PPP), including transaldolase (TALDO) deficiency, transketolase, and ribose-5-phosphate isomerase (RPI) deficiency. The PPP is involved in carbohydrate metabolism and is present in the cytosol of all cells. Two specific functions of the PPP are the production of nicotinamide adenine dinucleotide phosphate (NADPH[+]) and the synthesis of ribose-5-phosphate, a molecule necessary for nucleotide and nucleic acid synthesis. TALDO, transketolase, and RPI deficiency, which have multisystem involvement are recently described disorders of this pathway. Sedoheptulokinase deficiency is also recently described but it’s correlation to disease is unclear as only two unrelated patients from consanguineous families been reported to date. These 2 patients had different multisystem involvement.(1) Transaldolase deficiency is an autosomal recessive disorder caused by a reduction of the enzyme transaldolase. Clinical manifestations are characterized by severe neonatal liver failure, coagulopathy, low serum protein, hypoglycemia, high ammonia, progressive myocardial hypertrophy, and abnormal lactate dehydrogenase with remarkably normal or low transaminases. Patients may present in the antenatal period with maternal HELLP syndrome (hemolysis, elevated liver enzymes, low platelets), hydrops fetalis and oligohydramnios, dysmorphic features, cutis laxa, and hypertrichosis. The clinical course is variable, but acute liver failure with normal transaminases is a common finding. Initially, hepatomegaly is absent, but the spleen may be enlarged. Later, hepatomegaly with liver cirrhosis and mild kidney failure occurs. Ribose-5-phosphate isomerase deficiency is an autosomal recessive disorder caused by a deficiency of the enzyme ribose-5-phosphate isomerase. Clinical manifestations include neurological deficits such as slow progressing leukoencephalopathy and neuropathy. Additionally, spasticity, ataxia, epilepsy, regression, and delayed psychomotor development have been described. Transketolase deficiency is an autosomal recessive disorder characterized by short stature, developmental delay, and congenital heart defects. Dependent on thiamine, transketolase is directly involved in the branch of the pathway that channels excess sugar phosphates to glycolysis.(2) Characteristic polyol patterns in both urine and plasma include elevations of arabitol/xylitol, ribitol, and erythritol. Transketolase deficiency is caused by deleterious biallelic variants inTKT. Sedoheptulokinase deficiency is an autosomal recessive condition characterized by increased excretion of erythritol and sedoheptulose.(3) Relationship to disease is yet unclear as only 2 patients have been described in the literature. Polyols analysis in urine is the method of choice for the biochemical diagnosis of TALDO, transketolase, and RPI deficiency. Abnormal results should be followed with either enzymatic or molecular genetic analysis. | ERYTHRITOL < or =11 months: <220 mmol/mol creatinine 1-3 years: <267 mmol/mol creatinine 4-17 years: <171 mmol/mol creatinine >or =18 years: <99 mmol/mol creatinine ARABINITOL < or =11 months: <140 mmol/mol creatinine 1-3 years: <149 mmol/mol creatinine 4-17 years: <97 mmol/mol creatinine >or =18 years: <51 mmol/mol creatinine RIBITOL < or =11 months: <31 mmol/mol creatinine 1-3 years: <31 mmol/mol creatinine 4-17 years: <17 mmol/mol creatinine >or =18 years: <11 mmol/mol creatinine SEDOHEPTULOSE < or =11 months: <76 mmol/mol creatinine 1-3 years: <27 mmol/mol creatinine 4-17 years: <28 mmol/mol creatinine >or =18 years: <22 mmol/mol creatinine | An interpretive report will be provided. All profiles are reviewed by the laboratory director and interpretation is based on pattern recognition. A detailed interpretation is given, including an overview of the results and of their significance, a correlation to available clinical information, elements of differential diagnosis, recommendations for additional biochemical testing and in vitro confirmatory studies (enzyme assay, molecular analysis), name and phone number of key contacts who may provide these studies at Mayo Clinic or elsewhere, and a phone number to reach one of the laboratory directors in case the referring physician has additional questions. | A positive test result is diagnostic of transaldolase deficiency or ribose-5-phosphate isomerase deficiency; however, it is strongly recommended to follow-up with molecular analysis. | 1. Wamelink MM, Ramos RJ, van den Elzen AP, et al. First two unrelated cases of isolated sedoheptulokinase deficiency: A benign disorder?. J Inherit Metab Dis. 2015;38(5):889-894. doi:10.1007/s10545-014-9809- 2. OMIM: 617044. Short Stature, Developmental Delay, and Congenital Heart Defects; SDDHD. Johns Hopkins University; 2016. Last updated April 07, 2021, Accessed September 27, 2024. Available at www.omim.org/entry/617044 3. OMIM: 617213. Sedoheptulokinase Deficiency; SHPKD. Johns Hopkins University; 2016. Accessed September 27, 2024. Available at www.omim.org/entry/617213 4. Eyaid W, Al Harbi T, Anazi S, et al. Transaldolase deficiency: report of 12 new cases and further delineation of the phenotype. J Inherit Metab Dis. 2013;36(6):997-1004 5. Huck JH, Verhoeven NM, Struys EA, et al. Ribose-5-phosphate isomerase deficiency: new inborn error in the pentose phosphate pathway associated with a slowly progressive leukoencephalopathy. Am J Hum Genet. 2004;74(4):745-751 6. Stincone A, Prigione A, Cramer T, et al. The return of metabolism: biochemistry and physiology of the pentose phosphate pathway. Biol Rev Camb Philos Soc. 2015;90(3):927-963. doi:10.1111/brv.12140 7. Wamelink MC, Valayannopoulos V, Jakobs C. Ribose-5-phosphate isomerase deficiency and transaldolase deficiency. In: Valle DL, Antonarakis S, Ballabio A, Beaudet AL, Mitchell GA. eds. The Online Metabolic and Molecular Bases of Inherited Disease. McGraw Hill; 2019. Accessed September 27, 2024. Available at https://ommbid.mhmedical.com/content.aspx?sectionid=225081431&bookid=2709 | Urine specimens are spiked with a mixture of labeled internal standards, allowed to equilibrate, and evaporated. The dry residue is derivatized to form trimethylsilyl esters then extracted with hexane. Specimens are analyzed by gas chromatography mass spectrometry, selected ion monitoring using ammonia chemical ionization and a stable isotope dilution method.(Jansen G, Muskiet F, Schierbeek H, et al. Capillary gas chromatography profiling of urinary, plasma, and erythrocyte sugars and polyols as their trimethylsilyl derivatives, preceded by a simple and rapid prepurification method. Clin Chim Acta 1986;157(3):277-294, Kaur P, Wamelink MMC, van der Knaap MS, et al. Confirmation of a rare genetic leukoencephalopathy due to a novel bi-allelic variant in RPIA. Eur J Med Genet. 2019;62(8):103708. doi:10.1016/j.ejmg.2019.103708) | 3 to 7 days | 3 months | This test was developed and its performance characteristics determined by Mayo Clinic in a manner consistent with CLIA requirements. It has not been cleared or approved by the US Food and Drug Administration. | 82542 | Polyols, QN, U | 74447-4 | 35830 | Reviewed By | 18771-6
FPOM | Pomegranate (Punica granatum) IgE |  | Enzyme Immunoassay (EIA) | Yes | Pomegranate IgE | Serum | Specimen Type:Serum Container/Tube:Red or SST Specimen Volume:0.5 mL Collection Instructions:Draw blood in a plain red-top tube(s), serum gel tube is acceptable. Spin down and send 0.5 mL of serum refrigerated in a plastic vial. | 0.5 mL |  | <0.35 kU/L | Class IgE (kU/L) Comment 0 <0.35 Below Detection 1 0.35-0.69 Low Positive 2 0.70-3.49 Moderate Positive 3 3.50-17.49 Positive 4 17.50-49.99 Strong Positive 5 >49.99 Very Strong Positive |  |  |  | 4 to 7 days |  | This test was developed and its performance characteristics determined by Eurofins Viracor. It has not been cleared or approved by the U.S. Food and Drug Administration. | 86003 | Pomegranate IgE | 21471-8 | Z3875 | CLASS | 102801-8
PD2T | Pompe Disease Second-Tier Newborn Screening, Blood Spot | Second-tier testing of newborns with an abnormal primary screening result for Pompe disease (decreased acid alpha-glucosidase enzyme activity) Follow-up testing for evaluation of an abnormal newborn screening result for Pompe disease | Flow Injection Analysis Tandem Mass Spectrometry (FIA-MS/MS) | Yes | Pompe Disease 2ND Tier NBS, BS | If the patient has abnormal newborn screening result for Pompe disease, immediate action should be taken. Refer to the appropriate ACMG Newborn Screening ACT Sheet.(1) | Supplies:Card-Blood Spot Collection (Filter Paper) (T493) Container/Tube: Preferred:Blood Spot Collection Card Acceptable:PerkinElmer 226 filter paper, Munktell filter paper, Whatman Protein Saver 903 paper,local newborn screening card,or blood collected in tubes containing ACD or EDTA and then spotted and dried on filter paper. Specimen Volume:3 Blood spots Collection Instructions: 12. Completely fill at least 3 circles on the filter paper card (approximately 100 microliters blood per circle). 2. Let blood dry on the filter paper at ambient temperature in a horizontal position for a minimum of 3 hours. 3. Do not expose specimen to heat or direct sunlight. 4. Do not stack wet specimens. 5. Keep specimen dry. Additional Information: 1. For collection instructions, seeBlood Spot Collection Instructions. 2. For collection instructions in Spanish, seeBlood Spot Collection Card-Spanish Instructions(T777). 3. For collection instructions in Chinese, seeBlood Spot Collection Card-Chinese Instructions(T800). | 1 Blood spot | Pompe disease, also known as glycogen storage disease type II, is an autosomal recessive disorder caused by a deficiency of the lysosomal enzyme acid alpha-glucosidase (GAA; acid maltase) due to variants in theGAAgene. The estimated incidence is 1 in 40,000 live births. In Pompe disease, glycogen that is taken up by lysosomes during physiologic cell turnover accumulates, causing lysosomal swelling, cell damage, and eventually, organ dysfunction. This leads to progressive muscle weakness, cardiomyopathy, and eventually, death. Patients with Pompe disease, especially those with infantile, childhood, and juvenile onset, can have elevated serum enzymes (such as creatine kinase) secondary to cellular dysfunction. The clinical phenotype of Pompe disease lies on a spectrum, with differing clinical phenotypes dependent on age of onset and residual enzyme activity. Complete loss of enzyme activity causes onset in infancy leading to death, typically within the first year of life, when left untreated. Juvenile and adult-onset forms, as the names suggest, are characterized by later onset and longer survival. All disease variants are eventually associated with progressive muscle weakness and respiratory insufficiency. Cardiomyopathy is associated almost exclusively with the infantile form. Treatment with enzyme replacement therapy is available, making early diagnosis of Pompe disease desirable, as early initiation of treatment may improve prognosis. Newborn screening can identify patients with all forms of Pompe disease, even before onset of symptoms. Newborn screening may also identify unaffected patients withGAApseudodeficiency alleles and carriers. The ratio calculated using the creatine:creatinine ratio as the numerator and the activity of GAA as the denominator can differentiate true cases of infantile and late-onset Pompe disease from false-positive cases, such as carriers and pseudodeficiency of GAA enzyme. When applied to the newborn screening setting, this second-tier testing can provide results in a timely fashion and provide guidance in the decision to submit samples for additional confirmatory testing by molecular genetic analysis (GAAZ / Pompe Disease, Full Gene Analysis, Varies). | An interpretive report will be provided. | The quantitative measurements of informative metabolites and related ratios are evaluated using the Collaborative Laboratory Integrated Reports (CLIR) system. The report is in text form only, indicating if the applicable ratio is normal or abnormal and whether the CLIR postanalytical tool is informative for Pompe disease. Abnormal results are not sufficient to conclusively establish a diagnosis of a particular disease. To verify a preliminary diagnosis, independent biochemical (ie, in vitro enzyme assay) or molecular genetic analyses are required, many of which are offered within Mayo Clinic Laboratories. Recommendations for additional biochemical testing and confirmatory studies (enzyme assay, molecular analysis) are provided in the interpretative report. | This test may not detect some milder or later onset forms of Pompe disease. Carrier status (heterozygosity) for Pompe disease cannot be reliably detected. A positive test result is strongly suggestive of a diagnosis but requires follow-up using a stand-alone biochemical or molecular assay, which is best coordinated by local genetics providers. | 1. ACMG Newborn Screening ACT Sheets. Accessed August 30, 2023. Available at www.acmg.net/ACMG/Medical-Genetics-Practice-Resources/ACT_Sheets_and_Algorithms/ACMG/Medical-Genetics-Practice-Resources/ACT_Sheets_and_Algorithms.aspx?hkey=9d6bce5a-182e-42a6-84a5-b2d88240c508 2. Pascual JM, Roe CR. Systemic metabolic abnormalities in adult-onset acid maltase deficiency: beyond muscle glycogen accumulation. JAMA Neurol. 2013;70(6):756-763 3. Tortorelli S, Eckerman JS, Orsini JJ, et al. Moonlighting newborn screening markers: The incidental discovery of a second-tier test for Pompe disease. Genet Med. 2018;20(8):840-846. doi:10.1038/gim.2017.190 4. Minter Baerg MM, Stoway SD, Hart J, et al. Precision newborn screening for lysosomal disorders. Genet Med. 2018;20(8):847-854. doi:10.1038/gim.2017.194 5. Ames EG, Fisher R, Kleyn M, Ahmad A. Current practices for U.S. newborn screening of Pompe disease and MPSI. Int J Neonatal Screen. 2020;6(3):72. doi:10.3390/ijns6030072 | Dried blood spots are processed using 2 analytical protocols with postanalytical integration of all test results. Protocol 1: A dried blood spot is extracted by the addition of methanol containing known concentrations of isotopically labeled amino acids and acylcarnitines, which are used as internal standards. The extract is derivatized by the addition of 3M hydrochloric acid in n-butanol. From the residual blood spot, a second extraction and derivatization are performed and analyzed concurrently by flow injection tandem mass spectrometry for creatine and creatinine.(Turgeon C, Magera M, Allard P, et al. Combined newborns screening for succinylacetone, amino acids, and acylcarnitines in dried blood spots. Clin Chem. 2008;54[4]:657-664) Protocol 2: Three 1/8-inch dried blood spots (DBS) are excised from a single specimen. The enzymes are extracted from 2 DBS by incubating the specimens with a mix of substrate and internal standard for acid sphingomyelinase, beta-glucocerebrosidase, alpha-glucosidase, alpha-galactosidase, galactocerebrosidase, alpha-L-iduronidase, and iduronate 2-sulfatase. The sample is then purified by liquid-liquid extraction. The third DBS is extracted with methanol containing d4-C26 lysophosphatidylcholines. The resulting extracts are then combined, evaporated, and reconstituted before analysis by tandem mass spectrometry. (Tortorelli S, Turgeon CT, Gavrilov DK, et al. Simultaneous testing for 6 lysosomal storage disorders and X-adrenoleukodystrophy in dried blood spots by tandem mass spectrometry. Clin Chem. 2016;62[9]:1248-1254) | 2 to 3 days | 6 months | This test was developed and its performance characteristics determined by Mayo Clinic in a manner consistent with CLIA requirements. It has not been cleared or approved by the US Food and Drug Administration. | 83789 | Pompe Disease 2ND Tier NBS, BS | 63416-2 | 48435 | Reviewed By | 18771-6
PDBS | Pompe Disease, Blood Spot | Evaluating patients with a clinical presentation suggestive of Pompe disease (muscle hypotonia, weakness, or cardiomyopathy) outside of the newborn screening setting | Flow Injection Analysis Tandem Mass Spectrometry (MS/MS) | Yes | Pompe Disease, BS | For information seeNewborn Screen Follow-up for Pompe Disease. | Supplies:Card-Blood Spot Collection (Filter Paper) (T493) Container/Tube: Preferred:Blood Spot Collection Card Acceptable:PerkinElmer 226 filter paper, Munktell filter paper, Whatman Protein Saver 903 paper,local newborn screening card,or blood collected in tubes containing ACD or EDTA, and dried on filter paper Specimen Volume:3 Blood spots Collection Instructions: 1.An alternative blood collection option for a patient older than 1 year is a fingerstick. For detailed instructions, seeHow to Collect Dried Blood Spot Samples. 2. Completely fill at least 3 circles on the filter paper card (approximately 100 microliters blood per circle). 3. Let blood dry completely on the filter paper at ambient temperature in a horizontal position for a minimum of 3 hours. 4. Do not expose specimen to heat or direct sunlight. 5. Do not stack wet specimens. 6. Keep specimen dry Additional Information: 1. For collection instructions, seeBlood Spot Collection Instructions 2. For collection instructions in Spanish, seeBlood Spot Collection Card-Spanish Instructions(T777) 3. For collection instructions in Chinese, seeBlood Spot Collection Card-Chinese Instructions(T800) | 1 Blood spot | Pompe disease, also known as glycogen storage disease type II, is an autosomal recessive disorder caused by a deficiency of the lysosomal enzyme acid alpha-glucosidase (GAA; acid maltase) due to variants in theGAAgene. The estimated incidence is 1 in 40,000 live births. In Pompe disease, glycogen that is taken up by lysosomes during physiologic cell turnover accumulates, causing lysosomal swelling, cell damage, and eventually, organ dysfunction. This leads to progressive muscle weakness, cardiomyopathy, and eventually, death. Patients with Pompe disease, especially those with infantile, childhood, and juvenile onset, can have elevated serum enzymes (such as creatine kinase) secondary to cellular dysfunction. Delayed diagnosis of symptomatic patients with later onset Pompe disease is not unusual due to nonspecific and overlapping presentation (such as proximal muscle weakness and respiratory insufficiency) with more common neuromuscular diseases. The clinical phenotype of Pompe disease lies on a spectrum, with differing clinical phenotypes dependent on age of onset and residual enzyme activity. Complete loss of enzyme activity causes onset in infancy leading to death, typically within the first year of life, when left untreated. Juvenile and adult-onset forms, as the names suggest, are characterized by later onset and longer survival. All disease variants are eventually associated with progressive muscle weakness and respiratory insufficiency. Cardiomyopathy is associated almost exclusively with the infantile form. Treatment with enzyme replacement therapy is available, making prompt diagnosis of Pompe disease desirable, as early initiation of treatment may improve prognosis. The ratio calculated using the creatine:creatinine ratio as the numerator and the activity of GAA as the denominator can differentiate true cases of infantile and late-onset Pompe disease from false-positive cases, such as carriers and pseudodeficiency of GAA enzyme. This determination can be performed in a timely fashion and provide guidance in the decision to submit samples for additional confirmatory testing by molecular genetic analysis (GAAZ / Pompe Disease, Full Gene Analysis, Varies). | An interpretive report will be provided. | An interpretive report (including acid alpha-glucosidase [GAA] activity and [creatine:creatinine]/GAA ratio, if applicable) will be provided. The quantitative measurements of informative metabolites and related ratios are evaluated using the Collaborative Laboratory Integrated Reports (CLIR) system. The report is in text form only, indicating if the applicable ratio is normal or abnormal and whether the CLIR postanalytical tool is informative for Pompe disease. Abnormal results are not sufficient to conclusively establish a diagnosis of a particular disease. To verify a preliminary diagnosis, independent biochemical (ie, in vitro enzyme assay) or molecular genetic analyses are required, many of which are offered by Mayo Clinic Laboratories. Recommendations for additional biochemical testing and confirmatory studies (enzyme assay, biomarker testing, molecular analysis) are provided in the interpretative report. | For asymptomatic individuals, this test may not detect some late-onset and variant forms of Pompe disease. Carrier status (heterozygosity) for Pompe disease cannot be reliably detected. A positive test result is strongly suggestive of a diagnosis but requires follow-up molecular genetic analysis of theGAAgene, which is best coordinated by local genetics providers. | 1. Pascual JM, Roe CR. Systemic metabolic abnormalities in adult-onset acid maltase deficiency: beyond muscle glycogen accumulation. JAMA Neurol. 2013;70(6):756-763 2. Tortorelli S, Eckerman JS, Orsini JJ, et al. Moonlighting newborn screening markers: The incidental discovery of a second-tier test for Pompe disease. Genet Med. 2018;20(8):840-846. doi:10.1038/gim.2017.190 | Dried blood spots are processed using 2 analytical protocols with postanalytical integration of all test results. Protocol 1: A dried blood spot is extracted by the addition of methanol containing known concentrations of isotopically labeled amino acids and acylcarnitines, which are used as internal standards. The extract is derivatized by the addition of 3M hydrochloric acid in n-butanol. From the residual blood spot, a second extraction and derivatization are performed and analyzed concurrently by flow injection tandem mass spectrometry for creatine and creatinine.(Turgeon C, Magera MJ, Allard P, et al. Combined newborns screening for succinylacetone, amino acids, and acylcarnitines in dried blood spots. Clin Chem. 2008;54[4]:657-664) Protocol 2: Three 1/8-inch dried blood spots (DBS) are excised from a single specimen. The enzymes are extracted from 2 DBS by incubating the specimens with a mix of substrate and internal standard for acid sphingomyelinase, beta-glucocerebrosidase, alpha-glucosidase, alpha-galactosidase, galactocerebrosidase, alpha-L-iduronidase, and iduronate 2-sulfatase. The sample is then purified by liquid-liquid extraction. The third DBS is extracted with methanol containing d4-C26 lysophosphatidylcholines. The resulting extracts are then combined, evaporated, and reconstituted before analysis by tandem mass spectrometry.(Tortorelli S, Turgeon C, Gavrilov D, et al. Simultaneous testing for 6 lysosomal disorders and X-adrenoleukodystrophy in dried blood spots by tandem mass spectrometry. Clin Chem. 2016;62[9]:1248-1254) | 2 to 3 days | 6 months | This test was developed and its performance characteristics determined by Mayo Clinic in a manner consistent with CLIA requirements. It has not been cleared or approved by the US Food and Drug Administration. | 83789 | Pompe Disease, BS | 63416-2 | 602300 | Reviewed By | 18771-6
GAAZ | Pompe Disease, Full Gene Analysis, Varies | Confirmation of diagnosis of Pompe disease (as a follow-up to biochemical analyses) | Polymerase Chain Reaction (PCR) followed by DNA Sequencing | Yes | Pompe Disease Full Gene Analysis | For skin biopsy or cultured fibroblast specimens, fibroblast culture testing will be performed at an additional charge. If viable cells are not obtained, the client will be notified. | Patient Preparation:A previous bone marrow transplant from an allogenic donor will interfere with testing. Call 800-533-1740 for instructions for testing patients who have received a bone marrow transplant. Submit only 1 of the following specimens: Preferred: Specimen Type:Whole blood Container/Tube: Preferred:Lavender top (EDTA) or yellow top (ACD) Acceptable:Any anticoagulant Specimen Volume:3 mL Collection Instructions: 1. Invert several times to mix blood. 2. Send whole blood specimen in original tube.Do not aliquot. Specimen Stability Information:Ambient (preferred)/Refrigerated Specimen Type:Cultured fibroblasts Container/Tube:T-75 or T-25 flask Specimen Volume:1 Full T-75 or 2 full T-25 flasks Specimen Stability Information:Ambient (preferred)/Refrigerated 24 hours Additional Information:A separate culture charge will be assessed under CULFB / Fibroblast Culture for Biochemical or Molecular Testing. An additional 3 to 4 weeks is required to culture fibroblasts before genetic testing can occur. Specimen Type:Skin biopsy Supplies:Fibroblast Biopsy Transport Media (T115) Container/Tube:Sterile container with any standard cell culture media (eg, minimal essential media, RPMI 1640). The solution should be supplemented with 1% penicillin and streptomycin. Specimen Volume:4-mm punch Specimen Stability Information:Refrigerated (preferred)/Ambient Additional Information:A separate culture charge will be assessed under CULFB / Fibroblast Culture for Biochemical or Molecular Testing. An additional 3 to 4 weeks is required to culture fibroblasts before genetic testing can occur. Specimen Type:Blood spot Supplies:Card - Blood Spot Collection (Filter Paper) (T493) Container/Tube: Preferred:Collection card (Whatman Protein Saver 903 Paper) Acceptable:PerkinElmer 226 (formerly Ahlstrom 226) filter paper or blood spot collection card Specimen Volume:2 to 5 Blood spots on collection card Collection Instructions: 1. An alternative blood collection option for a patient older than 1 year is a fingerstick. For detailed instructions, seeHow to Collect Dried Blood Spot Samples. 2. Let blood dry on the filter paper at ambient temperature in a horizontal position for a minimum of 3 hours.3. Do not expose specimen to heat or direct sunlight. 4. Do not stack wet specimens. 5. Keep specimen dry Specimen Stability Information:Ambient (preferred)/Refrigerated Additional Information: 1. Due to lower concentration of DNA yielded from blood spot, it is possible that additional specimen may be required to complete testing. 2. For collection instructions, seeBlood Spot Collection Instructions 3. For collection instructions in Spanish, seeBlood Spot Collection Card-Spanish Instructions(T777) 4. For collection instructions in Chinese, seeBlood Spot Collection Card-Chinese Instructions(T800) | Blood: 1 mL Blood Spots: 5 punches-3 mm diameter | Pompe disease, also known as glycogen storage disease type II, is an autosomal recessive condition caused by deficiency of acid alpha-glucosidase. Enzyme insufficiency results in symptoms such as muscle weakness, cardiomyopathy, and respiratory problems. Pathogenic alterations in theGAAgene (which encodes acid alpha-glucosidase) are associated with Pompe disease. The diagnosis of this heterogeneous condition relies on both clinical and laboratory evaluation. Clinically, the condition is categorized into infantile and late-onset forms based on age of onset, organ involvement, and rate of progression. The infantile form (or classic Pompe disease) is the most severe form and is characterized by early onset and rapid progression of cardiac, liver, and muscle problems resulting in death within the first year. The infantile variant form has a similar age of onset but a milder clinical presentation. On the less severe end of the spectrum is the late-onset form with childhood, juvenile, or adult onset. The rate of progression and severity of symptoms is quite variable, particularly in the late-onset forms. The incidence varies by clinical type and ethnic population; the combined incidence is approximately 1 in 40,000 individuals. The calculated ratio of creatine (Cre) and creatinine (Crn) to acid-alpha glucosidase (GAA) activity is useful for individuals with a suspected diagnosis of Pompe disease; for patients older than 6 weeks, order PDBS / Pompe Disease, Blood Spot; for patients 6 weeks and younger, order PD2T / Pompe Disease Second-Tier Newborn Screening, Blood Spot. Alternatively, enzyme studies can be ordered on blood via GAAW / Acid Alpha-Glucosidase, Leukocytes. When clinical manifestations and results of that analysis are supportive of a diagnosis of Pompe disease, variant analysis of theGAAgene is warranted. Additionally, measurement of the urine glucotetrasaccharide biomarker can aid in diagnosis and ongoing therapeutic monitoring (HEX4 / Glucotetrasaccharides, Random, Urine) Over 250 different variants have been identified in this gene including point alterations and large deletions.GAAfull gene sequencing provided by this test will detect 2 variants in approximately 83% to 93% of individuals with confirmed GAA enzyme deficiency. Identification of genetic variants provides confirmation of the diagnosis and allows for subsequent testing of at risk family members. | An interpretive report will be provided. | All detected alterations are evaluated according to American College of Medical Genetics and Genomics (ACMG) recommendations.(1) Variants are classified based on known, predicted, or possible pathogenicity and reported with interpretive comments detailing their potential or known significance. | A small percentage of individuals who are carriers or have a diagnosis of Pompe disease may have a genetic variant that is not identified by this method (eg, large genomic deletions or duplications, promoter alterations). The absence of a variant, therefore, does not eliminate the possibility of positive carrier status or the diagnosis of Pompe disease. For carrier testing, it is important to first document the presence of aGAAgene variant in an affected family member. In some cases, DNA alterations of undetermined significance may be identified. Rare alterations exist that could lead to false-negative or false-positive results. If results obtained do not match the clinical findings, additional testing should be considered. Test results should be interpreted in the context of clinical findings, family history, and other laboratory data. Errors in the interpretation of results may occur if information given is inaccurate or incomplete. | 1. Richards S, Aziz N, Bale S, et al: Standards and guidelines for the interpretation of sequence variants: a joint consensus recommendation of the American College of Medical Genetics and Genomics and the Association for Molecular Pathology. Genet Med. 2015 May;17(5):405-424 2.Kishnani PS, Steiner RD, Bali D, et al: Pompe disease diagnosis and management guideline. Genet Med. 2006 May;8(5):267-288 3. Van der Ploeg AT, Reuser AJJ: Pompe's disease. Lancet. 2008;372(9646):1342-1353 4. Kroos M, Pomponio RJ, van Vliet L, et al: Update of the Pompe disease mutation database with 107 sequence variants and a format for severity rating. Hum Mut. 2008;29(6):E13-26 5. Reuser AJJ, Hirschhorn R, Kroos MA: Pompe disease: Glycogen storage disease type II, acid a-glucosidase (acid maltase) deficiency. In:Valle DL, Antonarakis S, Ballabio A, Beaudet AL, Mitchell GA. eds. Online Metabolic and Molecular Bases of Inherited Disease. McGraw-Hill; 2019. Accessed June 30, 2020. Available at: https://ommbid.mhmedical.com/content.aspx?bookid=2709&sectionid=225890450 | Bidirectional sequence analysis is performed to test for the presence of a sequence variant in all coding regions and intron/exon boundaries of theGAAgene.(Unpublished Mayo method) | 14 to 20 days | Whole Blood: 2 weeks (if available); Extracted DNA: 3 months | This test was developed and its performance characteristics determined by Mayo Clinic in a manner consistent with CLIA requirements. It has not been cleared or approved by the US Food and Drug Administration. | 81406-GAA (glucosidase, alpha; acid) (eg, glycogen storage disease type II [Pompe disease]), full gene sequence88233-Tissue culture, skin or solid tissue biopsy (if appropriate)88240-Cryopreservation (if appropriate) | Pompe Disease Full Gene Analysis | 76034-8 | 53921 | Released By | 18771-6
FPOPW | Poplar White (Populus alba) IgE |  | Enzyme Immunoassay (EIA) | Yes | Poplar White (Populus alba) IgE | Serum | Draw blood in a plain, red-top tube, serum gel tube are acceptable. Spin down and send 0.5 mL of serum refrigerated in a plastic vial. | 0.5 mL |  | <0.35 kU/L | Class IgE (kU/L) Comment 0 <0.35 Below Detection 1 0.35-0.69 Low Positive 2 0.70-3.49 Moderate Positive 3 3.50-17.49 Positive 4 17.50-49.99 Strong Positive 5 >49.99 Very Strong Positive |  |  |  | 4 to 7 days |  | This test was developed and its performance characteristics determined by Eurofins Viracor. It has not been cleared or approved by the U.S. Food and Drug Administration. | 86003 | Poplar White (Populus alba) IgE | 21473-4 | Z3115 | Class | 102802-6
POPSD | Poppy Seed, IgE, Serum | Establishing the diagnosis of an allergy to poppy seed Defining the allergen responsible for eliciting signs and symptoms Identifying allergens: -Responsible for allergic response and/or anaphylactic episode -To confirm sensitization prior to beginning immunotherapy -To investigate the specificity of allergic reactions to insect venom allergens, drugs, or chemical allergens Testing for IgE antibodies isnot usefulin patients previously treated with immunotherapy to determine if residual clinical sensitivity exists, or in patients in whom the medical management does not depend upon identification of allergen specificity. | Fluorescence Enzyme Immunoassay (FEIA) | Yes | Poppy Seed, IgE | Serum | Collection Container/Tube: Preferred:Serum gel Acceptable:Red top Submission Container/Tube:Plastic vial Specimen Volume:0.5 mL for every 5 allergens requested Collection Instructions:Centrifuge and aliquot serum into a plastic vial. |  | Clinical manifestations of immediate hypersensitivity (allergic) diseases are caused by the release of proinflammatory mediators (histamine, leukotrienes, and prostaglandins) from IgE-sensitized effector cells (mast cells and basophils) when cell-bound IgE antibodies interact with an allergen. In vitro serum testing for IgE antibodies provides an indication of the immune response to allergens that may be associated with allergic disease. The allergens chosen for testing often depend upon the age of the patient, history of allergen exposure, season of the year, and clinical manifestations. In individuals predisposed to develop allergic disease, the sequence of sensitization and clinical manifestations proceed as follows: eczema and respiratory disease (rhinitis and bronchospasm) in infants and children less than 5 years due to food sensitivity (milk, egg, soy, and wheat proteins) followed by respiratory disease (rhinitis and asthma) in older children and adults due to sensitivity to inhalant allergens (dust mite, mold, and pollen inhalants). | Class,IgE kU/L,Interpretation, 0,<0.10,Negative, 0/1,0.10-0.34,Borderline/equivocal, 1,0.35-0.69,Equivocal, 2,0.70-3.49,Positive, 3,3.50-17.4,Positive, 4,17.5-49.9,Strongly positive, 5,50.0-99.9,Strongly positive, 6,> or =100,Strongly positive, | Detection of IgE antibodies in serum (class 1 or greater) indicates an increased likelihood of allergic disease as opposed to other etiologies and defines the allergens that may be responsible for eliciting signs and symptoms. The level of IgE antibodies in serum varies directly with the concentration of IgE antibodies expressed as a class score or kU/L. | Testing for IgE antibodies is not useful in patients previously treated with immunotherapy to determine if residual clinical sensitivity exists or in patients in whom the medical management does not depend upon identification of allergen specificity. Some individuals with clinically insignificant sensitivity to allergens may have measurable levels of IgE antibodies in serum, and test results must be interpreted in the clinical context. False-positive results for IgE antibodies may occur in patients with markedly elevated serum IgE (>2500 kU/L) due to nonspecific binding to allergen solid phases. | Homburger HA, Hamilton RG: Allergic diseases. In: McPherson RA, Pincus MR, eds. Henry's Clinical Diagnosis and Management by Laboratory Methods. 23rd ed. Elsevier; 2017:1057-1070 | Specific IgE from the patient's serum reacts with the allergen of interest, which is covalently coupled to an ImmunoCAP. After washing away nonspecific IgE, enzyme-labeled anti-IgE antibody is added to form a complex. After incubation, unbound anti-IgE is washed away, and the bound complex incubated with a developing agent. After stopping the reaction, the fluorescence of the eluate is measured. Fluorescence is proportional to the amount of specific IgE present in the patient's sample (ie, the higher the fluorescence value, the more IgE antibody is present).(Package insert: ImmunoCAP System Specific IgE FEIA. Phadia; Rev 06/2020) | Same day/1 to 3 days | 14 days | This test was developed and its performance characteristics determined by Mayo Clinic in a manner consistent with CLIA requirements. It has not been cleared or approved by the US Food and Drug Administration. | 86003 | Poppy Seed, IgE | 7623-2 | POPSD | Poppy Seed, IgE | 7623-2
FPORG | Pork IgG |  | Enzyme Immunoassay (FEIA) | No | Pork IgG | Serum | Draw blood in a plain red-top tube, serum gel tubes are acceptable. Spin down and send 0.5 mL of serum refrigerated in a plastic vial. | 0.5 mL |  | Reference ranges have not been established for food-specific IgG tests. The clinical utility of food-specific IgG tests has not been established. These tests can be used in special clinical situations to select foods for evaluation by diet elimination and challenge in patients who have food-related complaints. It should be recognized that the presence of food-specific IgG alone cannot be taken as evidence of food allergy and only indicates immunologic sensitization by the food allergen in question. This test should only be ordered by physicians who recognize the limitations of the test. |  |  |  |  | 3 to 7 days |  | This test was developed and its performance characteristics determined by Viracor Eurofins. It has not been cleared or approved by the U.S. Food and Drug Administration. | 86001 | Pork IgG | 35543-8 | FPORG | Pork IgG | 35543-8
FPRK4 | Pork IgG4 |  | Enzyme immunoassay (FEIA) | No | Pork IgG4 | Serum | Draw blood in a plain, red-top tube(s), serum gel tube(s) is acceptable. Spin down and send 0.5 mL of serum refrigerated in a plastic vial. | 0.5 mL |  | Reference ranges have not been established for food-specific IgG4 tests. The clinical utility of food-specific IgG4 tests has not been clearly established. These tests can be used in special clinical situations to select foods for evaluation by diet elimination and challenge in patients who have food-related complaints, and to evaluate food allergic patients prior to food challenges. The presence of food-specific IgG4 has been studied in response to various oral food immunotherapy treatments but cutoffs have not been established. |  |  |  |  | 2 to 7 days |  | This test was developed and its performance characteristics determined by Viracor Eurofins. It has not been cleared or approved by the U.S. Food and Drug Administration. | 86001 | Pork IgG4 | 56442-7 | FPRK4 | Pork IgG4 | 56442-7
PORK | Pork, IgE, Serum | Establishing a diagnosis of an allergy to pork Defining the allergen responsible for eliciting signs and symptoms Identifying allergens: -Responsible for allergic response and/or anaphylactic episode -To confirm sensitization prior to beginning immunotherapy -To investigate the specificity of allergic reactions to insect venom allergens, drugs, or chemical allergens | Fluorescence Enzyme Immunoassay (FEIA) | Yes | Pork, IgE | Serum | Collection Container/Tube: Preferred:Serum gel Acceptable:Red top Submission Container/Tube:Plastic vial Specimen Volume:0.5 mL for every 5 allergens requested Collection Instructions:Centrifuge and aliquot serum into a plastic vial. | For 1 allergen: 0.3 mL For more than 1 allergen: (0.05 mL x number of allergens) + 0.25 mL deadspace | Clinical manifestations of immediate hypersensitivity (allergic) diseases are caused by the release of proinflammatory mediators (histamine, leukotrienes, and prostaglandins) from IgE-sensitized effector cells (mast cells and basophils) when cell-bound IgE antibodies interact with an allergen. In vitro serum testing for IgE antibodies provides an indication of the immune response to allergens that may be associated with allergic disease. The allergens chosen for testing often depend upon the age of the patient, history of allergen exposure, season of the year, and clinical manifestations. In individuals predisposed to develop allergic disease, the sequence of sensitization and clinical manifestations proceed as follows: eczema and respiratory disease (rhinitis and bronchospasm) in infants and children less than 5 years due to food sensitivity (milk, egg, soy, and wheat proteins) followed by respiratory disease (rhinitis and asthma) in older children and adults due to sensitivity to inhalant allergens (dust mite, mold, and pollen inhalants). | Class,IgE kU/L,Interpretation, 0,<0.10,Negative, 0/1,0.10-0.34,Borderline/equivocal, 1,0.35-0.69,Equivocal, 2,0.70-3.49,Positive, 3,3.50-17.4,Positive, 4,17.5-49.9,Strongly positive, 5,50.0-99.9,Strongly positive, 6,> or =100,Strongly positive, | Detection of IgE antibodies in serum (class 1 or greater) indicates an increased likelihood of allergic disease as opposed to other etiologies and defines the allergens that may be responsible for eliciting signs and symptoms. The level of IgE antibodies in serum varies directly with the concentration of IgE antibodies expressed as a class score or kU/L. | Testing for IgE antibodies is not useful in patients previously treated with immunotherapy to determine if residual clinical sensitivity exists or in patients in whom the medical management does not depend upon identification of allergen specificity. Some individuals with clinically insignificant sensitivity to allergens may have measurable levels of IgE antibodies in serum, and test results must be interpreted in the clinical context. False-positive results for IgE antibodies may occur in patients with markedly elevated serum IgE (>2500 kU/L) due to nonspecific binding to allergen solid phases. | Homburger HA, Hamilton RG: Allergic diseases. In: McPherson RA, Pincus MR, eds. Henry's Clinical Diagnosis and Management by Laboratory Methods. 23rd ed. Elsevier; 2017:1057-1070 | Specific IgE from the patient's serum reacts with the allergen of interest, which is covalently coupled to an ImmunoCAP. After washing away nonspecific IgE, enzyme-labeled anti-IgE antibody is added to form a complex. After incubation, unbound anti-IgE is washed away, and the bound complex incubated with a developing agent. After stopping the reaction, the fluorescence of the eluate is measured. Fluorescence is proportional to the amount of specific IgE present in the patient's sample (ie, the higher the fluorescence value, the more IgE antibody is present).(Package insert: ImmunoCAP System Specific IgE FEIA. Phadia; Rev 06/2020) | Same day/1 to 3 days | 14 days | This test has been cleared, approved, or is exempt by the US Food and Drug Administration and is used per manufacturer's instructions. Performance characteristics were verified by Mayo Clinic in a manner consistent with CLIA requirements. | 86003 | Pork, IgE | 6219-0 | PORK | Pork, IgE | 6219-0
PBALP | Porphobilinogen and Aminolevulinic Acid, Plasma | An equivalent option to urine for first-line test for evaluation of a suspected acute porphyria Monitoring patients undergoing treatment for an acute intermittent porphyria or other acute porphyria | Liquid Chromatography Tandem Mass Spectrometry (LC-MS/MS) | Yes | PBG and ALA, P | For more information see: | Patient Preparation:Patient should abstain from alcohol for at least 24 hours prior to specimen collection. Supplies:Amber Frosted Tube, 5mL(T915) Collection Container/Tube: Preferred:Green top (sodium heparin) Acceptable:Green top (lithium heparin), lavender top (EDTA), yellow top (ACD A or B) Submission Container/Tube:Amber vial Specimen Volume:1 mL Collection Instructions: 1. It is recommended that specimen collection occur during the acute phase. Porphobilinogen and aminolevulinic acid may be normal when the patient is not exhibiting symptoms. 2.Centrifuge and aliquot plasma into plastic vial. | 0.3 mL | The porphyrias are a group of inherited disorders resulting from enzyme defects in the heme biosynthetic pathway. Depending on the specific enzyme involved, various porphyrins and their precursors accumulate in different specimen types. The patterns of porphyrin accumulation in erythrocytes and plasma and the excretion of the heme precursors in urine and feces allow for the detection and differentiation of the porphyrias. The porphyrias are typically classified as erythropoietic or hepatic based upon the primary site of the enzyme defect. In addition, of the 5 hepatic porphyrias, 4 typically present with acute neurological manifestations and are designated the acute porphyrias. Clinically, however, these attacks can be prolonged and chronic. Three primary acute hepatic porphyrias: acute intermittent porphyria (AIP), hereditary coproporphyria (HCP), and variegate porphyria (VP), are associated with neurovisceral symptoms that typically onset during puberty or later. Common symptoms include severe abdominal pain, peripheral neuropathy, and psychiatric symptoms. A broad range of medications (including barbiturates and sulfa drugs), alcohol, infection, starvation, heavy metals, and hormonal changes may precipitate crises. Photosensitivity is not associated with AIP but may be present in HCP and VP. Plasma porphobilinogen (PBG) and aminolevulinic acid (ALA) are elevated during the acute phase of these neurologic porphyrias. Urine and fecal porphyrin analysis should be performed to confirm the diagnosis and to distinguish among AIP, HCP, and VP. A biochemical diagnosis of AIP can be confirmed by measurement of PBG deaminase activity (PBGD_ / Porphobilinogen Deaminase, Whole Blood). VP and HCP can be confirmed by measurement of fecal porphyrins (FQPPS / Porphyrins, Feces). Once the biochemical diagnosis of an acute porphyria is established, molecular genetic testing is available (APGP / Acute Porphyria Gene Panel, Varies), which allows for diagnosis of at-risk family members. The very rare (<10 cases described) autosomal recessive ALA dehydratase deficiency porphyria (ADP) is also a primary acute porphyria causing neurovisceral symptoms with variable age of onset. Biochemically, ADP is characterized by an isolated significant elevation of ALA. More commonly, however, isolated elevations of ALA are due to secondary inhibition of ALA dehydratase with acute lead intoxication, which results in the highest degree of aminolevulinic aciduria. Less significant elevations are seen in chronic lead intoxication,tyrosinemia type I, alcoholism, and pregnancy. The workup of patients with a suspected porphyria is most effective when following a stepwise approach. For more information, see the following or call 800-533-1710 to discuss testing strategies: -The Heme Biosynthetic Pathway -Porphyria (Acute) Testing Algorithm -Porphyria (Cutaneous) Testing Algorithm | Porphobilinogen: < or =0.5 nmol/mL Aminolevulinic Acid: < or =0.5 nmol/mL | Abnormal results are reported with a detailed interpretation that may include an overview of the results and their significance, a correlation to available clinical information provided with the specimen, differential diagnosis, recommendations for additional testing when indicated and available, and a phone number to reach one of the laboratory directors in case the referring physician has additional questions. | Additional testing must be performed to distinguish among the acute porphyrias. The specimen should be collected prior to treatment as therapy may decrease the amount of porphobilinogen (PBG) and aminolevulinic acid. Specimens should be protected from light and frozen immediately following collection. PBG is susceptible to degradation at high temperatures and on prolonged exposure to light. | 1.Tortorelli S, White A, Raymond K: Disorders of porphyrin metabolism. In: Dietzen DJ, Bennett MJ, Wong ECC, Haymond S eds. Biochemical and Molecular Basis of Pediatric Disease. 5th ed. Academic Press; 2021:503-528 2.Anderson KE, Lobo R, Salazar D, et al: Biochemical diagnosis of acute hepatic porphyria: Updated expert recommendations for primary care physicians. Am J Med Sci. 2021 Aug;362(2):113-121. doi: 10.1016/j.amjms.2021.03.004 | In a microcentrifuge tube, internal standard and plasma are combined, centrifuged, and then subjected to solid phase extraction (SPE). The SPE eluate is evaporated and the residue is then reconstituted and subjected to liquid chromatography tandem mass spectrometry analysis.(Unpublished Mayo method) | 3 to 9 days | 14 days | This test was developed and its performance characteristics determined by Mayo Clinic in a manner consistent with CLIA requirements. It has not been cleared or approved by the US Food and Drug Administration. | 8254282135 | PBG and ALA, P | 96911-3 | 38031 | Reviewed By | 18771-6
PBGDW | Porphobilinogen Deaminase, Washed Erythrocytes | Confirmation of a diagnosis of acute intermittent porphyria using washed erythrocyte specimens | Enzymatic End Point/Spectrofluorometric | Yes | PBG Deaminase, RBC | The following algorithms are available: | Patient Preparation:Patientmust notconsume any alcohol for 24 hours before specimen collection. This is essential as ethanol induces porphobilinogen deaminase activity, which may lead to a false-normal result. Collection Container/Tube: Preferred:Green top (sodium heparin) Acceptable:Lavender top (EDTA) or green top (lithium heparin) Submission Container/Tube:Plastic vial Specimen Volume:Entire washed erythrocyte suspension Collection Instructions:Collect and process whole blood specimen as follows: 1. Transfer entire specimen to a 12-mL graduated centrifuge tube. 2. Centrifuge specimen at 4 degrees C for 10 minutes at 2000 rpm. 3. Record volume of packed cells and the total volume of the specimen. 4. Discard supernatant plasma. 5. Wash packed erythrocytes 2 times by resuspension of at least an equal amount of cold 0.9% saline, mix, and centrifuge for 5 minutes at 2000 rpm, discarding supernatant after each washing. 6. Resuspend packed cells to the original total volume with 0.9% saline. Invert specimen gently to mix. | 1 mL of washed and resuspended erythrocytes | The porphyrias are a group of inherited disorders resulting from enzyme defects in the heme biosynthetic pathway. Acute intermittent porphyria (AIP) is caused by diminished erythrocyte activity of porphobilinogen deaminase (PBGD), also known as uroporphyrinogen I synthase or hydroxymethylbilane synthase (HMBS). Onset of AIP typically occurs during puberty or later. Individuals may experience acute episodes of neuropathic symptoms. Common symptoms include severe abdominal pain, peripheral neuropathy, and psychiatric symptoms. Crises may be precipitated by a broad range of medications (including barbiturates and sulfa drugs), alcohol, infection, starvation, heavy metals, and hormonal changes. AIP is inherited in an autosomal dominant manner. At-risk family members of patients with a biochemical diagnosis of AIP should undergo appropriate testing. Timely diagnosis is important as acute episodes of AIP can be fatal. Treatment of AIP includes the prevention of symptoms through avoidance of precipitating factors. More than 80% of individuals with a deficiency variant in theHMBSgene remain asymptomatic throughout their lives. The biochemical diagnosis of AIP is made by demonstrating increased urinary excretion of porphobilinogen (PBG) and is most accurate during an acute episode. In addition, the diagnosis of AIP can be confirmed through the measurement of PBGD enzyme activity in erythrocytes, although 5% to 10% of affected individuals exhibit normal erythrocyte PBGD activity. In addition, molecular genetic confirmation (CGPH / Custom Gene Panel, Hereditary, Next-Generation Sequencing, Varies; specify gene list ID: IEMCP-WCJKC9) is available on a clinical basis and can be particularly helpful in identifying asymptomatic family members at risk of acute symptoms. The workup of patients with a suspected porphyria is most effective when following a stepwise approach. SeePorphyria (Acute) Testing Algorithmor call 800-533-1710 to discuss testing strategies. | Reference ranges have not been established for patients who are younger than 16 years of age. > or =7.0 nmol/L/sec 6.0-6.9 nmol/L/sec (indeterminate) <6.0 nmol/L/sec (diminished) | Abnormal results are reported with a detailed interpretation that may include an overview of the results and their significance, a correlation to available clinical information provided with the specimen, differential diagnosis, recommendations for additional testing when indicated and available. | A normal result does not rule-out acute intermittent porphyria; 5% to 10% of affected individuals will have normal erythrocyte porphobilinogen deaminase activity. Additionally, enzyme activity may be increased during an acute attack; therefore, the enzyme level should be assessed when the patient is asymptomatic. | 1. Tortorelli S, Kloke K, Raymond K. Disorders of porphyrin metabolism. In: Dietzen DJ, Bennett MJ, Wong ECC, eds. Biochemical and Molecular Basis of Pediatric Disease. 4th ed. AACC Press; 2010:307-324 2. Nuttall KL, Klee GG. Analytes of hemoglobin metabolism-porphyrins, iron, and bilirubin. In: Burtis CA, Ashwood ER, eds. Tietz Textbook of Clinical Chemistry. 5th ed. WB Saunders Company; 2001:584-607 3. Anderson KE, Sassa S, Bishop DF, Desnick RJ. Disorders of heme biosynthesis: X-linked sideroblastic anemia and the porphyrias. In: Valle DL, Antonarakis S, Ballabio A, Beaudet AL, Mitchell GA. eds. The Online Metabolic and Molecular Bases of Inherited Disease. McGraw-Hill; 2019. Accessed April 19,2024. Available at https://ommbid.mhmedical.com/content.aspx?bookid=2709&sectionid=225540906 | Measurement of porphobilinogen deaminase (PBGD) activity is based on the measurement of the rate of synthesis of uroporphyrin from porphobilinogen (PBG) in incubated, lysed erythrocytes. Low yield of uroporphyrin from PBG indicates a deficiency of PBGD.(Ford RE, Ou CN, Ellefson RD. Assay for erythrocyte uroporphyrinogen I synthase activity, with porphobilinogen as substrate. Clin Chem. 1980;26(8):1182-1185; Bustad HJ, Kallio JP, Vorland M, et al. Acute Intermittent Porphyria: An Overview of Therapy Developments and Future Perspectives Focusing on Stabilisation of HMBS and Proteostasis Regulators. Int J Mol Sci. 2021;22(2):675. doi:10.3390/ijms22020675) | 2 to 8 days | 14 days | This test was developed and its performance characteristics determined by Mayo Clinic in a manner consistent with CLIA requirements. It has not been cleared or approved by the US Food and Drug Administration. | 82657 | PBG Deaminase, RBC | 2812-6 | 606471 | Reviewed By | 18771-6
PBGD_ | Porphobilinogen Deaminase, Whole Blood | Confirmation of a diagnosis of acute intermittent porphyria | Enzymatic End Point/Spectrofluorometric | Yes | PBG Deaminase, WB | The following algorithms are available: | Patient Preparation:Patientmust notconsume any alcohol for 24 hours before specimen collection. This is essential as ethanol induces porphobilinogen deaminase activity, which may lead to a false-normal result. Container/Tube: Preferred:Green top (sodium heparin) Acceptable:Lavender top (EDTA) or green top (lithium heparin) Specimen Volume:4 mL Collection Instructions:Refrigerate specimen as soon as possible. | 3 mL | The porphyrias are a group of inherited disorders resulting from enzyme defects in the heme biosynthetic pathway. Acute intermittent porphyria (AIP) is caused by diminished erythrocyte activity of porphobilinogen deaminase (PBGD), also known as uroporphyrinogen I synthase or hydroxymethylbilane synthase (HMBS). Onset of AIP typically occurs during puberty or later. Individuals may experience acute episodes of neuropathic symptoms. Common symptoms include severe abdominal pain, peripheral neuropathy, and psychiatric symptoms. Crises may be precipitated by a broad range of medications (including barbiturates and sulfa drugs), alcohol, infection, starvation, heavy metals, and hormonal changes. AIP is inherited in an autosomal dominant manner. At-risk family members of patients with a biochemical diagnosis of AIP should undergo appropriate testing. Timely diagnosis is important as acute episodes of AIP can be fatal. Treatment of AIP includes the prevention of symptoms through avoidance of precipitating factors. More than 80% of individuals with a deficiency variant in theHMBSgene remain asymptomatic throughout their lives. The biochemical diagnosis of AIP is made by demonstrating increased urinary excretion of porphobilinogen (PBG) and is most accurate during an acute episode. In addition, the diagnosis of AIP can be confirmed through the measurement of PBGD enzyme activity in erythrocytes, although 5% to 10% of affected individuals exhibit normal erythrocyte PBGD activity. In addition, molecular genetic confirmation (CGPH / Custom Gene Panel, Hereditary, Next-Generation Sequencing, Varies; specify gene list ID: IEMCP-WCJKC9) is available on a clinical basis and can be particularly helpful in identifying asymptomatic family members at risk of acute symptoms. The workup of patients with a suspected porphyria is most effective when following a stepwise approach. SeePorphyria (Acute) Testing Algorithmor call 800-533-1710 to discuss testing strategies. | Reference ranges have not been established for patients who are younger than 16 years. > or =7.0 nmol/L/sec 6.0-6.9 nmol/L/sec (indeterminate) <6.0 nmol/L/sec (diminished) | Abnormal results are reported with a detailed interpretation that may include an overview of the results and their significance, a correlation to available clinical information provided with the specimen, differential diagnosis, recommendations for additional testing when indicated and available. | A normal result does not rule-out acute intermittent porphyria; 5% to 10% of affected individuals will have normal erythrocyte porphobilinogen deaminase activity. Additionally, enzyme activity may be increased during an acute attack; therefore, the enzyme level should be assessed when the patient is asymptomatic. | 1. Tortorelli S, Kloke K, Raymond K. Disorders of porphyrin metabolism. In: Dietzen DJ, Bennett MJ, Wong ECC, eds. Biochemical and Molecular Basis of Pediatric Disease. 4th ed. AACC Press; 2010:307-324 2. Nuttall KL, Klee GG. Analytes of hemoglobin metabolism-porphyrins, iron, and bilirubin. In: Burtis CA, Ashwood ER, eds. Tietz Textbook of Clinical Chemistry. 5th ed. WB Saunders Company; 2001:584-607 3. Anderson KE, Sassa S, Bishop DF, Desnick RJ. Disorders of heme biosynthesis: X-linked sideroblastic anemia and the porphyrias. In: Valle DL, Antonarakis S, Ballabio A, Beaudet AL, Mitchell GA. eds. The Online Metabolic and Molecular Bases of Inherited Disease. McGraw-Hill; 2019. Accessed April 19,2024. Available at https://ommbid.mhmedical.com/content.aspx?bookid=2709&sectionid=225540906 | Measurement of porphobilinogen deaminase (PBGD) activity is based on the measurement of the rate of synthesis of uroporphyrin from porphobilinogen (PBG) in incubated, lysed erythrocytes. Low yield of uroporphyrin from PBG indicates a deficiency of PBGD.(Ford RE, Ou CN, Ellefson RD. Assay for erythrocyte uroporphyrinogen I synthase activity, with porphobilinogen as substrate. Clin Chem. 1980;26(8):1182-1185; Bustad HJ, Kallio JP, Vorland M, et al. Acute Intermittent Porphyria: An Overview of Therapy Developments and Future Perspectives Focusing on Stabilisation of HMBS and Proteostasis Regulators. Int J Mol Sci. 2021;22(2):675. doi:10.3390/ijms22020675) | 2 to 8 days | 14 days | This test was developed and its performance characteristics determined by Mayo Clinic in a manner consistent with CLIA requirements. It has not been cleared or approved by the US Food and Drug Administration. | 82657 | PBG Deaminase, WB | 12810-8 | 606470 | Reviewed By | 18771-6
PBGU | Porphobilinogen, Quantitative, Random, Urine | First-order test for evaluating a suspected acute porphyria: acute intermittent porphyria, hereditary coproporphyria, and variegate porphyria | Liquid Chromatography-Tandem Mass Spectrometry (LC-MS/MS) | Yes | Porphobilinogen, QN, Random, U | For more information see: | Patient Preparation:Patient should abstain from alcohol for 24 hours prior to collection. Supplies:Urine Container-Amber, 60 mL (T596) Specimen Volume:20 mL Collection Instructions: 1. Collect a random urine specimen. 2. No preservativenecessary but pH must be above5.0. 3. Specimens should be frozen immediately following collection. | 15 mL | The porphyrias are a group of inherited disorders resulting from enzyme defects in the heme biosynthetic pathway. Depending on the specific enzyme involved, various porphyrins and their precursors accumulate in different specimen types. The patterns of porphyrin accumulation in erythrocytes and plasma and excretion of the heme precursors in urine and feces allow for the detection and differentiation of the porphyrias. The porphyrias are typically classified as erythropoietic or hepatic based upon the primary site of the enzyme defect. In addition, hepatic porphyrias can be further classified as chronic or acute, based on their clinical presentation. The primary acute hepatic porphyrias: acute intermittent porphyria (AIP), hereditary coproporphyria (HCP), and variegate porphyria (VP), are associated with neurovisceral symptoms that typically onset during puberty or later. Common symptoms include severe abdominal pain, peripheral neuropathy, and psychiatric symptoms. A broad range of medications (including barbiturates and sulfa drugs), alcohol, infection, starvation, heavy metals, and hormonal changes may precipitate crises. Photosensitivity is not associated with AIP but may be present in HCP and VP. Urinary porphobilinogen (PBG) is elevated during the acute phase of the neurologic porphyrias. Urine and fecal porphyrin analysis should be performed to confirm the diagnosis and to distinguish between AIP, HCP and VP. A biochemical diagnosis of AIP can be confirmed by measurement of PBG deaminase activity (PBGD_ / Porphobilinogen Deaminase, Whole Blood). VP and HCP can be confirmed by measurement of fecal porphyrins (FQPPS / Porphyrins, Feces). Once the biochemical diagnosis of an acute porphyria is established, molecular genetic testing is available (APGP / Acute Porphyria Gene Panel, Varies), which allows for diagnosis of at-risk family members. The workup of patients with a suspected porphyria is most effective when following a stepwise approach. For more information, see the following or call 800-533-1710 to discuss testing strategies: -The Heme Biosynthetic Pathway -Porphyria (Acute) Testing Algorithm -Porphyria (Cutaneous) Testing Algorithm | < or =1.3 mcmol/L | Abnormal results are reported with a detailed interpretation that may include an overview of the results and their significance, a correlation to available clinical information provided with the specimen, differential diagnosis, and recommendations for additional testing when indicated and available, and a phone number to reach one of the laboratory directors in case the referring physician has additional questions. | It is recommended that specimen collection occur during the acute phase. Porphobilinogen (PBG) may be normal when the patient is not exhibiting symptoms. If the specimen is collected after treatment is initiated, the level of PBG excreted may be decreased. Specimens should be protected from light and frozen immediately following collection. PBG is susceptible to degradation at high temperatures, at pH below 5.0, and on prolonged exposure to light. | 1. Tortorelli S, White A, Raymond K: Disorders of porphyrin metabolism. In: Dietzen DJ, Bennett MJ, Wong ECC, Haymond S, eds. Biochemical and Molecular Basis of Pediatric Disease. 5th ed. Academic Press; 2021:503-528 2. Nuttall KL, Klee GG: Analytes of hemoglobin metabolism-porphyrins, iron, and bilirubin. In: Burtis CA, Ashwood ER, eds. Tietz Textbook of Clinical Chemistry. 5th ed. WB Saunders Company; 2001:584-607 3. Anderson KE, Sassa S, Bishop DF, Desnick RJ: Disorders of heme biosynthesis: X-linked sideroblastic anemia and the porphyrias. In: Valle DL, Antonarakis S, Ballabio A, Beaudet AL, Mitchell GA. eds. The Online Metabolic and Molecular Bases of Inherited Disease. McGraw-Hill; 2019. Accessed January 10, 2023. Available athttps://ommbid.mhmedical.com/content.aspx?bookid=2709&sectionid=225540906 4.Anderson KE, Lobo R, Salazar D, et al: Biochemical diagnosis of acute hepatic porphyria: Updated expert recommendations for primary care physicians. Am J Med Sci. 2021 Aug;362(2):113-121. doi: 10.1016/j.amjms.2021.03.004 | Porphobilinogen (PBG) in urine is quantified by liquid chromatography tandem mass spectrometry after addition of stable isotope-labeled PBG internal standard and solid phase extraction.(Ford RE, Magera MJ, Kloke KM, et al: Quantitative measurement of porphobilinogen in urine by stable-isotope dilution liquid chromatography-tandem mass spectrometry. Clin Chem. 2001 September;47[9]:1627-1632; Stolzel U, Doss MO, Schuppan D: Clinical guide and update on porphyrias. Gastroenterology. 2019 Aug;157(2):365-381.e4. doi: 10.1053/j.gastro.2019.04.050) | 2 to 4 days | 1 week | This test was developed and its performance characteristics determined by Mayo Clinic in a manner consistent with CLIA requirements. It has not been cleared or approved by the US Food and Drug Administration. | 84110 | Porphobilinogen, QN, Random, U | 2811-8 | 35032 | Reviewed By | 18771-6
PCGP | Porphyria Comprehensive Gene Panel, Varies | Follow up for abnormal biochemical results suggestive of porphyria Establishing a molecular diagnosis for patients with porphyria Identifying variants within genes known to be associated with porphyria, allowing for predictive testing of at-risk family members | Sequence Capture and Targeted Next-Generation Sequencing (NGS) followed by Polymerase Chain Reaction (PCR) and Sanger Sequencing | Yes | Porphyria Comprehensive Gene Panel | For skin biopsy or cultured fibroblast specimens, fibroblast culture testing will be performed at an additional charge. If viable cells are not obtained, the client will be notified. | Patient Preparation:A previous bone marrow transplant from an allogenic donor will interfere with testing. For instructions for testing patients who have received a bone marrow transplant, call 800-533-1710. Submit only 1 of the following specimens: Specimen Type:Whole blood Container/Tube:Lavender top (EDTA) or yellow top (ACD) Specimen Volume:3 mL Collection Instructions: 1. Invert several times to mix blood. 2. Send whole blood specimen in original tube.Do not aliquot. Specimen Stability Information:Ambient (preferred) 4 days/Refrigerated 14 days Specimen Type:Skin biopsy Supplies:Fibroblast Biopsy Transport Media (T115) Container/Tube:Sterile container with any standard cell culture media (eg, minimal essential media, RPMI 1640). The solution should be supplemented with 1% penicillin and streptomycin. Specimen Volume:4-mm punch Specimen Stability Information:Refrigerated (preferred)/Ambient Additional Information:A separate culture charge will be assessed under CULFB / Fibroblast Culture for Biochemical or Molecular Testing. An additional 3 to 4 weeks is required to culture fibroblasts before genetic testing can occur. SpecimenType: Cultured fibroblast Container/Tube: T-25 flask SpecimenVolume: 2 Flasks CollectionInstructions: Submit confluent cultured fibroblast cells from a skin biopsy from another laboratory. Cultured cells from a prenatal specimen will not be accepted. Specimen Stability Information: Ambient (preferred)/Refrigerated (<24 hours) Additional Information:A separate culture charge will be assessed under CULFB / Fibroblast Culture for Biochemical or Molecular Testing. An additional 3 to 4 weeks is required to culture fibroblasts before genetic testing can occur. Specimen Type: Blood spot Supplies:Card-Blood Spot Collection Filter Paper (T493) Container/Tube: Preferred: Collection card (Whatman Protein Saver 903 Paper) Acceptable: PerkinElmer 226 (formerly Ahlstrom 226) filter paper or blood spot collection card Specimen Volume: 5 Blood spots Collection Instructions: 1. An alternative blood collection option for a patient older than 1 year is a fingerstick. For detailed instructions, seeHow to Collect Dried Blood Spot Samples. 2. Let blood dry on the filter paper at ambient temperature in a horizontal position for a minimum of 3 hours. 3. Do not expose specimen to heat or direct sunlight. 4. Do not stack wet specimens. 5. Keep specimen dry Specimen Stability Information:Ambient (preferred)/Refrigerated Additional Information: 1. Due to lower concentration of DNA yielded from blood spot, it is possible that additional specimen may be required to complete testing. 2. For collection instructions, seeBlood Spot Collection Instructions 3. For collection instructions in Spanish, seeBlood Spot Collection Card-Spanish Instructions(T777) 4. For collection instructions in Chinese, seeBlood Spot Collection Card-Chinese Instructions(T800) Specimen Type:Saliva Patient Preparation:Patient should not eat, drink, smoke, or chew gum 30 minutes prior to collection. Supplies:Saliva Swab Collection Kit (T786) Specimen Volume:1 Swab Collection Instructions:Collect and send specimen per kit instructions. Specimen Stability Information:Ambient 30 days Additional Information:Due to lower concentration of DNA yielded from saliva, it is possible that additional specimen may be required to complete testing. | See Specimen Required | The porphyrias are a group of inherited disorders resulting from enzyme defects in the heme biosynthetic pathway. Depending on the specific enzyme involved, various porphyrins and their precursors accumulate in different specimen types. The patterns of porphyrin accumulation in erythrocytes and plasma and excretion of the heme precursors in urine and feces allow for the detection and differentiation of the porphyrias. The porphyrias are typically classified as erythropoietic or hepatic based upon the primary site of the enzyme defect. In addition, hepatic porphyrias can be further classified as acute hepatic or chronic cutaneous, based on their clinical presentation. The primary acute hepatic porphyrias: acute intermittent porphyria (AIP), hereditary coproporphyria (HCP), and variegate porphyria (VP), are associated with neurovisceral symptoms that typically onset during puberty or later. Common symptoms include severe abdominal pain, peripheral neuropathy, and psychiatric symptoms. A broad range of medications (including barbiturates and sulfa drugs), alcohol, infection, starvation, heavy metals, and hormonal changes may precipitate crises. Photosensitivity is not associated with AIP but may be present in HCP and VP. Aminolevulinic acid dehydratase deficiency porphyria (ADP) is a rare, autosomal recessive porphyria that has a variable age at presentation. Clinical manifestations of acute porphyria include attacks of neurologic dysfunction, commonly characterized as abdominal pain. However, these acute attacks are variable and can include vomiting, diarrhea, constipation, urinary retention, acute episodes of neuropathic symptoms, psychiatric symptoms, seizures, respiratory paralysis, tachycardia, and hypertension. Respiratory paralysis can progress to coma and death. HCP and VP are also associated with cutaneous manifestations, including edema, sun-induced erythema, acute painful photodermatitis, and urticaria. In some cases, patients present with isolated photosensitivity. Acute attacks may be prevented by avoiding both endogenous and exogenous triggers. These triggers include porphyrogenic drugs, hormonal contraceptives, fasting, alcohol, tobacco, and cannabis. Acute hepatic porphyrias are caused by autosomal dominant variants in 1 of 3 genes:HMBS, associated with AIP;CPOX, associated with HCP; andPPOX, associated with VP. Variants in these genes show incomplete penetrance, and patients with a confirmed deleterious variant may be asymptomatic. ADP is inherited in an autosomal recessive manner, due to two disease-causing variants inALAD. The recommended first-tier tests to screen for acute hepatic porphyria are quantitative urinary porphyrins analysis (PQNRU / Porphyrins, Quantitative, Random, Urine) and fecal porphyrins analysis (FQPPS / Porphyrins, Feces). Cutaneous photosensitivity is associated with the chronic porphyrias: porphyria cutanea tarda (PCT) and the erythropoietic porphyrias; erythropoietic protoporphyria (EPP), X-linked protoporphyria (XLP), and congenital erythropoietic porphyria (CEP). Although genetic in nature, environmental factors may exacerbate symptoms, significantly impacting the severity and course of disease. CEP is an erythropoietic porphyria caused by uroporphyrinogen III synthase deficiency. Symptoms typically present in early infancy with red-brown staining of diapers, severe cutaneous photosensitivity with fluid-filled bullae and vesicles. Other common symptoms may include thickening of the skin, hypo- and hyperpigmentation, hypertrichosis, cutaneous scarring, and deformities of the fingers, eyelids, lips, nose, and ears. A few milder adult-onset cases have been documented as well as cases that are secondary to myeloid malignancies (sometimes referred to as erythropoietic uroporphyria). PCT is the most common form of porphyria and is most commonly sporadic (acquired), but approximately 25% of cases are inherited in an autosomal dominant manner. The most prominent clinical characteristics are cutaneous photosensitivity and scarring on sun-exposed surfaces. Patients experience chronic blistering lesions resulting from mild trauma to sun-exposed areas. These fluid-filled vesicles rupture easily, become crusted, and heal slowly. Secondary infections can cause areas of hypo- or hyperpigmentation or sclerodermatous changes and may result in the development of alopecia at sites of repeated skin damage. Liver disease is common in patients with PCT as evidenced by abnormal liver function tests and with 30% to 40% of patients developing cirrhosis. In addition, there is an increased risk of hepatocellular carcinoma. Hepatoerythropoietic porphyria (HEP) is observed when an individual inherits PCT from both parents. Patients exhibit a similar clinical presentation to what is seen in CEP. The clinical presentation of EPP and XLP is identical with onset of symptoms typically occurring in childhood. Cutaneous photosensitivity in sun-exposed areas of the skin generally worsens in the spring and summer months. Common symptoms may include itching, edema, erythema, stinging or burning sensations, and occasionally scarring of the skin in sun-exposed areas. Chronic porphyrias are caused by autosomal dominant disease-causing variants inURODthat are associated with inherited PCT or autosomal recessive variants inURODthat are associated with HEP. They are also due to autosomal recessive disease-causing variants inUROSor X-linked variants inGATA1that are associated with CEP, or autosomal recessive variants inFECHthat are associated with EPP. In addition, autosomal dominant variants inCLPX, associated with EPP2, and X-linked variants inALAS2,associated with XLP, are also causes of chronic porphyrias. A comprehensive gene panel is a helpful tool to establish a targeted diagnosis for patients with suggestive clinical and biochemical features of porphyria. The recommended first-tier biochemical testing for patients with a suspected porphyria is most effective when following a stepwise approach. The following algorithms are available: -Porphyria (Acute) Testing Algorithm -Porphyria (Cutaneous) Testing Algorithm | An interpretive report will be provided. | All detected alterations are evaluated according to American College of Medical Genetics and Genomics recommendations.(1) Variants are classified based on known, predicted, or possible pathogenicity and reported with interpretive comments detailing their potential or known significance. | Clinical Correlations: Test results should be interpreted in the context of clinical findings, family history, and other laboratory data. Misinterpretation of results may occur if the information provided is inaccurate or incomplete. If testing was performed because of a clinically significant family history, it is often useful to first test an affected family member. Detection of at least one reportable variant in an affected family member would allow for more informative testing of at-risk individuals. To discuss the availability of further testing options or for assistance in the interpretation of these results, contact the Mayo Clinic Laboratories genetic counselors at 800-533-1710. Technical Limitations: Next-generation sequencing may not detect all types of genomic variants. In rare cases, false-negative or false-positive results may occur. The depth of coverage may be variable for some target regions; assay performance below the minimum acceptable criteria or for failed regions will be noted. Given these limitations, negative results do not rule out the diagnosis of a genetic disorder. If a specific clinical disorder is suspected, evaluation by alternative methods can be considered. There may be regions of genes that cannot be effectively evaluated by sequencing or deletion and duplication analysis as a result of technical limitations of the assay, including regions of homology, high guanine-cytosine (GC) content, and repetitive sequences. Confirmation of select reportable variants will be performed by alternate methodologies based on internal laboratory criteria. This test is validated to detect 95% of deletions up to 75 base pairs (bp) and insertions up to 47 bp. Deletions-insertions (delins) of 40 or more bp, including mobile element insertions, may be less reliably detected than smaller delins. Deletion/Duplication Analysis: This analysis targets single and multi-exon deletions/duplications; however, in some instances single exon resolution cannot be achieved due to isolated reduction in sequence coverage or inherent genomic complexity. Balanced structural rearrangements (such as translocations and inversions) may not be detected. This test is not designed to detect low levels of mosaicism or to differentiate between somatic and germline variants. If there is a possibility that any detected variant is somatic, additional testing may be necessary to clarify the significance of results. Genes may be added or removed based on updated clinical relevance. For detailed information regarding gene-specific performance and technical limitations, see Method Description or contact a laboratory genetic counselor. If the patient has had an allogeneic hematopoietic stem cell transplant or a recent heterologous blood transfusion, results may be inaccurate due to the presence of donor DNA. Call Mayo Clinic Laboratories for instructions for testing patients who have received a bone marrow transplant. Reclassification of Variants: Currently, it is not standard practice for the laboratory to systematically review previously classified variants on a regular basis. The laboratory encourages healthcare providers to contact the laboratory at any time to learn how the classification of a particular variant may have changed over time. Due to broadening genetic knowledge, it is possible that the laboratory may discover new information of relevance to the patient. Should that occur, the laboratory may issue an amended report. Variant Evaluation: Evaluation and categorization of variants are performed using published American College of Medical Genetics and Genomics and the Association for Molecular Pathology recommendations as a guideline.(1) Other gene-specific guidelines may also be considered. Variants are classified based on known, predicted, or possible pathogenicity and reported with interpretive comments detailing their potential or known significance. Variants classified as benign or likely benign are not reported. Multiple in silico evaluation tools may be used to assist in the interpretation of these results. The accuracy of predictions made by in silico evaluation tools is highly dependent upon the data available for a given gene, and periodic updates to these tools may cause predictions to change over time. Results from in silico evaluation tools should be interpreted with caution and professional clinical judgment. Rarely, incidental or secondary findings may implicate another predisposition or presence of active disease. These findings will be carefully reviewed to determine whether they will be reported. | 1. Richards S, Aziz N, Bale S, et al. Standards and guidelines for the interpretation of sequence variants: a joint consensus recommendation of the American College of Medical Genetics and Genomics and the Association for Molecular Pathology. Genet Med. 2015;17(5):405-424 2. Siegesmund M, van Tuyll van Serooskerken AM, Poblete-Gutierrez P, Frank J. The acute hepatic porphyrias: current status and future challenges. Best Pract Res Clin Gastroenterol. 2010;24(5):593-605 3. Tortorelli S, White A, Raymond K. Disorders of porphyrin metabolism. In: Dietzen DJ, Wong ECC, Bennett MJ, Haymond S, eds. Biochemical and Molecular Basis of Pediatric Disease. 5th ed. AACC Press; 2020:chap 15 | Next-generation sequencing (NGS) and/or Sanger sequencing are performed to test for the presence of variants in coding regions and intron/exon boundaries of the genes analyzed, as well as some other regions that have known disease-causing variants. The human genome reference GRCh37/hg19 build was used for sequence read alignment. At least 99% of the bases are covered at a read depth over 30X. Sensitivity is estimated to be over 99% for single nucleotide variants, over 94% for deletions-insertions (delins) less than 40 base pairs (bp), and over 95% for deletions up to 75 bp and insertions up to 47 bp. NGS and/or a polymerase chain reaction-based quantitative method is performed to test for the presence of deletions and duplications in the genes analyzed. There may be regions of genes that cannot be effectively evaluated by sequencing or deletion and duplication analysis as a result of technical limitations of the assay, including regions of homology, high guanine-cytosine (GC) content, and repetitive sequences. SeeTargeted Genes and Methodology Details for Porphyria Comprehensive Gene Panelfor details regarding the targeted genes analyzed and specific gene regions not routinely covered.(Unpublished Mayo method). Genes analyzed:ALAD, ALAS2, CLPX, CPOX, FECH, GATA1, HFE, HMBS, PPOX, UROD, UROS | 14 to 21 days | Whole Blood: 2 weeks (if available); Extracted DNA: 3 months; Blood spots/Saliva:1 month | This test was developed and its performance characteristics determined by Mayo Clinic in a manner consistent with CLIA requirements. It has not been cleared or approved by the US Food and Drug Administration. | 8140581406 x 28147988233-Tissue culture, skin, solid tissue biopsy (if appropriate)88240-Cryopreservation (if appropriate)81479 (if appropriate for government payers) | Porphyria Comprehensive Gene Panel | 105350-3 | 608691 | Released By | 18771-6
PEWE | Porphyrins Evaluation, Washed Erythrocytes | Preferred test for analysis of erythrocyte porphyrins Establishing a biochemical diagnosis of erythropoietic protoporphyria, and X-linked dominant protoporphyria | Spectrofluorometric | Yes | Porphyrin Evaluation, RBC | This test is recommended for screening patients for possible erythropoietic protoporphyria and X-linked dominant protoporphyria. In addition, it can be used for evaluation of iron-deficiency anemia and chronic lead intoxication. Testing begins with total erythrocyte porphyrins. If the result is below 80 mcg/dL, it is normal, and testing is complete. | All porphyrin tests on erythrocytes can be performed on 1 draw tube. Patient Preparation:Patientmust notconsume any alcohol for 24 hours before specimen collection. Collection Container/Tube: Preferred:Green top (sodium heparin) Acceptable:Dark blue top (metal free heparin), green top (lithium heparin), or lavender top (EDTA) Submission Container/Tube:Plastic vial Specimen Volume:Entire washed erythrocyte suspension Collection Instructions:Collect and process whole blood specimen as follows: 1. Transfer entire specimen to a 12-mL graduated centrifuge tube. 2. Centrifuge specimen at 4 degrees C for 10 minutes at 2000 rpm. 3. Record volume of packed cells and the total volume of the specimen. 4. Discard supernatant plasma. 5. Wash packed erythrocytes 2 times by resuspension of at least an equal amount of cold 0.9% saline, mix, and centrifuge for 5 minutes at 2000 rpm, discarding supernatant after each washing. 6. Resuspend packed cells to the original total volume with 0.9% saline. Invert specimen gently to mix. 7. Transfer to a plastic tube and freeze. | 1 mL of washed and resuspended erythrocytes | The porphyrias are a group of inherited disorders resulting from enzyme defects in the heme biosynthetic pathway. Depending on the specific enzyme involved, various porphyrins and their precursors accumulate in different specimen types. The patterns of porphyrin accumulation in erythrocytes and plasma and excretion of the heme precursors in urine and feces allow for the detection and differentiation of the porphyrias. Testing erythrocyte porphyrin level is most informative for patients with a clinical suspicion of erythropoietic protoporphyria (EPP) or X-linked dominant protoporphyria (XLDPP). Clinical presentation of EPP and XLDPP is identical with onset of symptoms typically occurring in childhood. Cutaneous photosensitivity in sun-exposed areas of the skin generally worsens in the spring and summer months. Common symptoms may include itching, edema, erythema, stinging or burning sensations, and occasionally scarring of the skin in sun-exposed areas. Although genetic in nature, environmental factors exacerbate symptoms, significantly impacting the severity and course of disease. Erythropoietic protoporphyria is caused by decreased ferrochelatase activity resulting in significantly increased free protoporphyrin levels in erythrocytes, plasma, and feces. X-linked dominant protoporphyria is caused by gain-of-function variants in the C-terminal end ofALAS2gene and results in elevated erythrocyte levels of free and zinc-complexed protoporphyrin, and total protoporphyrin levels in plasma and feces. Protoporphyrin fraction is the main component of erythrocyte porphyrins. When total erythrocyte porphyrins are elevated, fractionation and quantitation of zinc-complexed and free protoporphyrin are necessary to differentiate the inherited porphyrias from other causes of elevated porphyrin levels. Other possible causes of elevated erythrocyte zinc-complexed protoporphyrin may include: -Iron-deficiency anemia, the most common cause -Chronic intoxication by heavy metals (primarily lead) or various organic chemicals -Congenital erythropoietic porphyria, a rare autosomal recessive porphyria caused by deficient uroporphyrinogen III synthase -Hepatoerythropoietic porphyria, a rare autosomal recessive porphyria caused by deficient uroporphyrinogen decarboxylase Typically, the workup of patients with a suspected porphyria is most effective when following a stepwise approach. SeePorphyria (Acute) Testing AlgorithmandPorphyria (Cutaneous) Testing Algorithmor call 800-533-1710 to discuss testing strategies. There are 2 test options: -PEE / Porphyrins Evaluation, Whole Blood -PEWE / Porphyrins Evaluation, Washed Erythrocytes. The whole blood option is easiest for clients but requires that the specimen arrive at Mayo Clinic Laboratories within 7 days of collection. When this cannot be ensured, washed frozen erythrocytes, which are stable for 14 days, should be submitted. | PORPHYRINS, TOTAL, RBC <80 mcg/dL | Abnormal results are reported with a detailed interpretation which may include an overview of the results and their significance, a correlation to available clinical information provided with the specimen, differential diagnosis, and recommendations for additional testing when indicated and available. | Alcohol suppresses enzyme activity potentially leading to false-positive results if it is ingested within 24 hours of specimen collection. | 1. Badminton MN, Whatley SD, Schmitt C, Aarsand AK. Porphyrins and the porphyrias. In: Rifai N, Chiu RWK, Young I, Burnham CAD, eds. Tietz Textbook of Laboratory Medicine. 7th ed. Elsevier; 2023:419-419.e32 2. Tortorelli S, Kloke K, Raymond K. Disorders of porphyrin metabolism. In: Dietzen DG, Bennett MJ, Wong ECC, eds. Biochemical and Molecular Basis of Pediatric Disease. 4th ed. AACC Press; 2010:chap15 3. Anderson KE, Sassa S, Bishop DF, Desnick RJ. Disorders of heme biosynthesis: X-linked sideroblastic anemia and the porphyrias In: Valle D, Antonarakis S, Ballabio A, Beaudet AL, Mitchell GA, eds. The Online Metabolic and Molecular Bases of Inherited Disease. McGraw-Hill, 2019. Accessed September 6, 2024. Available at https://ommbid.mhmedical.com/content.aspx?sectionid=225540906&bookid=2709 4. Balwani M, Naik H, Anderson KE, et al. Clinical, biochemical, and genetic characterization of North American patients with erythropoietic protoporphyria and X-linked Protoporphyria. JAMA Dermatol. 2017;153(8):789-796 5. Whatley SD, Ducamp S, Gouya B, et al. C-terminal deletions in theALAS2gene lead to gain of function and cause X-linked dominant protoporphyria without anemia or iron overload. Am J Hum Genet. 2008;83(3):408-414 | This evaluation is performed as a 2-step analysis. First, the total red blood cells (RBC) porphyrin concentration is determined by extracting the porphyrins from washed, resuspended RBCs using a mixture of ethyl acetate and acetic acid. The porphyrins are then back extracted into dilute hydrochloric acid. Total porphyrins are quantified using this extract via spectrofluorometry.(Piomelli S. Free erythrocyte porphyrins in the detection of undue absorption of Pb and Fe deficiency. Clin Chem. 1977;23:264-269; Gou EE, Balwani M, Bissell DM, et al. Pitfalls in erythrocyte protoporphyrin measurement for diagnosis and monitoring of protoporphyrias. Clin Chem. 2015;61[12]:1453-1456. doi:10.1373/clinchem.2015.245456) If the total porphyrin concentration is elevated, the RBCs are re-extracted to separate and quantify the zinc-complexed and noncomplexed (free) protoporphyrin via high-performance liquid chromatography.(Smith RM, Doran D, Mazur M, Bush B. High-performance liquid chromatographic determination of protoporphyrin and zinc protoporphyrin in blood. J Chromatogr. 1980 Mar;181[3-4]:319-327; Gou EE, Balwani M, Bissell DM, et al. Pitfalls in erythrocyte protoporphyrin measurement for diagnosis and monitoring of protoporphyrias. Clin Chem. 2015;61[12]:1453-1456. doi:10.1373/clinchem.2015.245456) | 3 to 5 days | 2 weeks | This test was developed and its performance characteristics determined by Mayo Clinic in a manner consistent with CLIA requirements. It has not been cleared or approved by the US Food and Drug Administration. | 84311-Spectrophotometry, analyte not elsewhere specified82542-Chromatography (if appropriate) | Porphyrin Evaluation, RBC | 2814-2 | BG570 | Packed cell volume | 94497-5
PEE | Porphyrins Evaluation, Whole Blood | Establishing a biochemical diagnosis of erythropoietic protoporphyria and X-linked dominant protoporphyria | Spectrofluorometric | Yes | Porphyrins Evaluation, WB | This test is recommended for screening patients for possible erythropoietic protoporphyria and X-linked dominant protoporphyria. In addition, it can be used for evaluation of iron-deficiency anemia and chronic lead intoxication. Testing begins with total erythrocyte porphyrins. If the result is below 80 mcg/dL, it is normal, and testing is complete. | All porphyrin tests on whole blood can be performed on 1 collection tube. Patient Preparation:Patientmust notconsume any alcohol for 24 hours before specimen collection. Container/Tube: Preferred:Green top (sodium heparin) Acceptable:Dark blue top (metal free heparin), green top (lithium heparin), lavender top (EDTA) Specimen Volume:4 mL Collection Instructions:Immediately place specimen on wet ice. | 3 mL | The porphyrias are a group of inherited disorders resulting from enzyme defects in the heme biosynthetic pathway. Depending on the specific enzyme involved, various porphyrins and their precursors accumulate in different specimen types. The patterns of porphyrin accumulation in erythrocytes and plasma and excretion of the heme precursors in urine and feces allow for the detection and differentiation of the porphyrias. Testing erythrocyte porphyrin level is most informative for patients with a clinical suspicion of erythropoietic protoporphyria (EPP) or X-linked dominant protoporphyria (XLDPP). Clinical presentation of EPP and XLDPP is identical, with onset of symptoms typically occurring in childhood. Cutaneous photosensitivity in sun-exposed areas of the skin generally worsens in the spring and summer months. Common symptoms may include itching, edema, erythema, stinging or burning sensations, and occasionally scarring of the skin in sun-exposed areas. Although genetic in nature, environmental factors can exacerbate symptoms, significantly impacting the severity and course of disease. Erythropoietic protoporphyria is caused by decreased ferrochelatase activity resulting in significantly increased noncomplexed (free) protoporphyrin levels in erythrocytes, plasma, and feces. X-linked dominant protoporphyria is caused by gain-of-function variants in the C-terminal end ofALAS2gene and results in elevated erythrocyte levels of free and zinc-complexed protoporphyrin, and total protoporphyrin levels in plasma and feces. Protoporphyrin fractionation is the main component of erythrocyte porphyrins. When total erythrocyte porphyrins are elevated, fractionation and quantitation of zinc-complexed and free protoporphyrin is necessary to differentiate the inherited porphyrias from other causes of elevated porphyrin levels. Other possible causes of elevated erythrocyte zinc-complexed protoporphyrin may include: -Iron-deficiency anemia, the most common cause -Chronic intoxication by heavy metals (primarily lead) or various organic chemicals -Congenital erythropoietic porphyria, a rare autosomal recessive porphyria caused by deficient uroporphyrinogen III synthase -Hepatoerythropoietic porphyria, a rare autosomal recessive porphyria caused by deficient uroporphyrinogen decarboxylase Typically, the workup of patients with a suspected porphyria is most effective when following a stepwise approach. SeePorphyria (Acute) Testing AlgorithmandPorphyria (Cutaneous) Testing Algorithmor call 800-533-1710 to discuss testing strategies. There are 2 test options: -PEE / Porphyrins Evaluation, Whole Blood -PEWE / Porphyrins Evaluation, Washed Erythrocytes. The whole blood option is easiest for clients but requires that the specimen arrive at Mayo Clinic Laboratories within 7 days of collection. When this cannot be ensured, washed frozen erythrocytes, which are stable for 14 days, should be submitted. | PORPHYRINS, TOTAL, RBC <80 mcg/dL | Abnormal results are reported with a detailed interpretation that may include an overview of the results and their significance, a correlation to available clinical information provided with the specimen, differential diagnosis, and recommendations for additional testing when indicated and available. | Alcohol suppresses enzyme activity potentially leading to false-positive results if it is ingested within 24 hours of specimen collection. | 1. Tortorelli S, Kloke K, Raymond K. Disorders of porphyrin metabolism. In: Dietzen DG, Bennett MJ, Wong ECC, eds. Biochemical and Molecular Basis of Pediatric Disease. 4th ed. AACC Press; 2010:307-324 2. Badminton MN, Whatley SD, Schmitt C, Aarsand AK. Porphyrins and the porphyrias. In: Rifai N, Chiu RWK, Young I, Burnham CAD, eds. Tietz Textbook of Laboratory Medicine. 7th ed. Elsevier; 2023:419-419.e32 3. Anderson KE, Sassa S, Bishop DF, Desnick RJ. Disorders of heme biosynthesis: X-linked sideroblastic anemia and the porphyrias In: Valle D, Antonarakis S, Ballabio A, Beaudet AL, Mitchell GA, eds. The Online Metabolic and Molecular Bases of Inherited Disease. McGraw-Hill, 2019. Accessed September 6, 2024. Available at https://ommbid.mhmedical.com/content.aspx?sectionid=225540906&bookid=2709 4. Whatley SD, Ducamp S, Gouya B, et al. C-terminal deletions in theALAS2gene lead to gain of function and cause X-linked dominant protoporphyria without anemia or iron overload. Am J Hum Genet. 2008;83(3):408-414 5. Balwani M, Naik H, Anderson KE, et al. Clinical, biochemical, and genetic characterization of North American patients with erythropoietic protoporphyria and X-linked protoporphyria. JAMA Dermatol. 2017;153(8):789-796 | This evaluation is performed as a 2-step analysis. First, the total red blood cell (RBC) porphyrin concentration is determined by extracting the porphyrins from washed, resuspended RBCs using a mixture of ethyl acetate and acetic acid. The porphyrins are then back extracted into dilute hydrochloric acid. Total porphyrins are quantified using this extract via spectrofluorometry.(Piomelli S. Free erythrocyte porphyrins in the detection of undue absorption of Pb and Fe deficiency. Clin Chem. 1977;23:264-269; Gou EE, Balwani M, Bissell DM, et al. Pitfalls in erythrocyte protoporphyrin measurement for diagnosis and monitoring of protoporphyrias. Clin Chem. 2015;61[12]:1453-1456. doi:10.1373/clinchem.2015.245456) If the total porphyrin concentration is elevated, the RBCs are re-extracted to separate and quantify the zinc-complexed and noncomplexed (free) protoporphyrin via high-performance liquid chromatography.(Smith RM, Doran D, Mazur M, Bush B. High-performance liquid chromatographic determination of protoporphyrin and zinc protoporphyrin in blood. J Chromatogr. 1980;181[3-4]:319-327; Gou EE, Balwani M, Bissell DM, et al. Pitfalls in erythrocyte protoporphyrin measurement for diagnosis and monitoring of protoporphyrias. Clin Chem. 2015;61[12]:1453-1456. doi:10.1373/clinchem.2015.245456) | 3 to 5 days | 14 days | This test was developed and its performance characteristics determined by Mayo Clinic in a manner consistent with CLIA requirements. It has not been cleared or approved by the US Food and Drug Administration. | 8431182542-if appropriate | Porphyrins Evaluation, WB | 2814-2 | 29356 | Interpretation | 59462-2
FQPPS | Porphyrins, Feces | Evaluation of patients who present with signs or symptoms suggestive of porphyria cutanea tarda, hereditary coproporphyria, variegate porphyria, congenital erythropoietic porphyria, erythropoietic protoporphyria, or X-linked dominant protoporphyria | High-Performance Liquid Chromatography (HPLC) | Yes | Porphyrins, F | The following algorithms are available: | Patient Preparation: 1. For 3 days before collection and during the entire specimen collection period, patientmust refrain from eatingred meatand or taking any aspirin-containing medications. 2. Patientshould notuse barium, laxatives, or enemas for 24 hours before starting, as well as during, specimen collection. Collection Container/Tube:Stool Containers - 24, 48, 72 Hour Kit (T291). No preservative. Specimen Volume:Entire collection (48, 72, or 96 hour). 24-Hour collection is adequate if the collection volume is at least 100 g Collection Instructions: 1. Collect all stool specimens within a 24, 48, 72, or 96 hour timeframe. 2. Do not add preservative. 3. Send entire collection. Additional Information: 1.Length of collection period is required. 2. Specimens smaller than 100 g may not provide accurate results. 3. Include a list of medications the patient is currently taking. | See Specimen Required | The porphyrias are a group of inherited disorders resulting from enzyme defects in the heme biosynthetic pathway. Depending on the specific enzyme involved, various porphyrins and their precursors accumulate in different specimen types. The patterns of porphyrin accumulation in erythrocytes and plasma, and excretion of the heme precursors in urine and feces allow for the detection and differentiation of the porphyrias. For more information seeThe Heme Biosynthetic Pathway. The porphyrias are typically classified as erythropoietic or hepatic based upon the primary site of the enzyme defect. In addition, hepatic porphyrias can be further classified as chronic or acute, based on their clinical presentation. The primary acute hepatic porphyrias: acute intermittent porphyria (AIP), hereditary coproporphyria (HCP), and variegate porphyria (VP), are associated with neurovisceral symptoms, which typically onset during puberty or later. Common symptoms include severe abdominal pain, peripheral neuropathy, and psychiatric symptoms. Crises may be precipitated by a broad range of medications (including barbiturates and sulfa drugs), alcohol, infection, starvation, heavy metals, and hormonal changes. Photosensitivity is not associated with AIP but may be present in HCP and VP. Cutaneous photosensitivity is associated with the chronic hepatic porphyrias: porphyria cutanea tarda (PCT) and the erythropoietic porphyrias; erythropoietic protoporphyria (EPP), X-linked dominant protoporphyria (XLDPP), and congenital erythropoietic porphyria (CEP). Although genetic in nature, environmental factors may exacerbate symptoms, significantly impacting the severity and course of disease. CEP is an erythropoietic porphyria caused by uroporphyrinogen III synthase deficiency. Symptoms typically present in early infancy with red-brown staining of diapers, severe cutaneous photosensitivity with fluid-filled bullae and vesicles. Other common symptoms may include thickening of the skin, hypo- and hyperpigmentation, hypertrichosis, cutaneous scarring, and deformities of the fingers, eyelids, lips, nose, and ears. A few milder adult-onset cases have been documented as well as cases that are secondary to myeloid malignancies. PCT is the most common form of porphyria and caused by hepatic inhibition of the enzyme uroporphyrinogen decarboxylase (UROD). It is most often sporadic (acquired), but in about 20% of cases, a heterozygous variant inURODincreases the susceptibility to disease. The most prominent clinical characteristics are cutaneous photosensitivity and scarring on sun-exposed surfaces. Patients experience chronic blistering lesions resulting from mild trauma to sun-exposed areas. These fluid-filled vesicles rupture easily, become crusted, and heal slowly. Secondary infections can cause areas of hypo- or hyperpigmentation or sclerodermatous changes and may result in the development of alopecia at sites of repeated skin damage. Liver disease is common in patients with PCT as evidenced by abnormal liver function tests and 30% to 40% of patients developing cirrhosis. In addition, there is an increased risk of hepatocellular carcinoma. Hepatoerythropoietic porphyria (HEP) is a rare autosomal recessive form of porphyria caused by homozygous or compound heterozygous variants inUROD.It typically presents in early childhood with both erythropoietic and cutaneous manifestations and is similar to what is seen in CEP. Clinical presentation of EPP and XLDPP is identical with onset of symptoms typically occurring in childhood. Cutaneous photosensitivity in sun-exposed areas of the skin generally worsens in the spring and summer months. Common symptoms may include itching, edema, erythema, stinging or burning sensations, and occasionally scarring of the skin in sun-exposed areas. Increased fecal porphyrin excretions are observed most commonly in symptomatic patients with CEP, PCT, HCP, and VP. In quiescent phases, as well as prior to puberty, fecal porphyrin excretion may be within normal limits. Patients with AIP may have elevated fecal porphyrin levels during severe attacks. EPP and XLDPP patients may have elevated protoporphyrin levels, however, these disorders cannot be diagnosed by fecal analysis alone. The workup of patients with a suspected porphyria is most effective when following a stepwise approach. SeePorphyria (Acute) Testing AlgorithmandPorphyria (Cutaneous) Testing Algorithmor call 800-533-1710 to discuss testing strategies. | UroporphyrinI: <120 mcg/24 h Uroporphyrin III: <50 mcg/24 h Heptacarboxyl porphyrin I: <40 mcg/24 h Heptacarboxyl porphyrin III: <40 mcg/24 hours Isoheptacarboxyl porphyrins: <30 mcg/24 h Hexacarboxnyl porphyrin: <10 mcg/24 h Hexacarboxnyl porphyrin III: <10 mcg/24 h Isohexacarboxnyl porphyrins : <10 mcg/24 h Pentacarboxyl porphyrin I: <20 mcg/24 hours Pentacarboxyl porphyrin II: <20 mcg/24 h Isopentacarboxyl porphyrins: <80 mcg/24 hours Coproporphyrin I: <500 mcg/24 h Coproporphyrin III: <400 mcg/24 h Isocoproporphyrin: <200 mcg/24 h Protoporphyrins: <1,500 mcg/24 h Coproporphyrin III/Coproporphyrin I RATIO: <1.20 SeeThe Heme Biosynthetic Pathway | Abnormal results are reported with a detailed interpretation that may include an overview of the results and their significance, a correlation to available clinical information provided with the specimen, differential diagnosis, recommendations for additional testing when indicated and available, and a phone number to reach one of the laboratory directors in case the referring physician has additional questions. | Heme from red meat can contribute to fecal protoporphyrin concentrations and cause a misleading indication of erythropoietic protoporphyria, X-linked dominant protoporphyria, or variegate porphyria. Aspirin ingestion may cause minimal gastrointestinal bleeding, leading to false elevations of protoporphyrin. Specimen submitted should contain at least 100 g of feces.Specimens smaller than 100 g may not provide interpretable results. Specimens weighing less than 10 grams will be rejected. | 1. Tortorelli S, Kloke K, Raymond K: Disorders of porphyrin metabolism. In: Dietzen DJ, Bennett MJ, Wong EDD, eds. Biochemical and Molecular Basis of Pediatric Disease. 4th ed. AACC Press; 2010:307-324 2. Nuttall KL, Klee GG: Analytes of hemoglobin metabolism-porphyrins, iron, and bilirubin. In: Burtis CA, Ashwood ER, eds. Tietz Textbook of Clinical Chemistry. 5th ed. WB Saunders Company; 2001:584-607 3. Anderson KE, Sassa S, Bishop DF, Desnick RJ: Disorders of heme biosynthesis: X-Linked sideroblastic anemia and the porphyrias. In: Valle DL, Antonarakis S, Ballabio A, Beaudet AL, Mitchell GA, eds. The Online Metabolic and Molecular Bases of Inherited Disease. McGraw-Hill; 2019. Accessed September 6, 2024. Available at https://ommbid.mhmedical.com/content.aspx?sectionid=225540906&bookid=2709 4. Weiss Y, Chen B, Yasuda M, Nazarenko I, Anderson KE, Desnick RJ. Porphyria cutanea tarda and hepatoerythropoietic porphyria: Identification of 19 novel uroporphyrinogen III decarboxylase mutations. Mol Genet Metab. 2019 Nov;128(3):363-366. doi:10.1016/j.ymgme.2018.11.013 | The porphyrins are separated according to numbers of carboxyl units and isomer status. Analytic specificity is based on the combination of chromatographic behavior and the uniqueness of the porphyrins among substances in human specimens in terms of fluorescence spectra. Components quantified are 10 specific porphyrins of isomer series I and III, 4 groups of"isoporphyrins" (isomers other than of series I and III), andprotoporphyrin.(Unpublished Mayo method) | 3 to 7 days | 1 week | This test was developed and its performance characteristics determined by Mayo Clinic in a manner consistent with CLIA requirements. It has not been cleared or approved by the US Food and Drug Administration. | 84126 | Porphyrins, F | 94548-5 | 35013 | Reviewed By | 18771-6
PQNU | Porphyrins, Quantitative, 24 Hour, Urine | Preferred screening test for congenital erythropoietic porphyria and porphyria cutanea tarda and during symptomatic periods for acute intermittent porphyria, hereditary coproporphyria, and variegate porphyria when specimen transportwill be longer than 72 hours | High-Performance Liquid Chromatography (HPLC) with Fluorometric Detection/Liquid Chromatography Tandem Mass Spectrometry (LC-MS/MS) | Yes | Porphyrins, QN, U | The following algorithms are available: | Patient Preparation:Patientshould notconsume any alcohol for the 24 hours before, as well as during, specimen collection. Supplies: -Urine Container - Amber, 60-mL (T596) -Sodium Carbonate, 5 gram (T272) Container/Tube:Amber,60-mL urine container Specimen Volume:20 to 50 mL Collection Instructions: 1. Add 5 g of sodium carbonate as preservative at start of collection. This preservative is intended to achieve a pH above 7.Do not substitute sodium bicarbonate for sodium carbonate. 2. Collect a 24-hour urine specimen. 3. The container should be refrigerated and protected from light as much as possible during collection. 4. Record volume and duration. An aliquot should be frozen when collection is complete. Additional Information:SeeUrine Preservatives-Collection and Transportation for 24-Hour Urine Specimensfor multiple collections. | 15 mL | The porphyrias are a group of inherited disorders resulting from enzyme defects inthe heme biosynthetic pathway. Depending on the specific enzyme involved, various porphyrins and their precursors accumulate in different specimen types. The patterns of porphyrin accumulation in erythrocytes and plasma and excretion of the heme precursors in urine and feces allow for the detection and differentiation of the porphyrias. The porphyrias are typically classified as erythropoietic or hepatic based upon the primary site of the enzyme defect. In addition, hepatic porphyrias can be further classified as chronic or acute, based on their clinical presentation. The primary acute hepatic porphyrias: acute intermittent porphyria (AIP), hereditary coproporphyria (HCP), and variegate porphyria (VP), are associated with neurovisceral symptoms that typically onset during puberty or later. Common symptoms include severe abdominal pain, peripheral neuropathy, and psychiatric symptoms. Crises may be precipitated by a broad range of medications (including barbiturates and sulfa drugs), alcohol, infection, starvation, heavy metals, and hormonal changes. Photosensitivity is not associated with AIP but may be present in HCP and VP. Cutaneous photosensitivity is associated with the chronic hepatic porphyrias: porphyria cutanea tarda (PCT) and the erythropoietic porphyrias; erythropoietic protoporphyria (EPP), X-linked dominant protoporphyria (XLDPP), and congenital erythropoietic porphyria (CEP). Although genetic in nature, environmental factors may exacerbate symptoms, significantly impacting the severity and course of disease. CEP is an erythropoietic porphyria caused by uroporphyrinogen III synthase deficiency. Symptoms typically present in early infancy with red-brown staining of diapers, severe cutaneous photosensitivity with fluid-filled bullae and vesicles. Other common symptoms may include thickening of the skin, hypo- and hyperpigmentation, hypertrichosis, cutaneous scarring, and deformities of the fingers, eyelids, lips, nose, and ears. A few milder adult-onset cases have been documented as well as cases that are secondary to myeloid malignancies. PCT is the most common form of porphyria and caused by hepatic inhibition of the enzyme uroporphyrinogen decarboxylase (UROD). It is most often sporadic (acquired), but in about 20% of cases, a heterozygous variant inURODincreases the susceptibility to disease. The most prominent clinical characteristics are cutaneous photosensitivity and scarring on sun-exposed surfaces. Patients experience chronic blistering lesions resulting from mild trauma to sun-exposed areas. These fluid-filled vesicles rupture easily, become crusted, and heal slowly. Secondary infections can cause areas of hypo- or hyperpigmentation or sclerodermatous changes and may result in the development of alopecia at sites of repeated skin damage. Liver disease is common in patients with PCT as evidenced by abnormal liver function tests and with 30% to 40% of patients developing cirrhosis. In addition, there is an increased risk of hepatocellular carcinoma. Hepatoerythropoietic porphyria (HEP) is a rare autosomal recessive form of porphyria caused by homozygous or compound heterozygous variants inUROD.It typically presents in early childhood with both erythropoietic and cutaneous manifestations and is similar to what is seen in CEP. Urinary porphyrin determination is helpful in the diagnosis of most porphyrias including CEP, PCT, AIP, HCP, and VP. In addition, measurement of porphobilinogen (PBG) in urine is important in establishing the diagnosis of the acute neurologic porphyrias (AIP, HCP and VP). Neither urine porphyrins nor PBG is helpful in evaluating patients suspected of having EPP or XLDPP. Of note, porphyrinuria may result from exposure to certain drugs and toxins or other medical conditions (ie, hereditary tyrosinemia type I). Heavy metals, halogenated solvents, various drugs, insecticides, and herbicides can interfere with heme production and cause "intoxication porphyria." Chemically, the intoxication porphyrias are characterized by increased excretion of uroporphyrin and/or coproporphyrin in urine. The workup of patients with a suspected porphyria is most effective when following a stepwise approach. SeePorphyria (Acute) Testing AlgorithmandPorphyria (Cutaneous) Testing Algorithmor call 800-533-1710 to discuss testing strategies. | Uroporphyrins (Octacarboxyl): < or =30 nmol/24 h Heptacarboxylporphyrins: < or =9 nmol/24 h Hexacarboxylporphyrins: < or =8 nmol/24 h Pentacarboxyporphyrins: < or =10 nmol/24 h Copropprphyrins (Tetracboxyl) Males: < or =230 nmol/24 h Females: < or =168 nmol/24 h Porphobilinogen: < or =2.2 mcmol/24 h | Abnormal results are reported with a detailed interpretation which may include an overview of the results and their significance, a correlation to available clinical information provided with the specimen, differential diagnosis, and recommendations for additional testing when indicated and available. | This test is not appropriate for the diagnosis of conjugated or unconjugated hyperbilirubinemia syndromes such as Dubin Johnson syndrome or Rotor syndrome. Urine preservative should be used; 24-hour collections should be preserved by adding 5.0 g of sodium carbonate to a light-resistant collection container prior to beginning collection. Porphobilinogen (PBG) and porphyrins are susceptible to degradation at high temperature, at pH below 5.0, and on exposure to light. Neither erythropoietic protoporphyria nor X-linked dominant protoporphyria are detected utilizing urine porphyrins and PBG measurements. Ethanol and a variety of medications are known to interfere with heme synthesis leading to elevations in urine porphyrins, particularly coproporphyrin. Coproporphyrin elevation without concomitant PBG elevation should not be used as the basis for the diagnosis of porphyria but may warrant follow-up testing with fecal porphyrin analysis. | 1. Tortorelli S, Kloke K, Raymond K. Disorders of porphyrin metabolism. In: Dietzen DJ, Bennett MJ, Wong EDD, eds. Biochemical and Molecular Basis of Pediatric Disease. 4th ed. AACC Press; 2010:307-324 2. Nuttall KL, Klee GG. Analytes of hemoglobin metabolism-porphyrins, iron, and bilirubin. In: Burtis CA, Ashwood ER, eds. Tietz Textbook of Clinical Chemistry. 5th ed. WB Saunders Company; 2001:584-607 3. Anderson KE, Sassa S, Bishop DF, Desnick RJ. Disorders of heme biosynthesis: X-Linked sideroblastic anemia and the porphyrias. In: Valle DL, Antonarakis S, Ballabio A, Beaudet AL, Mitchell GA, eds. The Online Metabolic and Molecular Bases of Inherited Disease. McGraw-Hill; 2019. Accessed September 6, 2024. Available at https://ommbid.mhmedical.com/content.aspx?sectionid=225540906&bookid=2709 4. Weiss Y, Chen B, Yasuda M, Nazarenko I, Anderson KE, Desnick RJ. Porphyria cutanea tarda and hepatoerythropoietic porphyria: Identification of 19 novel uroporphyrinogen III decarboxylase mutations. Mol Genet Metab. 2019;128(3):363-366. doi:10.1016/j.ymgme.2018.11.013 | An aliquot of urine is acidified and mesoporphyrin is added as an injection marker. Porphyrins in the acidified urine are separated by high-performance liquid chromatography, and the eluted porphyrins are quantified by comparison of their fluorescence intensity to that of known porphyrin standards.(Ford RE, Ou CN, Ellefson RD. Liquid chromatographic analysis for urinary porphyrins. Clin Chem. 1981;27[3]:397-401; de Andrade VL, Mateus ML, Aschner M, Dos Santos AM. Assessment of occupational exposures to multiple metals with urinary porphyrin profiles. J Integr OMICS. 2018;8(1):216. doi:10.5584/jiomics.v8i1.216) Porphobilinogen (PBG) in urine is quantified by liquid chromatography tandem mass spectrometry after addition of stable isotope-labeled PBG internal standard and solid-phase extraction.(Ford RE, Magera MJ, Kloke KM, et al. Quantitative measurement of porphobilinogen in urine by stable-isotope dilution liquid chromatography-tandem mass spectrometry. Clin Chem. 2001;47[9]:1627-1632; Louleb M, Galvan I, Latrous L, et al. Detection of porphyrins in hair using capillary liquid chromatography-mass spectrometry. Int J Mol Sci. 2022;23[11]:6230. | 2 to 4 days | 1 week | This test was developed and its performance characteristics determined by Mayo Clinic in a manner consistent with CLIA requirements. It has not been cleared or approved by the US Food and Drug Administration. | 84110-Porphobilinogen, quantitative84120-Porphyrins, quantitation and fractionation | Porphyrins, QN, U | 43116-3 | 23403 | Interpretation | 59462-2
PQNRU | Porphyrins, Quantitative, Random, Urine | Preferred test to begin assessment for congenital erythropoietic porphyria and porphyria cutanea tarda and during symptomatic periods for acute intermittent porphyria, hereditary coproporphyria, and variegate porphyria when specimen transportwill not exceed 72 hours | High-Performance Liquid Chromatography (HPLC) with Fluorometric Detection/Liquid Chromatography Tandem Mass Spectrometry (LC-MS/MS) | Yes | Porphyrins, QN, Random, U | The following algorithms are available: | Patient Preparation:Patientshould notconsume any alcohol for the 24 hours before specimen collection. Supplies:Urine Container - Amber, 60 mL (T596) Container/Tube:Amber, 60-mL urine container Specimen Volume:20 to 50 mL Collection Instructions:Collect a random urine specimen. | 15 mL | The porphyrias are a group of inherited disorders resulting from enzyme defects inthe heme biosynthetic pathway. Depending on the specific enzyme involved, various porphyrins and their precursors accumulate in different specimen types. The patterns of porphyrin accumulation in erythrocytes and plasma and excretion of the heme precursors in urine and feces allow for the detection and differentiation of the porphyrias. The porphyrias are typically classified as erythropoietic or hepatic based upon the primary site of the enzyme defect. In addition, hepatic porphyrias can be further classified as chronic or acute, based on their clinical presentation. The primary acute hepatic porphyrias: acute intermittent porphyria (AIP), hereditary coproporphyria (HCP), and variegate porphyria (VP), are associated with neurovisceral symptoms that typically onset during puberty or later. Common symptoms include severe abdominal pain, peripheral neuropathy, and psychiatric symptoms. Crises may be precipitated by a broad range of medications (including barbiturates and sulfa drugs), alcohol, infection, starvation, heavy metals, and hormonal changes. Photosensitivity is not associated with AIP but may be present in HCP and VP. Cutaneous photosensitivity is associated with the chronic hepatic porphyrias: porphyria cutanea tarda (PCT) and the erythropoietic porphyrias; erythropoietic protoporphyria (EPP), X-linked dominant protoporphyria (XLDPP), and congenital erythropoietic porphyria (CEP). Although genetic in nature, environmental factors may exacerbate symptoms, significantly impacting the severity and course of disease. CEP is an erythropoietic porphyria caused by uroporphyrinogen III synthase deficiency. Symptoms typically present in early infancy with red-brown staining of diapers, severe cutaneous photosensitivity with fluid-filled bullae and vesicles. Other common symptoms may include thickening of the skin, hypo- and hyperpigmentation, hypertrichosis, cutaneous scarring, and deformities of the fingers, eyelids, lips, nose, and ears. A few milder adult-onset cases have been documented as well as cases that are secondary to myeloid malignancies. PCT is the most common form of porphyria and caused by hepatic inhibition of the enzyme uroporphyrinogen decarboxylase (UROD). It is most often sporadic (acquired), but in about 20% of cases, a heterozygous variant inURODincreases the susceptibility to disease. The most prominent clinical characteristics are cutaneous photosensitivity and scarring on sun-exposed surfaces. Patients experience chronic blistering lesions resulting from mild trauma to sun-exposed areas. These fluid-filled vesicles rupture easily, become crusted, and heal slowly. Secondary infections can cause areas of hypo- or hyperpigmentation or sclerodermatous changes and may result in the development of alopecia at sites of repeated skin damage. Liver disease is common in patients with PCT as evidenced by abnormal liver function tests and with 30% to 40% of patients developing cirrhosis. In addition, there is an increased risk of hepatocellular carcinoma. Hepatoerythropoietic porphyria (HEP) is a rare autosomal recessive form of porphyria caused by homozygous or compound heterozygous variants inUROD.It typically presents in early childhood with both erythropoietic and cutaneous manifestations and is similar to what is seen in CEP. Urinary porphyrin determination is helpful in the diagnosis of most porphyrias including CEP, PCT, AIP, HCP, and VP. In addition, measurement of porphobilinogen (PBG) in urine is important in establishing the diagnosis of the acute neurologic porphyrias (AIP, HCP and VP). Neither urine porphyrins nor PBG is helpful in evaluating patients suspected of having EPP or XLDPP. Of note, porphyrinuria may result from exposure to certain drugs and toxins or other medical conditions (ie, hereditary tyrosinemia type I). Heavy metals, halogenated solvents, various drugs, insecticides, and herbicides can interfere with heme production and cause "intoxication porphyria." Chemically, the intoxication porphyrias are characterized by increased excretion of, uroporphyrin and/or coproporphyrin in urine. The workup of patients with a suspected porphyria is most effective when following a stepwise approach. SeePorphyria (Acute) Testing AlgorithmandPorphyria (Cutaneous) Testing Algorithmor call 800-533-1710 to discuss testing strategies. | Uroporphyrins, Octacarboxyl: < or =30 nmol/L Heptacarboxylporphyrins: < or =7 nmol/L Hexacarboxylporphyrins: < or =2 nmol/L Pentacarboxyporphyrins: < or =5 nmol/L Copropprphyrin, Tetracboxyl: < or =110 nmol/L Porphobilinogen: < or =1.3 mcmol/L | Abnormal results are reported with a detailed interpretation which may include an overview of the results and their significance, a correlation to available clinical information provided with the specimen, differential diagnosis, and recommendations for additional testing when indicated and available. | This test is not appropriate for the diagnosis of conjugated or unconjugated hyperbilirubinemia syndromes such as Dubin Johnson syndrome or Rotor syndrome. Porphobilinogen (PBG) and porphyrins are susceptible to degradation at high temperature, at pH below 5.0, and exposure to light. Neither erythropoietic protoporphyria nor X-linked dominant protoporphyria are detected utilizing urine porphyrins and PBG measurements. Ethanol and a variety of medications are known to interfere with heme synthesis leading to elevations in urine porphyrins, particularly coproporphyrin. Coproporphyrin elevation without concomitant PBG elevation should not be used as the basis for the diagnosis of porphyria but may warrant follow-up testing with fecal porphyrin analysis. | 1. Tortorelli S, Kloke K, Raymond K. Disorders of porphyrin metabolism. In: Dietzen DJ, Bennett MJ, Wong EDD, eds. Biochemical and Molecular Basis of Pediatric Disease. 4th ed. AACC Press; 2010:307-324 2. Nuttall KL, Klee GG. Analytes of hemoglobin metabolism-porphyrins, iron, and bilirubin. In: Burtis CA, Ashwood ER, eds. Tietz Textbook of Clinical Chemistry. 5th ed. WB Saunders Company; 2001:584-607 3. Anderson KE, Sassa S, Bishop DF, Desnick RJ. Disorders of heme biosynthesis: X-Linked sideroblastic anemia and the porphyrias. In: Valle DL, Antonarakis S, Ballabio A, Beaudet AL, Mitchell GA, eds. The Online Metabolic and Molecular Bases of Inherited Disease. McGraw-Hill; 2019. Accessed September 6, 2024. Available at https://ommbid.mhmedical.com/content.aspx?sectionid=225540906&bookid=2709 4. Weiss Y, Chen B, Yasuda M, Nazarenko I, Anderson KE, Desnick RJ. Porphyria cutanea tarda and hepatoerythropoietic porphyria: Identification of 19 novel uroporphyrinogen III decarboxylase mutations. Mol Genet Metab. 2019;128(3):363-366. doi:10.1016/j.ymgme.2018.11.013 | An aliquot of urine is acidified and mesoporphyrin is added as an injection marker. Porphyrins in the acidified urine are separated by high-performance liquid chromatography, and the eluted porphyrins are quantified by comparison of their fluorescence intensity to that of known porphyrin standards.(Ford RE, Ou CN, Ellefson RD. Liquid chromatographic analysis for urinary porphyrins. Clin Chem. 1981;27[3]:397-401; de Andrade VL, Mateus ML, Aschner M, Dos Santos AM. Assessment of occupational exposures to multiple metals with urinary porphyrin profiles. J Integr OMICS. 2018;8(1):216. doi:10.5584/jiomics.v8i1.216) Porphobilinogen in urine is quantified by liquid chromatography tandem mass spectrometry after addition of stable isotope-labeled PBG internal standard and solid-phase extraction.(Ford RE, Magera MJ, Kloke KM, et al. Quantitative measurement of porphobilinogen in urine by stable-isotope dilution liquid chromatography-tandem mass spectrometry. Clin Chem. 2001;47[9]:1627-1632; Louleb M, Galvan I, Latrous L, et al. Detection of porphyrins in hair using capillary liquid chromatography-mass spectrometry. Int J Mol Sci. 2022;23[11]:6230. doi:10.3390/ijms23116230) | 2 to 4 days | 1 week | This test was developed and its performance characteristics determined by Mayo Clinic in a manner consistent with CLIA requirements. It has not been cleared or approved by the US Food and Drug Administration. | 84110-Porphobilinogen, quantitative84120-Porphyrins, quantitation and fractionation | Porphyrins, QN, Random, U | 93707-8 | 32338 | Interpretation | 49291-8
PTP | Porphyrins, Total, Plasma | Monitoring treatment of patients with porphyria cutanea tarda | PTP: Extraction and Scanning Spectrofluorometry PFP: High-Performance Liquid Chromatography (HPLC) | Yes | Porphyrins, Total, P | If total porphyrins are above 1.0 mcg/dL, then porphyrin fractionation will be performed at an additional charge. | Patient Preparation:Patientmust notconsume any alcohol for 24 hours before specimen collection. Supplies:Amber Frosted Tube, 5 mL (T915) Collection Container/Tube: Preferred:Green top (sodium or lithium heparin) Acceptable:Lavender top (EDTA) Submission Container/Tube:Amber vial Specimen Volume:3 mL Collection Instructions: 1. Centrifuge specimen and aliquot plasma into amber vial. 2. Send plasma frozen. | 1 mL | The porphyrias are a group of inherited disorders resulting from enzyme defects in the heme biosynthetic pathway. These enzyme defects cause various porphyrins and their precursors to accumulate in different specimen types. The detection and differentiation of the porphyrias is through evaluation of the patterns of porphyrin accumulation observed in erythrocytes and plasma and of the heme precursors excreted in urine and feces. The porphyrias are typically classified as erythropoietic or hepatic based upon the primary site of the enzyme defect. In addition, hepatic porphyrias can be further classified as chronic or acute, based on their clinical presentation. The primary acute hepatic porphyrias, acute intermittent porphyria (AIP), hereditary coproporphyria (HCP), and variegate porphyria (VP), are associated with neurovisceral symptoms that typically onset during puberty or later. Common symptoms include severe abdominal pain, peripheral neuropathy, and psychiatric symptoms. A broad range of medications (including barbiturates and sulfa drugs), alcohol, infection, starvation, heavy metals, and hormonal changes may precipitate crises. Photosensitivity is not associated with AIP but may occur in HCP and VP. Cutaneous photosensitivity is associated with the chronic hepatic porphyria, porphyria cutanea tarda (PCT), and the erythropoietic porphyrias including erythropoietic protoporphyria (EPP), X-linked dominant protoporphyria (XLDPP), and congenital erythropoietic porphyria (CEP). Although genetic in nature, environmental factors may exacerbate symptoms, significantly impacting the severity and course of disease. Congenital erythropoietic porphyria is an erythropoietic porphyria caused by uroporphyrinogen III synthase deficiency. Symptoms typically present in early infancy with red-brown staining of diapers, severe cutaneous photosensitivity with fluid-filled bullae and vesicles. Other common symptoms may include thickening of the skin, hypo- and hyperpigmentation, hypertrichosis, cutaneous scarring, and deformities of the fingers, eyelids, lips, nose, and ears. A few milder adult-onset cases have been documented as well as cases that are secondary to myeloid malignancies. Porphyria cutanea tarda is the most common form of porphyria and caused by hepatic inhibition of the enzyme uroporphyrinogen decarboxylase (UROD). It is most often sporadic (acquired), but in about 20% of cases, a heterozygous variant inURODincreases the susceptibility to disease. The most prominent clinical characteristics are cutaneous photosensitivity and scarring on sun-exposed surfaces. Patients experience chronic blistering lesions; fluid filled vesicles that rupture easily become crusted and heal slowly, which result from mild trauma to sun-exposed areas. Secondary infections can cause areas of hypo- or hyperpigmentation or sclerodermatous changes and alopecia following repeated skin damage. Liver disease is common as evidenced by abnormal liver function tests, and 30% to 40% of patients with PCT develop cirrhosis. In addition, there is an increased risk of hepatocellular carcinoma. Hepatoerythropoietic porphyria is a rare autosomal recessive form of porphyria caused by homozygous or compound heterozygous variants inUROD.It typically presents in early childhood with both erythropoietic and cutaneous manifestations and is similar to what is seen in CEP. Clinical presentation of EPP and XLDPP is identical with onset of symptoms typically occurring in childhood. Cutaneous photosensitivity in sun-exposed areas of the skin generally worsens in the spring and summer months. Common symptoms may include itching, edema, erythema, stinging or burning sensations, and occasionally scarring of the skin in sun-exposed areas. Plasma porphyrins are most appropriate for monitoring treatment of PCT. Although analysis in plasma is not recommended for diagnosis, increases in plasma porphyrin concentrations are observed in the cutaneous porphyrias and may be elevated during acute episodes of AIP, VP, and HCP. In addition, persons in chronic kidney failure who develop bullous dermatosis similar to that associated with PCT may have increased plasma porphyrins. The workup of patients with a suspected porphyria is most effective when following a stepwise approach. The following algorithms are available or call 800-533-1710 to discuss testing strategies: -Porphyria (Acute) Testing Algorithm -Porphyria (Cutaneous) Testing Algorithm | < or =1.0 mcg/dL | Abnormal results are reported with a detailed interpretation that may include an overview of the results and their significance, a correlation to available clinical information provided with the specimen, differential diagnosis, recommendations for additional testing when indicated and available, and a phone number to reach one of the laboratory directors in case the referring physician has additional questions. | Plasma porphyrins, especially protoporphyrin, are extremely sensitive to light and may degrade to normal levels if not handled properly. | 1. Tortorelli S, Kloke K, Raymond K. Disorders of porphyrin metabolism. In: Dietzen DJ, Bennett MJ, Wong EDD, eds. Biochemical and Molecular Basis of Pediatric Disease. 4th ed. AACC Press; 2010:307-324 2. Anderson KE, Sassa S, Bishop DF, Desnick RJ. Disorders of heme biosynthesis: X-Linked sideroblastic anemia and the porphyrias. In: Valle DL, Antonarakis S, Ballabio A, Beaudet AL, Mitchell GA, eds. The Online Metabolic and Molecular Bases of Inherited Disease. McGraw-Hill; 2019. Accessed September 6, 2024. Available at https://ommbid.mhmedical.com/content.aspx?sectionid=225540906&bookid=2709 3. Weiss Y, Chen B, Yasuda M, Nazarenko I, Anderson KE, Desnick RJ. Porphyria cutanea tarda and hepatoerythropoietic porphyria: Identification of 19 novel uroporphyrinogen III decarboxylase mutations. Mol Genet Metab. 2019;128(3):363-366. doi:10.1016/j.ymgme.2018.11.013 4. Phillips JD. Heme biosynthesis and the porphyrias. Mol Genet Metab. 2019;128(3):164-177. doi:10.1016/j.ymgme.2019.04.008 | The plasma porphyrins profile is performed as a 2-step analysis. First, the total plasma porphyrins concentration is determined by extracting the porphyrins from plasma with a mixture of ethyl acetate and acetic acid. The porphyrins are then back extracted into dilute hydrochloric acid. Total porphyrins are quantified on this extract via scanning spectrofluorometry. If the total plasma porphyrin concentration is elevated, the extract is submitted for high-performance liquid chromatography analysis, whereby the individual porphyrin analytes are separated by differential partitioning between a stationary aliphatic surface and a moving aqueous buffer solution. As the porphyrins emerge separately from the column, the quantity of each is monitored with a fluorescence detector.(Unpublished Mayo method) | 2 to 4 days | 14 days | This test was developed and its performance characteristics determined by Mayo Clinic in a manner consistent with CLIA requirements. It has not been cleared or approved by the US Food and Drug Administration. | 84311-Porphyrins, total82542-Porphyrins, fractionation (if appropriate) | Porphyrins, Total, P | 2815-9 | 33869 | Interpretation | 59462-2
FPPOS | Posaconazole Susceptibility Testing |  | CLSI Broth dilution | Yes | Posaconazole (POS) Susceptibility | Varies | Container/Tube:Agar slant or other appropriate media Specimen Volume:Organism in pure culture Complete and submit with specimen: 1. Fungus Test Lab Request Form Collection Instructions: 1. Organism must be in pure culture, actively growing. 2. Place specimen in a large infectious container (T146) and label as etiologic agent/infectious substance. | [7 empty] | 7 to 21 days |  |  | 87999 - Unlisted Microbiology Procedure (Refer to patient report to apply the appropriate CPT code in place of this unlisted CPT code based on specimen organism.)87188 - mould - MIC microdilution or agar dilution (if appropriate)87186 - yeast - MIC microdilution or agar dilution (if appropriate) | Posaconazole (POS) Susceptibility | Not Provided | FPPOS | Posaconazole (POS) Susceptibility | Not Provided
POSA | Posaconazole, Serum | Monitoring posaconazole therapy | Liquid Chromatography-Tandem Mass Spectrometry (LC-MS/MS) | Yes | Posaconazole, S | Serum Red | Supplies:Sarstedt Aliquot Tube, 5 mL (T914) Collection Container/Tube:Red top (serum gel/SST arenotacceptable) Submission Container/Tube:Plastic vial Specimen Volume:2 mL Collection Instructions:Within 2 hours of collection, centrifuge, and aliquot serum into plastic vial. | 0.6 mL | Posaconazole interferes with fungal cytochrome P450 (CYP) lanosterol-14 alpha demethylase activity, thereby decreasing synthesis of ergosterol, the principal sterol in fungal cell membrane, and inhibiting fungal cell membrane formation.(1,2) Posaconazole has been approved for prophylaxis of invasiveAspergillusandCandidainfections in severely immunocompromised patients (eg, hematopoietic stem cell transplant recipients with graft-versus-host disease [GVHD] or those with prolonged neutropenia secondary to chemotherapy for hematologic malignancies) and treatment of oropharyngeal candidiasis (including patients refractory to itraconazole or fluconazole).(1,3) It also is approved for ocular administration (drug monitoring not required for this use). Posaconazole has a variable absorption. Food and liquid nutritional supplements increase absorption, and fasting states do not provide sufficient absorption to ensure adequate plasma concentrations.(4,5) The drug has a high volume of distribution (Vd=465-1774 L) and is highly protein bound (> or =97%), predominantly to albumin.(1,3) The drug does not undergo significant metabolism; approximately 15% to 17% undergoes non-CYP-mediated metabolism, primarily via hepatic glucuronidation into metabolites.(1) The half-life elimination is approximately 35 hours (range: 20-66 hours); steady state is achieved after about 5 to 7 days. Time to maximum concentration is approximately 3 to 5 hours, but due to the highly variable absorption, trough level monitoring is recommended. Therapeutic drug monitoring should be considered in the following situations: -To document optimal absorption when used for prophylaxis or active treatment of a fungal infection Consider rechecking a level even if initial level was in the goal range if the patient: -Is unable to meet optimal nutritional intake -Is receiving continuous tube feeding -Is receiving a proton pump inhibitor (decreased posaconazole levels in some studies) -Has mucositis, diarrhea, vomiting, GVHD, or other reason that the drug may not be absorbed well | >700 ng/mL (trough) | Levels greater than 700 ng/mL (0.7 mcg/mL) have been suggested for prophylaxis. Levels greater than or equal to 1250 ng/mL (1.25 mcg/mL) were shown to be optimal in a salvage trial for treatment of invasiveAspergillusinfections. A toxic range has not been established. | No significant cautionary statements | 1. Noxafil (posaconazole). Package insert: Schering Corporation; 2006 2. Goodman and Gilman's: The Pharmacological Basis of Therapeutics. 10th ed. McGraw-Hill Professional; 2001 3. Physicians' Desk Reference (PDR). 61st ed. Thomson PDR; 2007 4. Courtney R, Wexler D, Radwanski E, Lim J, Laughlin M. Effect of food on the relative bioavailability of two oral formulations of posaconazole in healthy adults. Br J Clin Pharmacol. 2004;57(2):218-222. doi:10.1046/j.1365-2125.2003.01977.x 5. Courtney R, Radwanski E, Lim J, Laughlin M. Pharmacokinetics of posaconazole coadministered with antacid in fasting or nonfasting healthy men. Antimicrob Agents Chemother. 2004;48(3):804-808. doi:10.1128/AAC.48.3.804-808.2004 6. Milone MC, Shaw LM: Therapeutic drugs and their management. In: Rifai N, Chiu RWK, Young I, Burnham CAD, Wittwer CT, eds. Tietz Textbook of Laboratory Medicine. 7th ed.Elsevier; 2023:420-453 | Posaconazole is extracted by mixing serum samples with acetonitrile to precipitate proteins. The supernatant is removed and analyzed by a liquid chromatography tandem mass spectrometry method.(Unpublished Mayo method) | 2 to 5 days | 2 weeks | This test was developed and its performance characteristics determined by Mayo Clinic in a manner consistent with CLIA requirements. It has not been cleared or approved by the US Food and Drug Administration. | 80187 | Posaconazole, S | 53731-6 | 89591 | Posaconazole, S | 53731-6
POSV | Post Vasectomy Check, Semen | Determining absence or presence ofsperm postvasectomy | Manual | No | Post Vasectomy Check, Semen | Semen | Patient Preparation:Patient should have 2 to 7 days of sexual abstinence at the time of semen collection for accurate results. Container/Tube:Semen Analysis Kit (T178) Specimen Volume:Total ejaculate | See Specimen Required | Following a vasectomy, sperm may be found in the semen for 6 weeks to 3 months or longer. Regular ejaculation (every 3-4 days) may eliminate sperm from the reproductive tract more quickly. To check for the absence of sperm, semen should be evaluated for the presence of sperm 3 months postvasectomy and after a minimum of 20 ejaculations. Because the sperm count may be very low, the semen is centrifuged for concentration purposes. A negative result from 1 well-mixed postvasectomy semen specimen generally indicates that the use of contraception is no longer necessary. Occasional cases have been reported where postvasectomy semen analysis shows intermittent presence of rare nonmotile sperm in the semen.(1) | Zero sperm seen | Patients may stop using other methods of contraception when examination of 1 well-mixed postvasectomy semen specimen shows azoospermia or rare nonmotile sperm (RNMS) (< or = 100,000 nonmotile sperm/mL). The risk of pregnancy after vasectomy is approximately 1 in 2000 for men who have postvasectomy azoospermia or postvasectomy semen analysis (PVSA) showing RNMS.(1) If >100,000 nonmotile sperm/mL persist beyond 6 months after vasectomy, then trends of serial PVSAs and clinical judgment should be used to decide whether the vasectomy is a failure and whether repeat vasectomy should be considered.(1) Vasectomy should be considered a failure if any motile sperm are seen on PVSA at 6 months after vasectomy, in which case repeat vasectomy should be considered. | No significant cautionary statements | 1. Sharlip ID, Belker AM, Honig S et al; American Urological Association: Vasectomy: AUA guideline. J Urol. 2012 Dec;188(6 Suppl):2482-2491. doi: 10.1016/j.juro.2012.09.080 2. WHO laboratory manual for the examination and processing of human semen. 5th ed. WHO Press; 2010 3. WHO laboratory manual for the examination and processing of human semen. 6th ed. World Health Organization; 2021 | Seminal fluid is examined microscopically for sperm. Specimen is centrifuged if no sperm are seen and re-examined for the presence or absence of sperm. If sperm are present, the number and motility are assessed and reported.(Keel BA, Webster BW: CRC Handbook of the Laboratory Diagnosis and Treatment of Infertility. Boca Raton, FL, CRC Press, 1990) | 1 day | Not retained | This test has been cleared, approved, or is exempt by the US Food and Drug Administration and is used per manufacturer's instructions. Performance characteristics were verified by Mayo Clinic in a manner consistent with CLIA requirements. | 89321 | Post Vasectomy Check, Semen | 50677-4 | CMMT4 | Comment | 48767-8
PMAOG | Postmortem Aortopathy Gene Panel, Tissue | Providing a comprehensive postmortem genetic evaluation in the setting of a sudden death attributed to thoracic aortic dissection or with a personal or family history suggestive of Marfan syndrome, Loeys-Dietz syndrome, thoracic aortic aneurysm and dissections, vascular Ehlers-Danlos syndrome, or a related condition Identifying a disease-causing variant in the decedent, which may assist with risk assessment and predictive testing of at-risk family members | Sequence Capture and Targeted Next-Generation Sequencing (NGS) | Yes | Postmortem Aortopathy Gene Panel | Varies | Specimen Type:Tissue block Collection Instructions:Submit a formalin-fixed, paraffin-embedded tissue block Additional Information:Testing will be attempted on blocks of any age but may be canceled if adequate DNA concentration cannot be obtained. | See Specimen Required | Sudden cardiac death (SCD) is estimated to occur at an incidence of between 50 to 100 per 100,000 individuals in North America and Europe each year, claiming between 250,000 and 450,000 lives in the United States annually. In younger individuals (15-35 years of age), the incidence of SCD is between 1 to 2 per 100,000 young individuals. Sudden cardiac death, particularly in young individuals, may suggest an inherited form of heart disease. In some cases of sudden death, autopsy may identify a structural abnormality, such as aortic aneurysm or dissection. Postmortem diagnosis of a hereditary form of aortic aneurysm/dissection may assist in confirmation of the cause of death, as well as risk assessment in living family members. Inherited forms of aortic disease, or aortopathies, may be associated with isolated thoracic aortic aneurysms and dissections or conditions with multi-system involvement. This gene panel includes genes for multiple conditions that may have aortopathy as a feature, including Marfan syndrome, Loeys-Dietz syndrome, Ehlers-Danlos syndrome, arterial tortuosity syndrome, and heritable thoracic aortic disease (also known as familial thoracic aortic aneurysm/dissection: FTAAD). Other heritable conditions with overlapping clinical presentations are also covered by this panel. Confirming a genetic diagnosis in the setting of aortopathy may aid in differentiating the genetic etiology of complex or ambiguous clinical presentations, treatment decisions, and genetic counseling. Marfan syndrome (MFS) is an autosomal dominant genetic disorder affecting the connective tissue that occurs in approximately 1 to 2 per 10,000 individuals. It is characterized by the presence of skeletal, ocular, and cardiovascular manifestations and is caused by variants in theFBN1gene. Skeletal findings may include tall stature, chest wall deformity, scoliosis, and joint hypermobility. Lens dislocation (ectopia lentis) is the cardinal ocular feature with mitral valve prolapse and aortic root dilatation/dissection the main cardiovascular features.(1) Loeys-Dietz syndrome (LDS) is an autosomal dominant connective tissue disease with significant overlap with Marfan syndrome but may include involvement of other organ systems and is primarily caused by variants inTGFBR1andTGFBR2.(2,3) Features of LDS that are not typical of MFS include craniofacial and neurodevelopmental abnormalities and arterial tortuosity with increased risk for aneurysm and dissection throughout the arterial tree. Variants in theSMAD3gene have been reported in families with an LDS-like phenotype with arterial aneurysms and tortuosity and early onset osteoarthritis. Variants in theTGFB3gene have also been reported in families with an LDS-like phenotype, although these individuals tended to not have arterial tortuosity. FTAAD is a genetic condition primarily involving dilatation and dissection of the thoracic aorta but may also include aneurysm and dissection of other arteries. This condition has a highly variable age of onset and presentation and may involve additional features, such as congenital heart defects and other features of connective tissue disease or smooth muscle abnormalities depending on the causative gene. The gene most commonly involved in FTAAD isACTA2.(4,5) Vascular Ehlers-Danlos syndrome (also known as vEDS or EDS IV) is an autosomal dominant connective tissue disease caused by variants in theCOL3A1gene. vEDS may present with characteristic facial features, thin, translucent skin, easy bruising, and arterial, intestinal, and uterine fragility. Arterial rupture may be preceded by aneurysm or dissection or may occur spontaneously.(6) Classic Ehlers-Danlos syndrome types I and II (also known as cEDS) are caused by variants in theCOL5A1andCOL5A2genes and may develop aortic root dilation and, more rarely, spontaneous vessel rupture. Vascular fragility has also been demonstrated in a rare form of cEDS (known as COL1A1-cEDS, classic-like EDS syndrome with propensity to arterial rupture, or vascular-like EDS) due to variants in theCOL1A1gene.(7) Other genes included on this panel cause conditions with clinical overlap with those above. Examples include genes associated with rare, autosomal recessive forms of Ehlers-Danlos syndrome, theFLNAgene associated with periventricular nodular heterotopia, theFBN2gene associated with congenital contractural arachnodactyly, theSLC2A10gene associated with autosomal recessive arterial tortuosity syndrome, and theNOTCH1gene associated with aortic valve disease and severe valve calcification. Currently, expert consensus indicatesNOTCH1variants may be predictive of thoracic aortic enlargement without evidence of progression to aortic dissection.(8-12) | An interpretive report will be provided. | All detected variants are evaluated according to American College of Medical Genetics and Genomics recommendations.(13) Variants are classified based on known, predicted, or possible pathogenicity and reported with interpretive comments detailing their potential or known significance. | Clinical Correlations: Test results should be interpreted in the context of clinical findings, family history, and other laboratory data. Misinterpretation of results may occur if the information provided is inaccurate or incomplete. If testing was performed because of a clinically significant family history, it is often useful to first test an affected family member. Detection of a reportable variant in an affected family member would allow for more informative testing of at-risk individuals. To discuss the availability of additional testing options or for assistance in the interpretation of these results, contact Mayo Clinic Laboratories genetic counselors at 800-533-1710. Technical Limitations: Next-generation sequencing (NGS) may not detect all types of genomic variants. In rare cases, false-negative or false-positive results may occur. The depth of coverage may be variable for some target regions but assay performance below the minimum acceptable criteria or for failed regions will be noted. Given these limitations, negative results do not rule out the diagnosis of a genetic disorder. If a specific clinical disorder is suspected, evaluation by alternative methods can be considered. There may be regions of genes that cannot be effectively evaluated by sequencing as a result of technical limitations of the assay, including regions of homology, high guanine-cytosine (GC) content, and repetitive sequences. Confirmation of NGS results by Sanger sequencing is typically not performed for this test. Deletions-insertions (delins) of 40 or more base pairs, including mobile element insertions, may be less reliably detected than smaller delins. Deletion/duplication analysis is not performed due to technical limitations of the formalin-fixed paraffin-embedded specimen type. This test is not designed to detect low levels of mosaicism or to differentiate between somatic and germline variants. If there is a possibility that any detected variant is somatic, additional testing may be necessary to clarify the significance of results. Genes may be added or removed based on updated clinical relevance. For detailed information regarding gene specific performance and technical limitations, see Method Description or contact a laboratory genetic counselor. Reclassification of Variants: Currently, it is not standard practice for the laboratory to systematically review previously classified variants on a regular basis. The laboratory encourages healthcare providers to contact the laboratory at any time to learn how the classification of a particular variant may have changed over time. Due to broadening genetic knowledge, it is possible that the laboratory may discover new information of relevance to the patient. Should that occur, the laboratory may issue an amended report. Variant Evaluation: Evaluation and categorization of variants are performed using published American College of Medical Genetics and Genomics and the Association for Molecular Pathology recommendations as a guideline.(13) Other gene-specific guidelines may also be considered. Variants are classified based on known, predicted, or possible pathogenicity and reported with interpretive comments detailing their potential or known significance. Variants classified as benign or likely benign are not reported. Multiple in silico evaluation tools may be used to assist in the interpretation of these results. The accuracy of predictions made by in silico evaluation tools is highly dependent upon the data available for a given gene, and periodic updates to these tools may cause predictions to change over time. Results from in silico evaluation tools should be interpreted with caution and professional clinical judgment. Rarely, incidental or secondary findings may implicate another predisposition or presence of active disease. Incidental findings may include, but are not limited to, results related to the sex chromosomes. These findings will be carefully reviewed to determine whether they will be reported. | 1. Loeys BL, Dietz HC, Braverman AC, et al. The revised Ghent nosology for the Marfan syndrome. J Med Genet. 2010;47(7):476-485 2. Loeys BL, Schwarze U, Holm T, et al. Aneurysm syndromes caused by mutations in the TGF-beta receptor. N Engl J Med. 2006;355(8):788-798 3. Loeys BL, Chen J, Neptune ER, et al. A syndrome of altered cardiovascular, craniofacial, neurocognitive and skeletal development caused by mutations in TGFBR1 or TGFBR2. Nat Genet. 2005;37(3):275-281 4. Milewicz DM, Regalado E. Heritable thoracic aortic disease overview. In: Adam MP, Mirzaa, GM, Pagon RA, et al, eds. GeneReviews [Internet]. University of Washington, Seattle; 2003. Updated May 4, 2023. Accessed August 30, 2023. Available at www.ncbi.nlm.nih.gov/books/NBK1120/ 5. Guo DC, Pannu H, Tran-Fadulu V, et al. Mutations in smooth muscle a-actin (ACTA2) lead to thoracic aortic aneurysms and dissections. Nat Genet. 2007;39(12):1488-1493 6. Pepin M, Schwarze U, Superti-Furga A, Byers PH. Clinical and genetic features of Ehlers-Danlos syndrome type IV, The vascular type. N Engl J Med. 2000;342(10):673-680 7. Malfait F, Wenstrup R, Paepe AD. Classic Ehlers-Danlos syndrome. In: Adam MP, Mirzaa GM, Pagon RA, et al, eds. GeneReviews [Internet]. University of Washington, Seattle; 1993-2023. Updated July 26, 2018. Accessed August 30, 2023. Available at www.ncbi.nlm.nih.gov/books/NBK1244/ 8. Chen MH, Walsh CA. FLNA deficiency. In: Adam MP, Mirzaa GM, Pagon RA, et al, eds. GeneReviews [Internet]. University of Washington, Seattle; 2002. Updated September 30, 2021. Accessed August 30, 2023. Available at www.ncbi.nlm.nih.gov/books/NBK1213/ 9. Callewaert B. Congenital contractural arachnodactyly. In: Adam MP, Mirzaa GM, Pagon RA, et al, eds. GeneReviews [Internet]. University of Washington, Seattle; 2001. Updated July 14, 2022. Accessed August 30, 2023. Available at www.ncbi.nlm.nih.gov/books/NBK1386/ 10. Sacharow SJ, Picker JD, Levy HL. Homocystinuria caused by cystathionine beta-synthase deficiency. In: Adam MP, Mirzaa GM, Pagon RA, et al, eds. GeneReviews [Internet]. University of Washington, Seattle; 2004. Updated May 18, 2017. Accessed August 30, 2023. Available at www.ncbi.nlm.nih.gov/books/NBK1524/ 11. Coucke PJ, Willaert A, Wessels MW, et al. Mutations in the facilitative glucose transporter GLUT10 alter angiogenesis and cause arterial tortuosity syndrome. Nat Genet. 2006;38(4):452-457 12. Clinical Genome Resource: Gene-Disease Validity Classification Summary for NOTCH1-familial thoracic aortic aneurysm and aortic dissection. ClinGen; 2023. Accessed August 30, 2023. Available at https://search.clinicalgenome.org/kb/gene-validity/CGGCIEX:assertion_8269 13. Richards S, Aziz N, Bale S, et al. Standards and guidelines for the interpretation of sequence variants: a joint consensus recommendation of the American College of Medical Genetics and Genomics and the Association for Molecular Pathology. Genet Med 2015;17(5):405-424 14. Fishman GI, Chugh SS, DiMarco JP, et al. Sudden cardiac death prediction and prevention: report from the National Heart, Lung and Blood Institute and Heart Rhythm Society Workshop. Circulation. 2010;122(22):2335-2348 15. Semsarian C, Ingles J. Molecular autopsy in victims of inherited arrhythmias. J Arrhythm. 2016;32(5):359-365 16. Stattin EL, Westin IM, Cederquist K, et al. Genetic screening in sudden cardiac death in the young can save future lives. Int J Legal Med. 2016;130(1):59-66 | Next-generation sequencing (NGS) is performed to test for the presence of variants in coding regions and intron/exon boundaries of the genes analyzed, as well as some other regions that have known disease-causing variants. The human genome reference GRCh37/hg19 build was used for sequence read alignment. At least 99% of the bases are covered at a read depth over 20X. Sensitivity is estimated at above 99% for single nucleotide variants and above 94% for deletions-insertions (delins) less than 40 base pairs. There may be regions of genes that cannot be effectively evaluated by sequencing as a result of technical limitations of the assay, including regions of homology, high guanine-cytosine (GC) content, and repetitive sequences. Confirmation of NGS results by Sanger sequencing is typically not performed for this test.(Unpublished Mayo method) Genes analyzed:ACTA2, ADAMTS10, ADAMTS17, AEBP1, BGN, COL1A1, COL1A2, COL3A1, COL5A1, COL5A2, EFEMP2, FBN1, FBN2, FLNA, LOX, MED12, MFAP5, MYH11, MYLK, NOTCH1, PRKG1, SKI, SLC2A10, SMAD2, SMAD3, SMAD4, SMAD6, TGFB2, TGFB3, TGFBR1,andTGFBR2 | 28 to 42 days | FFPE tissue block: Client provided paraffin blocks (FFPE) will be returned to client after testing is complete; Extracted DNA: 3 months. | This test was developed and its performance characteristics determined by Mayo Clinic in a manner consistent with CLIA requirements. It has not been cleared or approved by the US Food and Drug Administration. | 81410 | Postmortem Aortopathy Gene Panel | 106052-4 | 620581 | Released By | 18771-6
PMARG | Postmortem Arrhythmia Gene Panel, Tissue | Providing a comprehensive postmortem genetic evaluation in the setting of a sudden death suspicious for cardiac arrhythmia or with a personal or family history suggestive of a hereditary form of cardiac arrhythmia Identifying a disease-causing variant in the decedent, which may assist with risk assessment and predictive testing of at-risk family members | Sequence Capture and Targeted Next-Generation Sequencing (NGS) | Yes | Postmortem Arrhythmia Gene Panel | Varies | Specimen Type: Tissue block Collection Instructions: Submit a formalin-fixed, paraffin-embedded tissue block Additional Information: Testing will be attempted on blocks of any age but may be canceled if adequate DNA concentration cannot be obtained. | See Specimen Required | Sudden cardiac death (SCD) is estimated to occur at an incidence of between 50 to 100 per 100,000 individuals in North America and Europe each year, claiming between 250,000 and 450,000 lives in the United States annually. In younger individuals (15-35 years of age), the incidence of SCD is between 1 to 2 per 100,000 young individuals. The reported incidence of SCD is likely an underestimate since more overt causes of death, such as car accidents and drownings, may result from arrhythmogenic events. In cases of sudden unexplained death where autopsy does not detect a structural basis for sudden death, a hereditary arrhythmia may be suspected. Cardiac arrhythmias are a group of conditions characterized by abnormal heart rhythms. Arrhythmias can be caused by either genetic (inherited) factors or nongenetic (acquired) causes, such as medications and infection. Hereditary forms of cardiac arrhythmias for which this panel assesses include, but are not limited to, long QT syndrome, short QT syndrome, catecholaminergic polymorphic ventricular tachycardia, Brugada syndrome, arrhythmogenic right ventricular cardiomyopathy, and familial atrial fibrillation.(1) This gene panel also assesses genes associated with rarer, syndromic conditions in which cardiac arrhythmia is a major feature, such as Andersen-Tawil syndrome, Carvajal syndrome, Jervell and Lange-Nielsen syndrome, Naxos disease, Timothy syndrome, and Emery-Dreifuss muscular dystrophy.(1-3) Inherited cardiac arrhythmias can follow autosomal dominant, autosomal recessive, X-linked, and digenic patterns of inheritance. Genes associated with mitochondrial inheritance of cardiac arrhythmias are not assessed on this panel. Postmortem diagnosis of a hereditary arrhythmia may assist in confirmation of the cause and manner of death as well as risk assessment in living family members. | An interpretive report will be provided. | All detected variants are evaluated according to American College of Medical Genetics and Genomics recommendations.(4) Variants are classified based on known, predicted, or possible pathogenicity and reported with interpretive comments detailing their potential or known significance. | Clinical Correlations: Test results should be interpreted in the context of clinical findings, family history, and other laboratory data. Misinterpretation of results may occur if the information provided is inaccurate or incomplete. If testing was performed because of a clinically significant family history, it is often useful to first test an affected family member. Detection of a reportable variant in an affected family member would allow for more informative testing of at-risk individuals. To discuss the availability of additional testing options or for assistance in the interpretation of these results, contact Mayo Clinic Laboratories genetic counselors at 800-533-1710. Technical Limitations: Next-generation sequencing (NGS) may not detect all types of genomic variants. In rare cases, false-negative or false-positive results may occur. The depth of coverage may be variable for some target regions; assay performance below the minimum acceptable criteria or for failed regions will be noted. Given these limitations, negative results do not rule out the diagnosis of a genetic disorder. If a specific clinical disorder is suspected, evaluation by alternative methods can be considered. There may be regions of genes that cannot be effectively evaluated by sequencing as a result of technical limitations of the assay, including regions of homology, high guanine-cytosine (GC) content, and repetitive sequences. Confirmation of NGS results by Sanger sequencing is typically not performed for this test. Deletions-insertions (delins) of 40 or more base pairs, including mobile element insertions, may be less reliably detected than smaller delins. Deletion/duplication analysis is not performed due to technical limitations of the formalin-fixed paraffin-embedded specimen type. This test is not designed to detect low levels of mosaicism or to differentiate between somatic and germline variants. If there is a possibility that any detected variant is somatic, additional testing may be necessary to clarify the significance of results. Genes may be added or removed based on updated clinical relevance. For detailed information regarding gene specific performance and technical limitations, see Method Description or contact a laboratory genetic counselor. Reclassification of Variants: Currently, it is not standard practice for the laboratory to systematically review previously classified variants on a regular basis. The laboratory encourages healthcare providers to contact the laboratory at any time to learn how the classification of a particular variant may have changed over time. Due to broadening genetic knowledge, it is possible that the laboratory may discover new information of relevance to the patient. Should that occur, the laboratory may issue an amended report. Variant Evaluation: Evaluation and categorization of variants are performed using published American College of Medical Genetics and Genomics and the Association for Molecular Pathology recommendations as a guideline.(4) Other gene-specific guidelines may also be considered. Variants are classified based on known, predicted, or possible pathogenicity and reported with interpretive comments detailing their potential or known significance. Variants classified as benign or likely benign are not reported. Multiple in silico evaluation tools may be used to assist in the interpretation of these results. The accuracy of predictions made by in silico evaluation tools is highly dependent upon the data available for a given gene, and periodic updates to these tools may cause predictions to change over time. Results from in silico evaluation tools should be interpreted with caution and professional clinical judgment. Rarely, incidental or secondary findings may implicate another predisposition or presence of active disease. Incidental findings may include, but are not limited to, results related to the sex chromosomes. These findings will be carefully reviewed to determine whether they will be reported. | 1. Schwartz PJ, Ackerman MJ, Antzelevitch C, et al. Inherited cardiac arrhythmias. Nat Rev Dis Primers. 2020;6(1):58. doi:10.1038/s41572-020-0188-7 2. Ackerman MJ, Priori SG, Willems S, et al. HRS/EHRA expert consensus statement on the state of genetic testing for the channelopathies and cardiomyopathies this document was developed as a partnership between the Heart Rhythm Society (HRS) and the European Heart Rhythm Association (EHRA). Heart Rhythm. 2011;8(8):1308-1339. doi:10.1016/j.hrthm.2011.05.020 3. Bonne G, Leturcq F, Ben Yaou R. Emery-Dreifuss muscular dystrophy. In: Adam MP, Mirzaa GM, Pagon RA, et al, eds. GeneReviews [Internet]. University of Washington, Seattle; 2004. Updated August 15, 2019. Accessed August 30, 2023. Available at www.ncbi.nlm.nih.gov/books/NBK1436/ 4. Richards S, Aziz N, Bale S, et al. Standards and guidelines for the interpretation of sequence variants: a joint consensus recommendation of the American College of Medical Genetics and Genomics and the Association for Molecular Pathology. Genet Med 2015;17(5):405-424. 5. Fishman GI, Chugh SS, DiMarco JP, et al. Sudden cardiac death prediction and prevention: report from the National Heart, Lung and Blood Institute and Heart Rhythm Society Workshop. Circulation. 2010;122(22):2335-2348 6. Semsarian C, Ingles J. Molecular autopsy in victims of inherited arrhythmias. J Arrhythm. 2016;32(5):359-365 7. Stattin EL, Westin IM, Cederquist K, et al. Genetic screening in sudden cardiac death in the young can save future lives. Int J Legal Med. 2016;130(1):59-66 | Next-generation sequencing (NGS) is performed to test for the presence of variants in coding regions and intron/exon boundaries of the genes analyzed, as well as some other regions that have known disease-causing variants. The human genome reference GRCh37/hg19 build was used for sequence read alignment. At least 99% of the bases are covered at a read depth over 20X. Sensitivity is estimated at above 99% for single nucleotide variants and above 94% for deletions/insertions (delins) less than 40 base pairs. There may be regions of genes that cannot be effectively evaluated by sequencing or deletion and duplication analysis as a result of technical limitations of the assay, including regions of homology, high guanine-cytosine (GC) content, and repetitive sequences. Confirmation of NGS results by Sanger sequencing is typically not performed for this test.(Unpublished Mayo method) Genes analyzed:ABCC9, ANK2, CACNA1C, CACNA1D, CACNA2D1, CACNB2, CALM1, CALM2 , CALM3, CASQ2, CAV3, CDH2, DES, DSC2, DSG2, DSP, EMD, FLNC, GNB5, HCN4, JUP, KCND2, KCND3, KCNE1, KCNE2, KCNH2, KCNJ2, KCNJ8, KCNQ1, LMNA, NKX2-5, PKP2, PLN, PPA2, PRKAG2, RBM20, RYR2, SCN5A, SLC4A3, TECRL, TMEM43, TNNI3K, TRDN,andTTN | 28 to 42 days | FFPE tissue block: Client provided paraffin blocks (FFPE) will be returned to client after testing is complete; Extracted DNA: 3 months. | This test was developed and its performance characteristics determined by Mayo Clinic in a manner consistent with CLIA requirements. It has not been cleared or approved by the US Food and Drug Administration. | 81439 | Postmortem Arrhythmia Gene Panel | In Process | 620595 | Released By | 18771-6
PMCAG | Postmortem Cardiomyopathy and Arrhythmia Gene Panel, Tissue | Providing a comprehensive postmortem genetic evaluation in the setting of a sudden death attributed to cardiomyopathy or suspicious for cardiac arrhythmia or with a personal or family history suggestive of a hereditary form of cardiomyopathy or cardiac arrhythmia Identifying a disease-causing variant in the decedent, which may assist with risk assessment and predictive testing of at-risk family members | Sequence Capture and Targeted Next-Generation Sequencing (NGS) | Yes | Postmortem Cardiomyopathy/Arrhythm | Varies | Specimen Type:Tissue block Collection Instructions:Submit a formalin-fixed, paraffin-embedded tissue block Additional Information:Testing will be attempted on blocks of any age but may be canceled if adequate DNA concentration cannot be obtained. | See Specimen Required | Sudden cardiac death (SCD) is estimated to occur at an incidence of between 50 to 100 per 100,000 individuals in North America and Europe each year, claiming between 250,000 and 450,000 lives in the United States annually. In younger individuals (15-35 years of age), the incidence of SCD is between 1 to 2 per 100,000 young individuals. Sudden cardiac death, particularly in young individuals, may suggest an inherited form of heart disease. In some cases of SCD, autopsy may identify a structural abnormality, such as a form of cardiomyopathy. In cases with no identified structural abnormality, a hereditary arrhythmia may be suspected. Postmortem diagnosis of a hereditary arrhythmia or cardiomyopathy may assist in confirmation of the cause and manner of death, as well as risk assessment in living family members. Cardiomyopathies are a group of disorders characterized by disease of the heart muscle. Cardiomyopathy can be caused by either inherited, genetic factors or nongenetic (acquired) causes, such as infection or trauma. When the presence or severity of the cardiomyopathy observed in a patient cannot be explained by acquired causes, genetic testing for the inherited forms of cardiomyopathy may be considered. Overall, cardiomyopathies are some of the most common genetic disorders. The inherited forms of cardiomyopathy include hypertrophic cardiomyopathy (HCM), dilated cardiomyopathy (DCM), arrhythmogenic right ventricular cardiomyopathy (ARVC or AC), and left ventricular noncompaction (LVNC).(1) Cardiac arrhythmias are a group of conditions characterized by abnormal heart rhythms. Arrhythmias can be caused by either genetic (inherited) factors or nongenetic (acquired) causes, such as medications and infection. Hereditary forms of cardiac arrhythmias assessed for on this panel include, but are not limited to, long QT syndrome, short QT syndrome, catecholaminergic polymorphic ventricular tachycardia, Brugada syndrome, arrhythmogenic right ventricular cardiomyopathy, and familial atrial fibrillation.(2) This panel also assesses genes associated with rarer, syndromic conditions in which cardiac arrhythmia is a major feature, such as Andersen-Tawil syndrome, Carvajal syndrome, Jervell and Lange-Nielsen syndrome, Naxos disease, Timothy syndrome, and Emery-Dreifuss muscular dystrophy.(2-4) Inherited cardiomyopathies and cardiac arrhythmias can follow autosomal dominant, autosomal recessive, X-linked, and digenic patterns of inheritance. Genes associated with mitochondrial inheritance of cardiomyopathies and cardiac arrhythmias are not assessed on this panel. | An interpretive report will be provided. | All detected variants are evaluated according to American College of Medical Genetics and Genomics recommendations.(5) Variants are classified based on known, predicted, or possible pathogenicity and reported with interpretive comments detailing their potential or known significance. | Clinical Correlations: Test results should be interpreted in the context of clinical findings, family history, and other laboratory data. Misinterpretation of results may occur if the information provided is inaccurate or incomplete. If testing was performed because of a clinically significant family history, it is often useful to first test an affected family member. Detection of a reportable variant in an affected family member would allow for more informative testing of at-risk individuals. To discuss the availability of additional testing options or for assistance in the interpretation of these results, contact Mayo Clinic Laboratories genetic counselors at 800-533-1710. Technical Limitations: Next-generation sequencing (NGS) may not detect all types of genomic variants. In rare cases, false-negative or false-positive results may occur. The depth of coverage may be variable for some target regions; assay performance below the minimum acceptable criteria or for failed regions will be noted. Given these limitations, negative results do not rule out the diagnosis of a genetic disorder. If a specific clinical disorder is suspected, evaluation by alternative methods can be considered. There may be regions of genes that cannot be effectively evaluated by sequencing as a result of technical limitations of the assay, including regions of homology, high guanine-cytosine (GC) content, and repetitive sequences. Confirmation of NGS results by Sanger sequencing is typically not performed for this test. Deletions-insertions (delins) of 40 or more base pairs, including mobile element insertions, may be less reliably detected than smaller delins. Deletion/duplication analysis is not performed due to technical limitations of the formalin-fixed paraffin-embedded specimen type. This test is not designed to detect low levels of mosaicism or to differentiate between somatic and germline variants. If there is a possibility that any detected variant is somatic, additional testing may be necessary to clarify the significance of results. Genes may be added or removed based on updated clinical relevance. For detailed information regarding gene-specific performance and technical limitations, see Method Description or contact a laboratory genetic counselor. Reclassification of Variants: Currently, it is not standard practice for the laboratory to systematically review previously classified variants on a regular basis. The laboratory encourages healthcare providers to contact the laboratory at any time to learn how the classification of a particular variant may have changed over time. Due to broadening genetic knowledge, it is possible that the laboratory may discover new information of relevance to the patient. Should that occur, the laboratory may issue an amended report. Variant Evaluation: Evaluation and categorization of variants are performed using published American College of Medical Genetics and Genomics and the Association for Molecular Pathology recommendations as a guideline.(5) Other gene-specific guidelines may also be considered. Variants are classified based on known, predicted, or possible pathogenicity and reported with interpretive comments detailing their potential or known significance. Variants classified as benign or likely benign are not reported. Multiple in silico evaluation tools may be used to assist in the interpretation of these results. The accuracy of predictions made by in silico evaluation tools is highly dependent upon the data available for a given gene, and periodic updates to these tools may cause predictions to change over time. Results from in silico evaluation tools should be interpreted with caution and professional clinical judgment. Rarely, incidental or secondary findings may implicate another predisposition or presence of active disease. Incidental findings may include, but are not limited to, results related to the sex chromosomes. These findings will be carefully reviewed to determine whether they will be reported. | 1. Hershberger RE, Givertz MM, Ho CY, et al. Genetic evaluation of cardiomyopathy-a heart failure society of America practice guideline. J Card Fail. 2018;24(5):281-302. doi:10.1016/j.cardfail.2018.03.004 2. Schwartz PJ, Ackerman MJ, Antzelevitch C, et al. Inherited cardiac arrhythmias. Nat Rev Dis Primers. 202016;6(1):58. doi:10.1038/s41572-020-0188-7 3. Ackerman MJ, Priori SG, Willems S, et al. HRS/EHRA expert consensus statement on the state of genetic testing for the channelopathies and cardiomyopathies this document was developed as a partnership between the Heart Rhythm Society (HRS) and the European Heart Rhythm Association (EHRA). Heart Rhythm. 2011;8(8):1308-1339. doi:10.1016/j.hrthm.2011.05.020 4. Bonne G, Leturcq F, Ben Yaou R: Emery-Dreifuss muscular dystrophy. In: Adam MP, Mirzaa GM, Pagon RA, et al, eds. GeneReviews [Internet]. University of Washington, Seattle; 2004. Updated August 15, 2019. Accessed August 29, 2023. Available at www.ncbi.nlm.nih.gov/books/NBK1436/ 5. Richards S, Aziz N, Bale S, et al. Standards and guidelines for the interpretation of sequence variants: a joint consensus recommendation of the American College of Medical Genetics and Genomics and the Association for Molecular Pathology. Genet Med 2015;17(5):405-424 6. Fishman GI, Chugh SS, DiMarco JP, et al: Sudden cardiac death prediction and prevention: report from the National Heart, Lung and Blood Institute and Heart Rhythm Society Workshop. Circulation. 2010;122(22):2335-2348 7. Stattin EL, Westin IM, Cederquist K, et al. Genetic screening in sudden cardiac death in the young can save future lives. Int J Legal Med. 2016;130(1):59-66 | Next-generation sequencing (NGS) is performed to test for the presence of variants in coding regions and intron/exon boundaries of the genes analyzed, as well as some other regions that have known disease-causing variants. The human genome reference GRCh37/hg19 build was used for sequence read alignment. At least 99% of the bases are covered at a read depth over 20X. Sensitivity is estimated at above 99% for single nucleotide variants, above 94% for deletions/insertions (delins) less than 40 base pairs. There may be regions of genes that cannot be effectively evaluated by sequencing or deletion and duplication analysis as a result of technical limitations of the assay, including regions of homology, high guanine-cytosine (GC) content, and repetitive sequences. Confirmation of NGS results by Sanger sequencing is typically not performed for this test.(Unpublished Mayo method) Genes analyzed:ABCC9, ACAD9, ACADVL, ACTC1, ACTN2, AGL, ALMS1, ALPK3, ANK2, BAG3, BRAF, CACNA1C, CACNA1D, CACNA2D1, CACNB2, CALM1, CALM2 , CALM3, CASQ2, CAV3, CDH2, CPT2, CRYAB, CSRP3, DES, DMD, DNAJC19, DOLK, DSC2, DSG2, DSP, ELAC2, EMD, FHL1, FKRP, FKTN, FLNC, GAA, GLA, GNB5, HCN4, HRAS, JPH2, JUP, KCND2, KCND3, KCNE1, KCNE2, KCNH2, KCNJ2, KCNJ8, KCNQ1, KRAS, LAMP2, LMNA, LZTR1, MAP2K1, MAP2K2, MRAS, MTO1, MYBPC3, MYH7, MYL2, MYL3, MYLK3, MYPN, NEXN, NKX2-5, NRAS, PCCA, PCCB, PKP2, PLN, PPA2, PPCS, PRDM16, PRKAG2, PTPN11, RAF1, RBM20, RIT1, RYR2, SCN5A, SGCD, SHOC2, SLC22A5, SLC4A3, SOS1, SOS2, TAZ (TAFAZZIN), TBX20, TCAP, TECRL, TMEM43, TMEM70, TNNC1, TNNI3, TNNI3K, TNNT2, TPM1, TRDN, TRIM63, TTN, TTR,andVCL. | 28 to 42 days | FFPE tissue block: Client provided paraffin blocks (FFPE) will be returned to client after testing is complete; Extracted DNA: 3 months. | This test was developed and its performance characteristics determined by Mayo Clinic in a manner consistent with CLIA requirements. It has not been cleared or approved by the US Food and Drug Administration. | 81439 | Postmortem Cardiomyopathy/Arrhythm | In Process | 620609 | Released By | 18771-6
PMCMG | Postmortem Cardiomyopathy Gene Panel, Tissue | Providing a comprehensive postmortem genetic evaluation in the setting of a sudden death attributed to cardiomyopathy or with a personal or family history suggestive of a hereditary form of cardiomyopathy Identifying a disease-causing variant in the decedent, which may assist with risk assessment and predictive testing of at-risk family members | Sequence Capture and Targeted Next-Generation Sequencing (NGS) | Yes | Postmortem Cardiomyopathy Panel | Varies | Specimen Type:Tissue block Collection Instructions: Submit a formalin-fixed, paraffin-embedded tissue block Additional Information:Testing will be attempted on blocks of any age but may be canceled if adequate DNA concentration cannot be obtained. | See Specimen Required | Sudden cardiac death (SCD) is estimated to occur at an incidence of between 50 to 100 per 100,000 individuals in North America and Europe each year, claiming between 250,000 and 450,000 lives in the United States annually. In younger individuals (15-35 years of age), the incidence of SCD is between 1 to 2 per 100,000 young individuals. Sudden cardiac death, particularly in young individuals, may suggest an inherited form of heart disease. In some cases of sudden cardiac death, autopsy may identify a structural abnormality, such as a form of cardiomyopathy. Postmortem diagnosis of a hereditary cardiomyopathy may assist in confirmation of the cause and manner of death, as well as risk assessment in living family members. Cardiomyopathies are a group of disorders characterized by disease of the heart muscle. Cardiomyopathy can be caused by either inherited, genetic factors or nongenetic (acquired) causes, such as infection or trauma. When the presence or severity of the cardiomyopathy observed in a patient cannot be explained by acquired causes, genetic testing for the inherited forms of cardiomyopathy may be considered. Overall, cardiomyopathies are some of the most common genetic disorders. The inherited forms of cardiomyopathy include hypertrophic cardiomyopathy (HCM), dilated cardiomyopathy (DCM), arrhythmogenic right ventricular cardiomyopathy (ARVC or AC), and left ventricular noncompaction (LVNC).(1) The hereditary form of HCM is characterized by left ventricular hypertrophy in the absence of other cardiac or systemic causes that may cause hypertrophy of the heart muscle, such as longstanding, uncontrolled hypertension or aortic stenosis. The incidence of HCM in the general population is approximately 1:200 to 1:500, and it is estimated that 30% to 60% of cases can be attributed to a genetic etiology.(2) Hereditary forms of HCM are most often caused by genes encoding proteins of the cardiac sarcomere, the functional contractile unit of the heart muscle. Hereditary forms of DCM are characterized by ventricular dilation with reduced cardiac performance in the absence of other cardiac or systemic causes that may cause dilation of the heart muscle, such as hypertension and ischemic heart disease. The incidence of DCM in the general population is approximately 1 in 2500, and it is estimated that approximately 50% of cases can be attributed to a genetic etiology.(3) Hereditary forms of DCM are most often caused by genes encoding proteins of the cardiac cytoskeleton and sarcomere. LVNC is characterized by prominent trabeculations of the left ventricle with trabecular recesses extending into the ventricular cavity. The incidence of LVNC in the general population is estimated to be 1 in 5000.(3) It is currently unclear if LVNC represents a genetically distinct form of cardiomyopathy, as many familial cases of LVNC have been linked to the same genes associated with other forms of hereditary cardiomyopathies and many affected individuals also meet diagnostic criteria for DCM or HCM.(3,4) Arrhythmogenic cardiomyopathy (ACM) is characterized by the presence of arrhythmogenic cardiac muscle in the absence of ischemic, hypertensive, or valvular cardiac disease. ARVC, the most well-defined form of ACM, is characterized by the breakdown of the myocardium and replacement of right ventricular muscle tissue with fibrofatty tissue, resulting in an increased risk of arrhythmia and sudden death. In some cases, there may also be left ventricular involvement. The prevalence of ARVC (genetic and acquired) is estimated to be 1 in 2000 to 1 in 5000 in the general population.(5) Hereditary forms of cardiomyopathy may be an isolated finding or may be a feature of an underlying systemic condition. Hereditary forms of cardiomyopathy can follow autosomal dominant, autosomal recessive, X-linked, and digenic patterns of inheritance. Mitochondrial inheritance is also possible, however, genes associated with mitochondrial inheritance of cardiomyopathy are not assessed on this panel. | An interpretive report will be provided. | All detected variants are evaluated according to American College of Medical Genetics and Genomics recommendations.(6) Variants are classified based on known, predicted, or possible pathogenicity and reported with interpretive comments detailing their potential or known significance. | Clinical Correlations: Test results should be interpreted in the context of clinical findings, family history, and other laboratory data. Misinterpretation of results may occur if the information provided is inaccurate or incomplete. If testing was performed because of a clinically significant family history, it is often useful to first test an affected family member. Detection of a reportable variant in an affected family member would allow for more informative testing of at-risk individuals. To discuss the availability of additional testing options or for assistance in the interpretation of these results, contact Mayo Clinic Laboratories genetic counselors at 800-533-1710. Technical Limitations: Next-generation sequencing (NGS) may not detect all types of genomic variants. In rare cases, false-negative or false-positive results may occur. The depth of coverage may be variable for some target regions; assay performance below the minimum acceptable criteria or for failed regions will be noted. Given these limitations, negative results do not rule out the diagnosis of a genetic disorder. If a specific clinical disorder is suspected, evaluation by alternative methods can be considered. There may be regions of genes that cannot be effectively evaluated by sequencing as a result of technical limitations of the assay, including regions of homology, high guanine-cytosine (GC) content, and repetitive sequences. Confirmation of NGS results by Sanger sequencing is typically not performed for this test. Deletions-insertions (delins) of 40 or more base pairs, including mobile element insertions, may be less reliably detected than smaller delins. Deletion/duplication analysis is not performed due to technical limitations of the formalin-fixed paraffin-embedded specimen type. This test is not designed to detect low levels of mosaicism or to differentiate between somatic and germline variants. If there is a possibility that any detected variant is somatic, additional testing may be necessary to clarify the significance of results. Genes may be added or removed based on updated clinical relevance. For detailed information regarding gene specific performance and technical limitations, see Method Description or contact a laboratory genetic counselor. Reclassification of Variants: Currently, it is not standard practice for the laboratory to systematically review previously classified variants on a regular basis. The laboratory encourages healthcare providers to contact the laboratory at any time to learn how the classification of a particular variant may have changed over time. Due to broadening genetic knowledge, it is possible that the laboratory may discover new information of relevance to the patient. Should that occur, the laboratory may issue an amended report. Variant Evaluation: Evaluation and categorization of variants are performed using published American College of Medical Genetics and Genomics and the Association for Molecular Pathology recommendations as a guideline.(6) Other gene-specific guidelines may also be considered. Variants are classified based on known, predicted, or possible pathogenicity and reported with interpretive comments detailing their potential or known significance. Variants classified as benign or likely benign are not reported. Multiple in silico evaluation tools may be used to assist in the interpretation of these results. The accuracy of predictions made by in silico evaluation tools is highly dependent upon the data available for a given gene, and periodic updates to these tools may cause predictions to change over time. Results from in silico evaluation tools should be interpreted with caution and professional clinical judgement. Rarely, incidental or secondary findings may implicate another predisposition or presence of active disease. Incidental findings may include, but are not limited to, results related to the sex chromosomes. These findings will be carefully reviewed to determine whether they will be reported. | 1. Hershberger RE, Givertz MM, Ho CY, et al: Genetic evaluation of cardiomyopathy-a heart failure society of America practice guideline. J Card Fail. 2018;24(5):281-302. doi:10.1016/j.cardfail.2018.03.004 2. Ommen SR, Mital S, Burke MA, et al. 2020 AHA/ACC guideline for the diagnosis and treatment of patients with hypertrophic cardiomyopathy: Executive Summary: a report of the American College of Cardiology/American Heart Association Joint Committee on clinical practice guidelines. Circulation. 2020;142(25):e533-e557. doi:10.1161/CIR.0000000000000938 3. Bozkurt B, Colvin M, Cook J, et al. Current diagnostic and treatment strategies for specific dilated cardiomyopathies: a scientific statement from the American Heart Association [published correction appears in Circulation. 2016 Dec 6;134(23 ):e652]. Circulation. 2016;134(23):e579-e646. doi:10.1161/CIR.0000000000000455 4. Aung N, Doimo S, Ricci F, et al. Prognostic significance of left ventricular noncompaction: Systematic review and meta-analysis of observational studies. Circ Cardiovasc Imaging. 2020;13(1):e009712. doi:10.1161/CIRCIMAGING.119.009712 5. Corrado D, Link MS, Calkins H: Arrhythmogenic right ventricular cardiomyopathy. N Engl J Med. 2017;376(1):61-72. doi:10.1056/NEJMra1509267 6. Richards S, Aziz N, Bale S, et al: Standards and guidelines for the interpretation of sequence variants: a joint consensus recommendation of the American College of Medical Genetics and Genomics and the Association for Molecular Pathology. Genet Med 2015;17(5):405-424. doi:10.1038/gim.2015.30 7. Fishman GI, Chugh SS, DiMarco JP, et al: Sudden cardiac death prediction and prevention: report from the National Heart, Lung and Blood Institute and Heart Rhythm Society Workshop. Circulation. 2010;122(22):2335-2348 8. Stattin EL, Westin IM, Cederquist K, et al: Genetic screening in sudden cardiac death in the young can save future lives. Int J Legal Med. 2016;130(1):59-66 | Next-generation sequencing (NGS) is performed to test for the presence of variants in coding regions and intron/exon boundaries of the genes analyzed, as well as some other regions that have known disease-causing variants. The human genome reference GRCh37/hg19 build was used for sequence read alignment. At least 99% of the bases are covered at a read depth over 20X. Sensitivity is estimated at above 99% for single nucleotide variants and above 94% for deletions-insertions (delins) less than 40 base pairs. There may be regions of genes that cannot be effectively evaluated by sequencing as a result of technical limitations of the assay, including regions of homology, high guanine-cytosine (GC) content, and repetitive sequences. Confirmation of NGS results by Sanger sequencing is typically not performed for this test.(Unpublished Mayo method) Genes analyzed:ABCC9, ACAD9, ACADVL, ACTC1, ACTN2, AGL, ALMS1, ALPK3, BAG3, BRAF, CDH2, CPT2, CRYAB, CSRP3, DES, DMD, DNAJC19, DOLK, DSC2, DSG2, DSP, ELAC2, EMD, FHL1, FKRP, FKTN, FLNC, GAA, GLA, HCN4, HRAS, JPH2, JUP, KRAS, LAMP2, LMNA, LZTR1, MAP2K1, MAP2K2, MRAS, MTO1, MYBPC3, MYH7, MYL2, MYL3, MYLK3, MYPN, NEXN, NKX2-5, NRAS, PCCA, PCCB, PKP2, PLN, PPA2, PPCS, PRDM16, PRKAG2, PTPN11, RAF1, RBM20, RIT1, RYR2, SCN5A, SGCD, SHOC2, SLC22A5, SOS1, SOS2, TAZ (TAFAZZIN), TBX20, TCAP, TMEM43, TMEM70, TNNC1, TNNI3, TNNI3K, TNNT2, TPM1, TRIM63, TTN, TTR,andVCL | 28 to 42 days | FFPE tissue block: Client provided paraffin blocks (FFPE) will be returned to client after testing is complete; Extracted DNA: 3 months. | This test was developed and its performance characteristics determined by Mayo Clinic in a manner consistent with CLIA requirements. It has not been cleared or approved by the US Food and Drug Administration. | 81439 | Postmortem Cardiomyopathy Panel | In Process | 620623 | Released By | 18771-6
PCMSP | Postmortem Inherited Congenital Myasthenia Syndrome Gene Panel, Tissue | Identifying variants within genes known to be associated with congenital myasthenic syndrome, allowing for predictive testing of at-risk family members Providing a comprehensive postmortem genetic evaluation in the setting of a congenital myasthenic syndrome Identifying a disease-causing variant in the decedent, which may assist with risk assessment and predictive testing of at-risk family members | Sequence Capture and Targeted Next-Generation Sequencing (NGS) | Yes | Postmortem Myasthenia Panel | Varies | Specimen Type: Tissue block Collection Instructions: Submit a formalin-fixed, paraffin-embedded tissue block Additional Information: Testing will be attempted on blocks of any age but may be canceled if adequate DNA concentration cannot be obtained. | See Specimen Required | Congenital myasthenic syndromes occur as a result of compromised neuromuscular transmission. Clinical manifestations include fatigable weakness involving ocular, bulbar, and limb muscles. The severity and disease course are highly variable, but individuals usually present in infancy or early childhood. The clinical phenotype associated with a neonatal onset can include feeding difficulties, poor suck and cry, choking spells, eyelid ptosis, and muscle weakness. The clinical phenotype associated with a later childhood onset can include abnormal muscle fatigue, delayed motor milestones, ptosis, and extraocular muscle weakness. The combination of the wide variability in symptoms and age of presentation can make congenital myasthenic syndromes hard to diagnosis. Given that congenital myasthenic syndromes are a heterogeneous group of disorders, multigene panels can be an efficient and cost-effective way to establish a molecular diagnosis for individuals. Postmortem diagnosis of a hereditary form of a congenital myasthenic syndrome may assist in confirmation of the cause of death, as well as risk assessment in living family members.(1-2) | An interpretive report will be provided. | All detected variants are evaluated according to American College of Medical Genetics and Genomics recommendations.(3) Variants are classified based on known, predicted, or possible pathogenicity and reported with interpretive comments detailing their potential or known significance. | Clinical Correlations: Test results should be interpreted in the context of clinical findings, family history, and other laboratory data. Misinterpretation of results may occur if the information provided is inaccurate or incomplete. If testing was performed because of a clinically significant family history, it is often useful to first test an affected family member. Detection of a reportable variant in an affected family member would allow for more informative testing of at-risk individuals. To discuss the availability of additional testing options or for assistance in the interpretation of these results, contact Mayo Clinic Laboratories genetic counselors at 800-533-1710. Technical Limitations: Next-generation sequencing (NGS) may not detect all types of genomic variants. In rare cases, false-negative or false-positive results may occur. The depth of coverage may be variable for some target regions but assay performance below the minimum acceptable criteria or for failed regions will be noted. Given these limitations, negative results do not rule out the diagnosis of a genetic disorder. If a specific clinical disorder is suspected, evaluation by alternative methods can be considered. There may be regions of genes that cannot be effectively evaluated by sequencing as a result of technical limitations of the assay, including regions of homology, high guanine-cytosine (GC) content, and repetitive sequences. Confirmation of NGS results by Sanger sequencing is typically not performed for this test. Deletions-insertions (delins) of 40 or more base pairs, including mobile element insertions, may be less reliably detected than smaller delins. Deletion/duplication analysis is not performed due to technical limitations of the formalin-fixed paraffin-embedded specimen type. This test is not designed to detect low levels of mosaicism or to differentiate between somatic and germline variants. If there is a possibility that any detected variant is somatic, additional testing may be necessary to clarify the significance of results. Genes may be added or removed based on updated clinical relevance. For detailed information regarding gene specific performance and technical limitations, see Method Description or contact a laboratory genetic counselor. Reclassification of Variants: Currently, it is not standard practice for the laboratory to systematically review previously classified variants on a regular basis. The laboratory encourages healthcare providers to contact the laboratory at any time to learn how the classification of a particular variant may have changed over time. Due to broadening genetic knowledge, it is possible that the laboratory may discover new information of relevance to the patient. Should that occur, the laboratory may issue an amended report. Variant Evaluation: Evaluation and categorization of variants are performed using published American College of Medical Genetics and Genomics and the Association for Molecular Pathology recommendations as a guideline.(3) Other gene-specific guidelines may also be considered. Variants are classified based on known, predicted, or possible pathogenicity and reported with interpretive comments detailing their potential or known significance. Variants classified as benign or likely benign are not reported. Multiple in silico evaluation tools may be used to assist in the interpretation of these results. The accuracy of predictions made by in silico evaluation tools is highly dependent upon the data available for a given gene, and periodic updates to these tools may cause predictions to change over time. Results from in silico evaluation tools should be interpreted with caution and professional clinical judgment. Rarely, incidental or secondary findings may implicate another predisposition or presence of active disease. Incidental findings may include, but are not limited to, results related to the sex chromosomes. These findings will be carefully reviewed to determine whether they will be reported. | 1. Byring RF, Pihko H, Tsujino A, et al. Congenital myasthenic syndrome associated with episodic apnea and sudden infant death. Neuromuscul Disord. 2002;12(6):548-553. doi:10.1016/s0960-8966(01)00336-4 2. Imperatore V, Mencarelli MA, Fallerini C, et al. Potentially Treatable Disorder Diagnosed Post Mortem by Exome Analysis in a Boy with Respiratory Distress. Int J Mol Sci. 2016;17(3):306. Published 2016 Feb 27. doi:10.3390/ijms17030306 3. Richards S, Aziz N, Bale S, et al. Standards and guidelines for the interpretation of sequence variants: a joint consensus recommendation of the American College of Medical Genetics and Genomics and the Association for Molecular Pathology. Genet Med. 2015;17(5):405-424 4. Lyadurai SJP. Congenital myasthenic syndromes. Neurol Clin. 2020;38(3):541-552 | Next-generation sequencing (NGS) is performed to test for the presence of variants in coding regions and intron/exon boundaries of the genes analyzed, as well as some other regions that have known disease-causing variants. The human genome reference GRCh37/hg19 build was used for sequence read alignment. At least 99% of the bases are covered at a read depth over 20X. Sensitivity is estimated at above 99% for single nucleotide variants and above 94% for deletions-insertions (delins) less than 40 base pairs. There may be regions of genes that cannot be effectively evaluated by sequencing as a result of technical limitations of the assay, including regions of homology, high guanine-cytosine (GC) content, and repetitive sequences. Confirmation of NGS results by Sanger sequencing is typically not performed for this test.(Unpublished Mayo method) Genes analyzed:AGRN, ALG14, ALG2, CHAT, CHRNA1, CHRNB1, CHRND, CHRNE, COL13A1, COLQ, DNM2, DOK7, DPAGT1, GAA, GFPT1, GMPPB, LAMB2, LRP4, MUSK, PLEC, PREPL, RAPSN, SCN4A, SLC18A3, SLC25A1, SLC5A7, SYT2,andVAMP1 | 28 to 42 days | FFPE tissue block: Client provided paraffin blocks (FFPE) will be returned to client after testing is complete; Extracted DNA: 3 months | This test was developed and its performance characteristics determined by Mayo Clinic in a manner consistent with CLIA requirements. It has not been cleared or approved by the US Food and Drug Administration. | 81443 | Postmortem Myasthenia Panel | In Process | 620651 | Released By | 18771-6
PMHLH | Postmortem Primary Hemophagocytic Lymphohistiocytosis (HLH) Gene Panel, Tissue | Providing a comprehensive postmortem genetic evaluation in the setting of a death attributed to primary hemophagocytic lymphohistiocytosis Identifying a disease-causing variant in the decedent, which may assist with risk assessment and predictive testing of at-risk family members | Sequence Capture and Targeted Next-Generation Sequencing (NGS) | Yes | Postmortem HLH Gene Panel | Varies | Specimen Type:Tissue block Collection Instructions:Submit a formalin-fixed, paraffin-embedded tissue block Additional Information:Testing will be attempted on blocks of any age but may be canceled if adequate DNA concentration cannot be obtained. | See Specimen Required | Hemophagocytic lymphohistiocytosis (HLH) is a rare and life-threatening disorder characterized by fever, cytopenias, coagulopathy, hepatosplenomegaly, neurologic symptoms, and hemophagocytosis in the bone marrow, spleen, lymph nodes, or liver. Patients often have elevated ferritin and soluble interleukin-2 receptor as well as low fibrinogen. The Histiocyte Society established criteria for HLH for the HLH-2004 clinical trial, and these criteria are often referred to by physicians considering a diagnosis of HLH. Primary HLH, also known as familial HLH (F-HLH), is attributed to disease-causing variants in several genes. Secondary, or acquired, HLH can be triggered by infection, malignancy, transplant, autoimmune disorders, or drugs. While the terms "primary" and "secondary” have been in use for some time, the North American Consortium for Histiocytosis recommended a new classification system that divides HLH into forms that respond to immunosuppressive treatment, which are referred to as “HLH disease,” and into forms that do not respond to immunosuppressive treatment, which are referred to as "HLH mimics." In the pediatric population, the incidence of HLH is thought to range from 1 to 225 per 300,000 live births, be equally distributed between male and female infants, with the mean age of occurrence of 1.8 years. The epidemiology among adults is less well-studied; however, the incidence is estimated to be 1 of every 2000 adult admissions to tertiary medical centers, with a mean age at presentation of approximately 50 years. Many genes have now been identified in association with F-HLH. In a pediatric population, genetic variants inPRF1are account for approximately 25% of cases, whileSTXBP2andUNC13Dare each responsible for approximately 20% of cases, andXIAPaccounts for 10% of cases. Disease-causing variants inPRF1,UNC13D, STX11,andSTXBP2prevent the release of cytotoxic granules into the immunological synapse, resulting in an inability to kill target cells. Pigment disorders, including Griscelli syndrome type 2, Chediak-Higashi syndrome, and Hermansky-Pudlak syndrome type 2 (due to variants inRAB27A, LYST,andAP3B1,respectively)also are associated with HLH. Due to significant granule trafficking defects, patients may also have bleeding tendencies, neutropenia, and neurological symptoms. X-linked lymphoproliferative disorders and Epstein-Barr virus susceptibility disorders are also associated with HLH. While most forms of F-HLH are inherited in an autosomal recessive pattern, there are autosomal dominant and X-linked forms. | An interpretive report will be provided. | All detected variants are evaluated according to American College of Medical Genetics and Genomics recommendations.(1) Variants are classified based on known, predicted, or possible pathogenicity and reported with interpretive comments detailing their potential or known significance. | Clinical Correlations: Test results should be interpreted in the context of clinical findings, family history, and other laboratory data. Misinterpretation of results may occur if the information provided is inaccurate or incomplete. If testing was performed because of a clinically significant family history, it is often useful to first test an affected family member. Detection of a reportable variant in an affected family member would allow for more informative testing of at-risk individuals. To discuss the availability of additional testing options or for assistance in the interpretation of these results, contact Mayo Clinic Laboratories genetic counselors at 800-533-1710. Technical Limitations: Next-generation sequencing (NGS) may not detect all types of genomic variants. In rare cases, false-negative or false-positive results may occur. The depth of coverage may be variable for some target regions; assay performance below the minimum acceptable criteria or for failed regions will be noted. Given these limitations, negative results do not rule out the diagnosis of a genetic disorder. If a specific clinical disorder is suspected, evaluation by alternative methods can be considered. There may be regions of genes that cannot be effectively evaluated by sequencing as a result of technical limitations of the assay, including regions of homology, high guanine-cytosine (GC) content, and repetitive sequences. Confirmation of NGS results by Sanger sequencing is typically not performed for this test. Deletions-insertions (delins) of 40 or more base pairs, including mobile element insertions, may be less reliably detected than smaller delins. Deletion/duplication analysis is not performed due to technical limitations of the formalin-fixed paraffin-embedded specimen type. This test is not designed to detect low levels of mosaicism or to differentiate between somatic and germline variants. If there is a possibility that any detected variant is somatic, additional testing may be necessary to clarify the significance of results. Genes may be added or removed based on updated clinical relevance. For detailed information regarding gene specific performance and technical limitations, see Method Description or contact a laboratory genetic counselor. Reclassification of Variants: Currently, it is not standard practice for the laboratory to systematically review previously classified variants on a regular basis. The laboratory encourages healthcare providers to contact the laboratory at any time to learn how the classification of a particular variant may have changed over time. Due to broadening genetic knowledge, it is possible that the laboratory may discover new information of relevance to the patient. Should that occur, the laboratory may issue an amended report. Variant Evaluation: Evaluation and categorization of variants are performed using published American College of Medical Genetics and Genomics and the Association for Molecular Pathology recommendations as a guideline.(1) Other gene-specific guidelines may also be considered. Variants are classified based on known, predicted, or possible pathogenicity and reported with interpretive comments detailing their potential or known significance. Variants classified as benign or likely benign are not reported. Multiple in silico evaluation tools may be used to assist in the interpretation of these results. The accuracy of predictions made by in silico evaluation tools is highly dependent upon the data available for a given gene, and periodic updates to these tools may cause predictions to change over time. Results from in silico evaluation tools should be interpreted with caution and professional clinical judgment. Rarely, incidental, or secondary findings may implicate another predisposition or presence of active disease. Incidental findings may include, but are not limited to, results related to the sex chromosomes. These findings will be carefully reviewed to determine whether they will be reported. | 1. Richards S, Aziz N, Bale S, et al. Standards and guidelines for the interpretation of sequence variants: a joint consensus recommendation of the American College of Medical Genetics and Genomics and the Association for Molecular Pathology. Genet Med. 2015;17(5):405-424. doi:10.1038/gim.2015.30 2. Gadoury-Levesque V, Dong L, Su R, et al. Frequency and spectrum of disease-causing variants in 1892 patients with suspected genetic HLH disorders. Blood Adv. 2020;4(12):2578-2594. doi:10.1182/bloodadvances.2020001605 3. Canna SW, Marsh RA. Pediatric hemophagocytic lymphohistiocytosis. Blood. 2020;135(16):1332-1343. doi:10.1182/blood.2019000936 4. Ponnatt TS, Lilley CM, Mirza KM. Hemophagocytic lymphohistiocytosis. Arch Pathol Lab Med. 2022;146(4):507-519. doi:10.5858/arpa.2020-0802-RA 5. Tangye SG, Al-Herz W, Bousfiha A, et al. Human Inborn Errors of Immunity: 2022 Update on the classification from the International Union of Immunological Societies Expert Committee. J Clin Immunol. 2022;42(7):1473-1507. doi:10.1007/s10875-022-01289-3 | Next-generation sequencing (NGS) is performed to test for the presence of variants in coding regions and intron/exon boundaries of the genes analyzed, as well as some other regions that have known disease-causing variants. The human genome reference GRCh37/hg19 build was used for sequence read alignment. At least 99% of the bases are covered at a read depth over 20X. Sensitivity is estimated at above 99% for single nucleotide variants and above 94% for deletions-insertions (delins) less than 40 base pairs. There may be regions of genes that cannot be effectively evaluated by sequencing as a result of technical limitations of the assay, including regions of homology, high guanine-cytosine (GC) content, and repetitive sequences. Confirmation of NGS results by Sanger sequencing is typically not performed for this test.(Unpublished Mayo method) Genes analyzed:ADA, AP3B1, AP3D1, BLOC1S6, CD27, CD70, CDC42, CORO1A, CTPS1, IFNAR2, ITK, LYST, MAGT1, MVK, NLRC4, PRF1, RAB27A, SH2D1A, SLC7A7, STX11, STXBP2, UNC13D,andXIAP | 28 to 42 days | FFPE tissue block: Client provided paraffin blocks (FFPE) will be returned to client after testing is complete; Extracted DNA: 3 months. | This test was developed and its performance characteristics determined by Mayo Clinic in a manner consistent with CLIA requirements. It has not been cleared or approved by the US Food and Drug Administration. | 81443 | Postmortem HLH Gene Panel | 99971-4 | 620637 | Released By | 18771-6
PMSBB | Postmortem Screening, Bile and Blood Spot | Postmortem evaluation of individuals at any age who died suddenly or unexpectedly; testing is particularly recommended under the following circumstances (risk factors): -Family history of sudden infant death syndrome or other sudden unexpected deaths at any age -Family history of Reye syndrome -Maternal complications of pregnancy (acute fatty liver pregnancy, HELLP syndrome [hemolysis, elevated liver enzymes, and low platelet count]) -Lethargy, vomiting, fasting in the 48 hours prior to death -Allegation of child abuse (excluding obvious cases of trauma, physical harm) Macroscopic findings at autopsy: -Fatty infiltration of the liver -Dilated or hypertrophic cardiomyopathy -Autopsy evidence of infection that routinelywouldnotrepresent a life-threatening event | Flow Injection Analysis-Tandem Mass Spectrometry (FIA-MS/MS) | Yes | Postmortem Screening | For more information seePostmortem Screening Algorithm for Fatty Acid Oxidation Disorders and Organic Acidurias. | Both bile and blood spots are required. Supplies:Card-Postmortem Screening (Filter Paper) (T525) Container/Tube: Preferred: Card-Postmortem Screening Card (Filter Paper) Acceptable: Whatman Protein Saver 903 paper or local newborn screening card Specimen Volume:Properly completed screening card Collection Instructions: 1. Collect blood in a heparin-containing tube and drop 25 mcL of blood onto the 2 circles labeled Blood. 2. Collect bile by direct puncture of the gallbladder and drop 25 mcL of bile onto the 2 circles labeled Bile. 3. Allow to dry at ambient temperature in a horizontal position for a minimum of 3 hours. 4. Fill out information on page 2 of collection card. 5. Do not expose specimen to heat or direct sunlight. 6. Do not stack wet specimens. 7. Keep specimen dry. | Bile spot: 1; Blood spot: 1 | Postmortem screening involves acylcarnitine analysis in blood and bile specimens to evaluate cases of sudden or unexpected death. Acylcarnitine analysis can diagnose disorders of fatty acid oxidation and several organic acidurias, as relevant enzyme deficiencies cause the accumulation of specific acyl-CoAs measured by this assay.(1) Fatty acid oxidation (FAO) plays a major role in energy production during periods of fasting. When the body's supply of glucose is depleted, fatty acids are mobilized from adipose tissue, taken up by the liver and muscles, and oxidized to acetyl-CoA. In the liver, acetyl-CoA is the building block for the synthesis of ketone bodies, which enter the blood stream and provide an alternative substrate for production of energy in other tissues when the supply of glucose is insufficient to maintain a normal level of energy. The acyl groups are conjugated with carnitine to form acylcarnitines, which are measured by tandem mass spectrometry. Diagnostic results are usually characterized by a pattern of significantly elevated acylcarnitine species compared to normal and disease controls. In general, more than 20 inborn errors of metabolism can be identified using this method, including FAO disorders and organic acidurias. The major clinical manifestations associated with individual FAO disorders include hypoketotic hypoglycemia, variable degrees of liver disease and failure, skeletal myopathy, dilated/hypertrophic cardiomyopathy, and sudden or unexpected death. Organic acidurias also present as acute life-threatening events early in life with metabolic acidosis, increased anion gap, and neurologic distress. Patients with any of these disorders are at risk of developing fatal metabolic decompensations following the acquisition of even common infections. Once diagnosed, these disorders can be treated by avoidance of fasting, special diets, and cofactor and vitamin supplementation. Analysis of acylcarnitines in blood and bile spots represents the first level of evaluation of a complete postmortem investigation of a sudden or unexpected death of an individual. Urine organic acids can also be analyzed from urine spotted on filter paper, see OAUS / Organic Acids Screen, Urine Spot. Additional confirmatory testing is recommended. The diagnosis of an underlying FAO disorder or organic aciduria allows genetic counseling of the family, including the possible option of future prenatal diagnosis, and testing of at-risk family members of any age. Disorders Detectable by Acylcarnitine Analysis* Fatty Acid Oxidation Disorders: -Short-chain acyl-CoA dehydrogenase deficiency -Medium/Short-chain 3-hydroxyacyl-CoA dehydrogenase deficiency -Medium-chain acyl-CoA dehydrogenase deficiency -Long-chain 3-hydroxyacyl-CoA dehydrogenase deficiency and trifunctional protein deficiency -Very long-chain acyl-CoA dehydrogenase deficiency -Carnitine palmitoyl transferase type II deficiency -Carnitine-acylcarnitine translocase deficiency -Electron-Transferring Flavoproteins (ETF) deficiency, ETF-dehydrogenase deficiency (multiple acyl-CoA dehydrogenase deficiency; glutaric acidemia type II) Organic Acid Disorders: -Glutaryl-CoA dehydrogenase deficiency (glutaric acidemia type I) -Propionic acidemia -Methylmalonic acidemia -Isovaleric acidemia -3-Hydroxy-3-methylglutaryl-CoA carboxylase deficiency -3-Methylcrotonyl carboxylase deficiency -Biotinidase deficiency -Multiple carboxylase deficiency -Isobutyryl-CoA dehydrogenase deficiency -2-Methylbutyryl-CoA dehydrogenase deficiency -Beta-ketothiolase deficiency -Malonic aciduria -Ethylmalonic encephalopathy *Additional confirmatory testing is required for most of these conditions because an acylcarnitine profile can be suggestive of more than one condition. For more information seePostmortem Screening Algorithm for Fatty Acid Oxidation Disorders and Organic Acidurias. | Quantitative results are compared to a constantly updated range which corresponds to the 5 to 95 percentile interval of all postmortem cases analyzed in our laboratory. | Reports of abnormal acylcarnitine profiles will include an overview of the results and of their significance, a correlation to available clinical information, possible differential diagnoses, recommendations for additional biochemical testing and confirmatory studies (enzyme assay, molecular analysis) as indicated, name and phone number of contacts who may provide these studies, and a phone number to reach one of the laboratory directors in case the referring physician has additional questions. Abnormal results are not always sufficient to conclusively establish a diagnosis of a particular disease. To verify a preliminary diagnosis based on an acylcarnitine analysis, independent biochemical (eg, FAO / Fatty Acid Oxidation Probe Assay, Fibroblast Culture) or molecular genetic analyses are required using additional tissue such as skin fibroblasts from the deceased patient. If not available, molecular genetic analysis of a patient's parents may enable the confirmation of a diagnosis. | Both blood and bile specimens must be collected in order to detect and independently confirm the largest possible number of disorders. However, if only one specimen type is available, testing is still beneficial. In cases with a higher level of suspicion due to the recognition of 1 or more risk factors, collection of urine on filter paper and a skin biopsy is also recommended for further testing and enzymatic/molecular studies. Contact the Biochemical Genetic consultant or genetic counselor on call at 800-533-1710 to discuss high-risk cases. In comparison to living individuals, profiles of postmortem blood specimens generally show a nonspecific increase of short chain species. Patients with secondary carnitine deficiency may display uninformative acylcarnitine profiles in blood, but not in bile. Several fatty acid oxidation disorders are not associated with abnormal acylcarnitine profiles (eg, carnitine palmitoyltransferase I (CPT I) deficiency, 3-hydroxy-3-methylglutaryl CoA synthase (HMG-CoA synthase) deficiency) and will not be detected. | 1. Miller MJ, Cusmano-Ozog K, Oglesbee D, Young S. ACMG Laboratory Quality Assurance Committee. Laboratory analysis of acylcarnitines, 2020 update: a technical standard of the American College of Medical Genetics and Genomics (ACMG). Genet Med. 2021;23(2):249-258 2. Rinaldo P, Matern D, Bennet BJ. Fatty acid oxidation disorders. Ann Rev Physiol. 2002;64:477-502 3. Rashed MS, Ozand PT, Bennett MJ, et al. Inborn errors of metabolism diagnosed in sudden death cases by acylcarnitine analysis of postmortem bile. Clin Chem. 1995;4(8 Pt 1):1109-1114 4. Pryce JW, Weber MA, Heales S, et al. Tandem mass spectrometry findings at autopsy for detection of metabolic disease in infant deaths: postmortem changes and confounding factors. J Clin Pathol. 2011;64(11):1005-1009. doi:10.1136/jclinpath-2011-200218 5. van Rijt WJ, Koolhaas GD, Bekhof J, et al. Inborn errors of metabolism that cause sudden infant death: A systematic review with implications for population neonatal screening programmes. Neonatology. 2016;109(4):297-302 | Blood and bile are collected on the same filter paper card; newborn screening filter paper cards are used. Blood drawn into heparin-containing tubes and bile collected by direct puncture of the gallbladder are spotted on a filter paper card. Two circles are labeled and used for blood, 2 circles are labeled and used for bile (each 25 mcL of volume). A 3/16" disk is punched out of the dried blood or 1/16" dried bile spot into an Eppendorf tube. The acylcarnitines are extracted by the addition of methanol and known concentrations of isotopically labeled acylcarnitines as internal standards. The extract is transferred to a Reacti-Vial, dried under a stream of nitrogen, and derivatized by the addition ofn-butanol hydrochloric acid. The acylcarnitines are measured as their butyl esters by electrospray tandem mass spectrometry. The concentration of the analytes is established by computerized comparison of ion intensities of these analytes to that of the respective internal standards.(Chace DH, DiPerna JC, Mitchell BL, et al. Electrospray tandem mass spectrometry for analysis of acylcarnitines in dried postmortem blood specimens collected at autopsy from infants with unexplained cause of death. Clin Chem. 2001;47:1166-1182;Miller MJ, Cusmano-Ozog K, Oglesbee D, Young S. ACMG Laboratory Quality Assurance Committee. Laboratory analysis of acylcarnitines, 2020 update: a technical standard of the American College of Medical Genetics and Genomics [ACMG]. Genet Med. 2021;23[2]:249-258) | 7 to 16 days | Indefinitely | This test was developed and its performance characteristics determined by Mayo Clinic in a manner consistent with CLIA requirements. It has not been cleared or approved by the US Food and Drug Administration. | 83789 | Postmortem Screening | In Process | 22683 | Release Date | 82772-5
KUR | Potassium, 24 Hour, Urine | Determining the cause for hyper- or hypokalemia | Potentiometric, Indirect Ion-Selective Electrode (ISE) | Yes | Potassium, 24 HR, U | Urine | Supplies:Sarstedt 5 mL Aliquot Tube (T914) Collection Container/Tube:24-Hour graduated urine container with no metal cap or glued insert Submission Container/Tube:Plastic, 5 mL tube or a clean, plastic aliquot container with no metal cap or glued insert Specimen Volume:5 mL Collection Instructions: 1. Collect urine for 24 hours. 2. Refrigerate specimen within 4 hours of completion of 24-Hour collection. Additional Information: SeeUrine Preservatives-Collection and Transportation for 24-Hour Urine Specimensfor multiple collections. | 1 mL | Potassium (K+) is the major intracellular cation. Functions of potassium include regulation of neuromuscular excitability, heart contractility, intracellular fluid volume, and hydrogen ion concentration. The physiologic function of K+ requires the body to maintain a low extracellular fluid concentration of the cation; the intracellular concentration is 20 times greater than the extracellular K+ concentration. Only 2% of total body K+ circulates in the plasma. The kidneys provide the most important regulation of K+. The proximal tubules reabsorb almost all the filtered K+. Under the influence of aldosterone, the remaining K+ can then be secreted into the urine in exchange for sodium in both the collecting ducts and the distal tubules. Thus, the distal nephron is the principal determinant of urinary K+ excretion. Decreased excretion of K+ in acute kidney disease and end-stage kidney failure are common causes of prolonged hyperkalemia. Renal losses of K+ may occur during the diuretic (recovery) phase of acute tubular necrosis, during administration of non-potassium sparing diuretic therapy, and during states of excess mineralocorticoid or glucocorticoid. | > or =18 years: 16-105 mmol/24 hours Reference values have not been established for patients who are younger than 18 years of age. | Hypokalemia reflecting true total body deficits of potassium (K+) can be classified into renal and nonrenal losses based on the daily excretion of K+ in the urine. During hypokalemia, if urine excretion of K+ is below 30 mEq/day, it can be concluded that kidney reabsorption of K+ is appropriate. In this situation, the causes for the hypokalemic state are either decreased K+ intake or extra renal loss of K+ rich fluid. Urine excretion of more than 30 mEq/d in a hypokalemia setting is inappropriate and indicates that the kidneys are the primary source of the lost K+. | Ion-selective electrodes are selective for the ion in question but are not specific. Other monovalent cations may interfere but not in the physiologic range. | 1. Delaney MP, Lamb EJ:Kidney disease.In: Rifai N, Horvath AR, Wittwer CT, eds. Tietz Textbook of Clinical Chemistry and Molecular Diagnostics. 6th ed. Elsevier; 2018:1308-1309 2. Toffaletti J: Electrolytes. In: Dufour DR, Rifai N, eds. Professional Practice in Clinical Chemistry: A Review. AACC Press; 1993 | The ion-selective electrode (ISE) module performs indirect measurement of electromotive force (EMF). The ISE module measures the EMF difference between an ion-selective electrode and a reference electrode. The EMF of the ion-selective electrode is dependent on the ion concentration of the sample. The EMF of the reference electrode is constant. An electronic calculation circuit converts EMF of the sample to the ion concentration of the sample.(Package insert: ISE. Roche Diagnostics; V14.0 02/2018) | Same day/1 to 2 days | 7 days | This test has been cleared, approved, or is exempt by the US Food and Drug Administration and is used per manufacturer's instructions. Performance characteristics were verified by Mayo Clinic in a manner consistent with CLIA requirements. | 84133 | Potassium, 24 HR, U | 2829-0 | VL26 | Urine Volume | 3167-4
RKUR | Potassium, Random, Urine | Determining the cause for hyper- or hypokalemia using a random urine specimen | Potentiometric, Indirect Ion-Selective Electrode (ISE) | Yes | Potassium, Random, U | Urine | Supplies:Sarstedt 5 mL Aliquot Tube (T914) Container/Tube:Plastic, 5-mL tube Specimen Volume:4 mL Collection Instructions: 1. Collect a random urine specimen. 2. No preservative. | 1 mL | Potassium (K+) is the major intracellular cation. Functions of K+ include regulation of neuromuscular excitability, heart contractility, intracellular fluid volume, and hydrogen ion concentration. The physiologic function of K+ requires the body to maintain a low extracellular fluid (ECF) concentration of the cation; the intracellular K+ concentration is 20 times greater than the extracellular concentration. Only 2% of total body K+ circulates in the plasma. The kidneys provide the most important regulation of K+. The proximal tubules reabsorb almost all the filtered K+. Under the influence of aldosterone, the remaining K+ can then be secreted into the urine in exchange for sodium in both the collecting ducts and the distal tubules. Thus, the distal nephron is the principal determinant of urinary K+ excretion. Decreased excretion of K+ in acute kidney disease and end-stage kidney failure are common causes of prolonged hyperkalemia. Renal losses of K+ may occur during the diuretic (recovery) phase of acute tubular necrosis, during administration of non-potassium sparing diuretic therapy, and during states of excess mineralocorticoid or glucocorticoid. | No established reference values Random urine potassium may be interpreted in conjunction with serum potassium, using both values to calculate fractional excretion of potassium. The calculation for fractional excretion (FE) of potassium (K) is FE(K)= ([K(urine) X Creat(serum)]/[K(serum) X Creat(urine)]) X 100 | Hypokalemia reflecting true total body deficits of potassium (K+) can be classified into renal and nonrenal losses based on the daily excretion of K+ in the urine. During hypokalemia, if urine excretion of K+ is less than 30 mEq/day, it can be concluded that renal reabsorption of K+ is appropriate. In this situation, the causes for the hypokalemic state are either decreased K+ intake or extra renal loss of K+ rich fluid. Urine excretion of more than 30 mEq/day in a hypokalemia setting is inappropriate and indicates that the kidneys are the primary source of the lostK+. | Ion-selective electrodes are selective for the ion in question but are not specific. Other monovalent cations may interfere but not in the physiologic range. | 1.Delaney MP, Lamb EJ:Kidney disease.In: Rifai N, Horvath AR, Wittwer CT, eds. Tietz Textbook of Clinical Chemistry and Molecular Diagnostics. 6th ed. Elsevier; 2018:1308-1309 2. Toffaletti J: Electrolytes. In: Dufour DR, Rifai N, eds. Professional Practice in Clinical Chemistry: A Review. AACC Press; 1993 | The ion-selective electrode (ISE) module performs indirect measurement of electromotive force (EMF). The ISE module measures the EMF difference between an ion-selective electrode and a reference electrode. The EMF of the ion-selective electrode is dependent on the ion concentration of the sample. The EMF of the reference electrode is constant. An electronic calculation circuit converts EMF of the sample to the ion concentration of the sample.(Package insert: Potassium. Roche Diagnostics; V14.0 02/2018) | Same day/1 to 2 days | 7 days | This test has been cleared, approved, or is exempt by the US Food and Drug Administration and is used per manufacturer's instructions. Performance characteristics were verified by Mayo Clinic in a manner consistent with CLIA requirements. | 84133 | Potassium, Random, U | 2828-2 | RKUR | Potassium, Random, U | 2828-2
KS | Potassium, Serum | Evaluation of electrolyte balance, cardiac arrhythmia, muscular weakness, hepatic encephalopathy, and renal failure | Potentiometric, Indirect Ion-Selective Electrode | Yes | Potassium, S | Serum | CollectionContainer/Tube: Preferred:Serum gel Acceptable:Red top Submission Container/Tube:Plastic vial Specimen Volume:0.5 mL Collection Instructions: 1. Serum gel tubes should be centrifuged within 2 hours of collection. 2. Red-top tubes should be centrifuged,andthe serumaliquotedinto a plastic vialwithin 2 hours of collection. | 0.25 mL | Potassium is the major cation of the intracellular fluid. Disturbance of potassium homeostasis has serious consequences. Decreases in extracellular potassium are characterized by muscle weakness, irritability, and eventual paralysis. Cardiac effects include tachycardia, other cardiac conduction abnormalities that are apparent by electrocardiographic examination, and eventual cardiac arrest. Hypokalemia (low potassium) is common in vomiting, diarrhea, alcoholism, and folic acid deficiency. Additionally, more than 90% of hypertensive patients with aldosteronism have hypokalemia. Abnormally high extracellular potassium levels produce symptoms of mental confusion; weakness, numbness, and tingling of the extremities; weakness of the respiratory muscles; flaccid paralysis of the extremities; slowed heart rate; and eventually peripheral vascular collapse and cardiac arrest. Hyperkalemia may be seen in end-stage renal failure, hemolysis, trauma, Addison disease, metabolic acidosis, acute starvation, dehydration, and with rapid potassium infusion. Potassium should be monitored during treatment of many conditions but especially in diabetic ketoacidosis and any intravenous therapy for fluid replacement. | <1 year: not established > or =1 year: 3.6-5.2 mmol/L | Potassium levels below 3.0 mmol/L are associated with marked neuromuscular symptoms and are evidence of a critical degree of intracellular depletion. Potassium levels below 2.5 mmol/L are potentially life-threatening. High potassium can be an acute medical emergency, particularly if the potassium increases over a short period of time. At values above 6.0 mmol/L, symptoms are typically apparent. Potassium levels above 6.0 mmol/L are potentially lifethreatening. Levels above 10.0 mmol/L are, in most cases, fatal. | No significant cautionary statements | Tietz Textbook of Clinical Chemistry. Fourth edition. Edited by CA Burtis, ER Ashwood, DE Bruns. WB Saunders Company, Philadelphia, 2006;27:984-987; 2006;46:1754-1757 | Ion-selective electrode (ISE) (indirect potentiometry). The ISE module performs indirect measurement of electromotive force (EMF). The ISE module measures the EMF difference between an ion-selective electrode and a reference electrode. The EMF of the ion-selective electrode is dependent on the ion concentration of the sample. The EMF of the reference electrode is constant. An electronic calculation circuit converts EMF of the sample to the ion concentration of the sample.(Package insert: Roche Diagnostics ISE reagent; Indianapolis, IN, 2006) | Same day/1 to 2 days | 1 week | This test has been cleared, approved, or is exempt by the US Food and Drug Administration and is used per manufacturer's instructions. Performance characteristics were verified by Mayo Clinic in a manner consistent with CLIA requirements. | 84132 | Potassium, S | 2823-3 | KS | Potassium, S | 2823-3
FPTWG | Potato White IgG |  | Enzyme Immunoassay (FEIA) | No | Potato White IgG | Serum | Draw blood in a plain red-top tube(s), serum gel tube(s) is acceptable. Spin down and send 0.5 mL of serum refrigerated in a plastic vial. | 0.5 mL | [6 empty] | 3 to 7 days |  | This test was developed and its performance characteristics determined by Viracor Eurofins. It has not been cleared or approved by the U.S. Food and Drug Administration. | 86001 | Potato White IgG | 35544-6 | FPTWG | Potato White IgG | 35544-6