## Lab Test Data
test_code | test_name | useful_for | method_name | ny_state_available | reporting_name | specimen_type | specimen_required | specimen_min_volume | clinical_info | reference_values | interpretations | cautions | reference | method_description | report_available | spec_retention_time | test_classification | cpt_code | test_order_name | order_loinc | result_id | test_result_name | result_loinc
ACARP | Acanthamoeba species Molecular Detection, PCR, Ocular | Aids in the diagnosis of amebic keratitis in conjunction with clinical findings | Real-Time Polymerase Chain Reaction (PCR)/TaqMan DNA Probe Hybridization | Yes | Acanthamoeba species Detection, PCR | Varies | The preferred specimen for this test is corneal scraping or biopsy. Submit only 1 of the following specimens: Specimen Type:Tissue, fresh Sources:Ocular Container/Tube:Sterile container Specimen Volume:5-10 mm Collection Instructions:Submit tissue in a sterile container with 1 mL of sterile saline, minimal essential media (MEM), or viral transport media. Preferred Paraffin-embedded tissue block: Supplies:Tissue Block Container (T553) Specimen Type:Formalin-fixed, paraffin-embedded tissue block (FFPE) Sources:Ocular Container/Tube:Tissue block Collection Instructions:Submit a FFPE tissue block to be cut and returned. Acceptable Paraffin-embedded tissue block: Specimen Type:Formalin-fixed, paraffin-embedded tissue block (FFPE) Sources:Ocular Container/Tube:Sterile container for each individual cut section (scroll). Collection Instructions:Perform microtomy and prepare five separate 10-micron sections.Each section (scroll) must be placed in a separate sterile container for submission. Specimen Type:Scrapings, swabs Sources:Eye, ocular, cornea Container/Tube:Sterile container Specimen Volume:1 mL Collection Instructions: 1. Collect corneal scrapings using a scalpel or other sharp device to remove the outer layer of cells from the eye. 2. Swish the collection device in 1 mL of sterile saline, minimal essential media (MEM), or viral transport media. 3. Remove the collection device from the collection container before submitting to the lab. 4. Specimens containing scalpel blades will be canceled. Additional Information:Swabs are not the preferred specimen for this test and may yield false-negative results.Specimens collected using wooden shafted swabs and calcium alginate-tipped swabs will be canceled. Specimen Type:Contact lenses Container/Tube:Sterile container Specimen Volume:Entire collection Collection Instructions: 1. Place entire contact lens in a sterile container with 1 mL sterile saline, viral transport media, or minimal essential media (MEM). 2. Right and left lenses must be submitted individually using multiple sterile containers or in the original contact lens case.Multiple orders must be created. 3. Indicate Right or Left in the specimen source. Specimen Type:Contact lens cases without lenses Container/Tube:Sterile container Specimen Volume:1 mL solution or entire case Additional Information: 1. Depending on the type of case submitted, it may be necessary to test right and left chambers individually.Multiple orders must be created. 2. Indicate Right or Left in the specimen source. | Scrapings: 0.5 mL Other specimen types: See Specimen Required | Acanthamoebaare ubiquitous, free-living, microscopic amebae that cause rare, but severe, infections of the eye, skin, lungs, and central nervous system (CNS). They are found worldwide in water and soil and may enter the body through inhalation, contamination of wounds, and contact lens use. As many as 24 species comprising 22 genotypes (T1-T22) have been described using 18S ribosomal RNA sequence analysis, although most human infections are due to genotype T4. Given their widespread distribution in the environment, many people will be exposed toAcanthamoebaduring their lifetime, but very few will become sick from this exposure. The most common form ofAcanthamoebainfection is amebic keratitis (AK). Infection occurs primarily in contact lens wearers due to contamination of lenses, cleaning solutions, or storage cases. Amebae can also enter the cornea following trauma. AK is a painful, subacute corneal infection associated with extensive scarring and blindness if untreated. Cases generally respond to treatment, but relapse is common. Compared to corneal infection, involvement of the CNS is rare and seen primarily in severely immunocompromised individuals, such as organ transplant recipients and patients with AIDS. CNS infection may also be caused by a related ameba,Balamuthia mandrillaris. AK is usually clinically suspected based on symptoms and confocal ophthalmologic examination. Confirmation of infection is classically identified by microscopic examination and culture of corneal tissue and contact lenses or equipment using tap water agar plate overlain with bacteria as a food source for the amebae. Unfortunately, it must be held and examined for 7 days for maximum sensitivity. A polymerase chain reaction assay provides a more rapid result with similar sensitivity to culture and is, therefore, the preferred method for confirming the clinical diagnosis of AK. | Negative | A positive result indicates the presence ofAcanthamoebaspecies DNA and is consistent with active or recent infection. While positive results are highly specific indicators of disease, they should be correlated with symptoms, clinical findings, radiologic features, or confocal ophthalmologic examination. | While this assay is designed to detect symptomatic infection withAcanthamoebaspecies, the widespread distribution of these free-living microscopic amebae in the environment may contaminate inanimate objects such as contact lenses and cases. Thus, it should be used for patients with a clinical history and ocular symptoms consistent with amebic keratitis. Inadequate specimen collection or improper storage may invalidate test results. Acanthamoebaspecies DNA may be detectable for an unknown period of time after adequate treatment. | 1. Cope JR, Ali KM, Visvesvara GS: Pathogenic and opportunistic free-living amebae. In: Carroll KC, Pfaller MA, Landry ML, et al, eds. Manual of Clinical Microbiology. 12th Ed. ASM Press; 2019:chap142 2.Centers for Disease Control and Prevention,National Center for Emerging and Zoonotic Infectious Diseases (NCEZID),Division of Foodborne, Waterborne, and Environmental Diseases (DFWED): Parasites -Acanthamoeba-Granulomatous Amebic Encephalitis (GAE); Keratitis. CDC; Updated December 29, 2021. Accessed March 28, 2023. Available at www.cdc.gov/parasites/acanthamoeba/health_professionals/acanthamoeba_keratitis_hcp.html | The assay is performed on the Roche LightCycler (LC) 480 II instrument following DNA extraction on the Roche MagNA Pure or the Siemens Tissue Preparation System. The LC 480 II instrument is an automated instrument that amplifies and monitors the development of target nucleic acid (amplicon) after each cycle of polymerase chain reaction (PCR). The DNA target for this PCR assay is a gene encoding the nuclear small subunit ribosomal 18S ribosomal RNA (rRNA). The PCR mix contains a forward and reverse primer specific forAcanthamoebaspeciestemplate amplification and 1 TaqMan probe (CY5). The CY5 probe contains a fluorophore (5'-end) and a quencher (3'-end) in close proximity; the quencher inhibits the fluorescence signal from the fluorophore while the probe is intact. After the probe anneals to the targetedAcanthamoeba18S rRNA, it is subsequently degraded by a DNA polymerase with 5'-3' exonuclease activity, resulting in release of the fluorophore and production of detectable fluorescent signal.(Qvarnstrom Y, Visvesvara GS, Sriram R, da Silva AJ: Multiplex real-time PCR assay for simultaneous detection ofAcanthamoebaspp,Balamuthia mandrillaris, andNaegleria fowleri. J Clin Microbiol. 2006 Oct;44(10):3589-3595; Connelly L, Anijeet D, Alexander CL. A descriptive case of persistent Acanthamoeba keratitis: raising awareness of this complex ocular disease. Access Microbiol. 2019 Nov 28;2(3):acmi000084; Norgan AP, Sloan LM, Pritt BS: Detection ofNaegleria fowleri, Acanthamoebaspp, andBalamuthia mandrillarisin formalin-fixed, paraffin-embedded tissues by real-time multiplex polymerase chain reaction. Am J Clin Pathol 2019;152:799-807) | 2 to 3 days | 7 Days | This test was developed and its performance characteristics determined by Mayo Clinic in a manner consistent with CLIA requirements. It has not been cleared or approved by the US Food and Drug Administration. | 87798 | Acanthamoeba species Detection, PCR | 41429-2 | 38058 | Acanthamoeba species PCR | 41429-2
A1R | A1 Antigen Subtype, Blood | Additional proof of alloantibody specificity Assessment of solid organ transplantation donor compatibility This test isnot usefulfor the purpose of establishing paternity. | Hemagglutination | Yes | A1 antigen subtype | Whole Blood EDTA | Container/Tube:Pink top (EDTA) Specimen Volume:6 mL Pediatric Volume:2 mL blood in 6 mL pink-top (EDTA) tube Collection Instructions:Send whole blood specimen in original tube.Do not aliquot. | See Specimen Required | The presence or absence of a cellular antigen is an inherited trait. As a general rule, individuals will not make antibody directed against an antigen present on their own red blood cells. | Reported as Negative or Positive | The A1 antigen type will be resulted as "pos," indicating that the antigen is present, or "neg," indicating that the antigen is absent. | No significant cautionary statements | Fung MK, Eder AF, Spitalnik SL, Westhoff CM: Technical Manual. 19th ed. AABB; 2017 | Agglutination of red blood cells with an antiserum represents the presence of the corresponding antigen in the red blood cells.(MK, Eder AF, Spitalnik SL, Westhoff CM: Technical Manual. 19th ed. AABB; 2017) | 1 to 5 days | 14 days | This test has been cleared, approved, or is exempt by the US Food and Drug Administration and is used per manufacturer's instructions. Performance characteristics were verified by Mayo Clinic in a manner consistent with CLIA requirements. | 86905 | A1 antigen subtype | 844-1 | A1R | A1 antigen subtype | 844-1
RTQPC | Abnormal Prion Protein, Real-Time Quaking Induced Conversion, Spinal Fluid | Aiding in diagnosing sporadic Creutzfeldt-Jakob disease or other prion disease in patients with a rapidly progressive dementia | Only orderable as part of a profile. For more information see: CJDE / Creutzfeldt-Jakob Disease Evaluation, Spinal Fluid RPDE / Rapidly Progressive Dementia Evaluation, Spinal Fluid Real-Time Quaking-Induced Conversion (RT-QuIC) | Yes | RT-QuIC Prion, CSF | CSF | Only orderable as part of a profile. For more information see: CJDE / Creutzfeldt-Jakob Disease Evaluation, Spinal Fluid RPDE / Rapidly Progressive Dementia Evaluation, Spinal Fluid | See Specimen Required | This evaluation is intended for use in patients with suspected Creutzfeldt-Jakob disease (CJD) and other human prion diseases.CJD is a rare and fatal neurodegenerative disorder that predominantly affects the brain and is caused by misfolded prion proteins (PrP[Sc]). CJD accounts for more than 90% of human prion diseases. Initial symptom onset is heterogenous but commonly includes rapidly progressive dementia, cerebellar ataxia, and myoclonus. The timeline of symptom progression and the pattern of symptom evolution can be divergent across patients and CJD subtypes, making an accurate diagnosis based on clinical presentation alone challenging. The inclusion of biomarkers with high diagnostic accuracy has improved the differentiation of CJD and related prion diseases from treatable neurological conditions with overlapping phenotypes. Thereal-time quaking-induced conversion (RT-QuIC) assay has been established to have strong clinical utility for early and accurate diagnosis of CJD through numerous independent studies in cerebrospinal fluid (CSF). Furthermore, the robustness and reproducibility of the RT-QuIC assay for CJD across laboratories has been demonstrated through international ring trials. The clinical sensitivity and specificity of second-generation RT-QuIC assays in CSF have been consistently reported to be greater than or equal to 92% and greater than or equal to 99%, respectively. Despite the high diagnostic accuracy of the assay,RT-QuIC results should be interpreted in the appropriate clinical context along with other clinical and paraclinical findings. A definitive diagnosis of sporadic prion disease can be established only through neuropathological assessment of brain tissue. Unexpectedly negative RT-QuIC test resultsshould prompt careful consideration of the differential diagnosis.If there is high suspicion of prion disease, repeat testing with RT-QuIC may be warranted. A small subset of cases initially negative by RT-QuIC may become positive as the disease progresses.However, RT-QuIC may be persistentlynegative in a small proportion of patients with definitive prion disease. False-negative RT-QuIC results are most often encountered in cases of genetic prion disease (eg, fatal familial insomnia and Gerstmann-Straussler-Scheinker disease) and in atypical sporadic prion disease subtypes (eg, MM2 cortical subtype) that have slower indolent disease progression. Other CSF biomarkers have been utilized to support the diagnosis of CJD, including 14-3-3, total Tau measurement, and the ratio of total Tau to phosphorylated Tau at threonine 181. Recent studies have indicated that the Tau ratio (total Tau to pT181-Tau or vice versa) has a very high diagnostic accuracy that exceeds that provided by total Tau or 14-3-3 enzyme-linked immunosorbent assays (ELISA). In a cohort of probable/definite CJD cases and controls tested utilizing the Roche Total-Tau and p-Tau (threonine 181) Elecsys assays, the optimized cut-off value for total Tau (>393 ng/L) had a clinical sensitivity and specificity of 92.3% and 88.3% for CJD, respectively, and the optimized cut-off value for the total Tau to p-Tau ratio (>18) has a clinical sensitivity and specificity of 97.4% and 95.9% for CJD, respectively. Importantly, total Tau or total Tau to p-Tau ratios utilize assay-dependent cut-off values, and cut-off values from one assay are not transferable to different assay platforms. The National Prion Disease Pathology Surveillance Center (NPDPSC) coordinates autopsies and neuropathologic examinations on suspected prion disease cases. More information about services available at the NPDPSC can be found at https://case.edu/medicine/pathology/divisions/prion-center. | Only orderable as part of a profile. For more information see: CJDE / Creutzfeldt-Jakob Disease Evaluation, Spinal Fluid RPDE / Rapidly Progressive Dementia Evaluation, Spinal Fluid Negative | A positivereal-time quaking-induced conversion (RT-QuIC) assay result is supportive of prion disease and, in the correct clinical context, fulfills the Centers of Disease Control and Prevention diagnostic criteria of probable prion disease.(1) Negative results do not exclude the possibility of prion disease. | These test results should be interpreted in the appropriate clinical context along with other clinical and paraclinical findings. Only through neuropathological assessment of brain tissue can a definitive diagnosis of sporadic prion disease be established. Some molecular subtypes of prion protein have been reported to have lower detectability by real-time quaking-induced conversion (RT-QuIC). Even small quantities of blood in CSF can result in false-negative RT-QuIC results. The presence of fluorescent substances may interfere with testing and prevent an accurate interpretation of the RT-QuIC assay. Careful consideration of the differential diagnosis is advised when RT-QuIC test results are unexpectedly negative. Repeat testing with RT-QuIC may be warranted if there is high suspicion of prion disease. A small subset of initially negative cases by RT-QuIC may become positive as the disease progresses. However, a small proportion of patients with definitive prion disease may be persistently negative by RT-QuIC. False-negative RT-QuIC results are most often encountered in cases of genetic prion disease, such as fatal familial insomnia and Gerstmann-Straussler-Scheinker disease, and in atypical sporadic prion disease subtypes that have slower indolent disease progression. | 1. Centers for Disease Control and Prevention (CDC), National Center for Emerging and Zoonotic Infectious Diseases (NCEZID), Division of High-Consequence Pathogens and Pathology (DHCPP). Diagnostic criteria: CDC's diagnostic criteria for Creutzfeldt-Jakob disease (CJD), 2018. CDC; Updated October 18, 2021. Accessed July 17, 2024. Available at www.cdc.gov/creutzfeldt-jakob/hcp/clinical-overview/diagnosis.html 2. Hermann P, Appleby B, Brandel JP, et al. Biomarkers and diagnostic guidelines for sporadic Creutzfeldt-Jakob disease. Lancet Neurol. 2021;20(3):235-46 3. Rhoads DD, Wrona A, Foutz A, et al. Diagnosis of prion diseases by RT-QuIC results in improved surveillance. Neurology. 2020;95(8):e1017-e1026 4. Hamlin C, Puoti G, Berri S, et al. A comparison of tau and 14-3-3 protein in the diagnosis of Creutzfeldt-Jakob disease. Neurology. 2012;79(6):547-552 5. Shir D, Lazar EB, Graff-Radford J, et al. Analysis of clinical features, diagnostic tests, and biomarkers in patients with suspected Creutzfeldt-Jakob disease, 2014-2021. JAMA Netw Open. 2022;5(8):e2225098 | This assay is a second-generation seeding aggregation assay known as a real-time quaking-induced conversion assay (RT-QuIC). Briefly, the cerebrospinal fluid sample is mixed with reaction buffer that contains fluorescence emitting dye and truncated recombinant hamster prion proteins (amino acids 90-231) in a 96-well black microtiter plate with clear optical bottom. Each 96-well plate includes 2 positive controls and 2 negative controls plus 20 samples. Each sample is tested in 4 replicate wells. At completion of the reaction, if at least one of the reaction wells per sample is scored positive, testing is repeated for that sample. The assay is performed on a BMG Omega FLUOStar instrument.(Orru CD, Groveman BR, Hughson AG, et al. RT-QuIC assays for prion disease detection and diagnostics. Methods Mol Biol. 2017;1658:185-203) | 3 to 8 days | 60 days | This test was developed and its performance characteristics determined by Mayo Clinic in a manner consistent with CLIA requirements. It has not been cleared or approved by the US Food and Drug Administration. | 84999 | RT-QuIC Prion, CSF | No LOINC Needed | 620307 | RT-QuIC Prion, CSF | 101662-5
_G111 | Abnormal Transferrin CDG Panel (Bill Only) |  | This test is for billing purposes only. This is not an orderable test. | Yes | Abnormal Transferrin CDG Panel | This test is for billing purposes only. | This test is for billing purposes only. This is not an orderable test. |  |  | This test is for billing purposes only. This is not an orderable test. | [6 empty] | Not Applicable | 81443
ABONR | ABO/Rh Newborn, Blood | Selecting compatible blood products for transfusion therapy Determining the need for Rh immune globulin in mother of baby | Hemagglutination | No | Newborn ABORh | Includes ABO and Rh blood group antigens. | Container/Tube:Pink top (EDTA Micro tube) Specimen Volume:0.5 mL Collection Instructions: 1. Invert several times to mix blood. 2. Send whole blood specimen in original tube.Do not aliquot. | See Specimen Required | The ABO and Rh typing indicates the presence of 2 of the various blood group systems. The identification of antigens in the ABO and Rh system has its major application in the selection of blood and blood products of the appropriate ABO/Rh type for transfusion therapy and in the determination of the mother's candidacy for Rh immune globulin therapy. Weak D testing will be performed on all Rh-negative babies. | ABO and Rh blood group antigens identified | Agglutination of red cells with an antiserum represents the presence of the corresponding antigen on the red cells. | No significant cautionary statements | Cohn CS, Delaney DO, Johnson ST, Katz LM, Schwartz J, eds. Technical Manual. 21st ed. AABB; 2023 | Agglutination of red cells with an antiserum represents the presence of the corresponding antigen in the red cells.(Cohn CS, Delaney DO, Johnson ST, Katz LM, Schwartz J, eds. Technical Manual. 21st ed. AABB; 2023) | Same day/1 to 2 days | 14 days | This test has been cleared, approved, or is exempt by the US Food and Drug Administration and is used per manufacturer's instructions. Performance characteristics were verified by Mayo Clinic in a manner consistent with CLIA requirements. | 8690086901 | Newborn ABORh | 19057-9 | ABONR | Newborn ABORh | 19057-9
ABOMR | ABO/Rh, Blood | Determining blood group ABO and Rh only | Hemagglutination | No | ABORh, RBC | Includes identification of ABO and Rh blood group antigens. If indicated, antibody identification will be performed. If ABO/Rh discrepancy is detected, the ABO/Rh problem test may be ordered to result the final ABO/Rh interpretation. | Container/Tube:Pink top (EDTA) Specimen Volume:6 mL Collection Instructions: 1. Invert several times to mix blood. 2. Send whole blood specimen in original tube.Do not aliquot. | 3 mL | This ABO and Rh blood typing test identifies the presence of specific red cell antigens and antibodies to determine the ABO/Rh type. | ABO and Rh blood group antigens identified | Standard ABO/Rh type will be reported. Routine types include: O pos, O neg, A pos, A neg, B pos, B neg, AB pos and AB neg. Any relevant discrepancies will be noted. | Clinical evaluation of antibodies identified is necessary to determine their potential for harm to the patient at this time and to assess appropriate action to be taken in the future. | Cohn CS, Delaney DO, Johnson ST, Katz LM, Schwartz J, eds. Technical Manual. 21st ed. AABB; 2023 | Agglutination of patient red cells with an antiserum represents the presence of the corresponding antigen on the red cells. Agglutination of patient plasma with reagent red blood cells represents the presence of the corresponding antibodies.(Cohn CS, Delaney DO, Johnson ST, Katz LM, Schwartz J, eds. Technical Manual. 21st ed. AABB; 2023) | Same day/1 to 2 days |  | This test has been cleared, approved, or is exempt by the US Food and Drug Administration and is used per manufacturer's instructions. Performance characteristics were verified by Mayo Clinic in a manner consistent with CLIA requirements. | 86900-ABO86901-Rh | ABORh, RBC | 882-1 | ABOMR | ABORh, RBC | 882-1
ACAC | Acacia, IgE, Serum | Establishing the diagnosis of an allergy to acacia Defining the allergen responsible for eliciting signs and symptoms Identifying allergens: -Responsible for allergic response and/or anaphylactic episode -To confirm sensitization prior to beginning immunotherapy -To investigate the specificity of allergic reactions to insect venom allergens, drugs, or chemical allergens | Fluorescence Enzyme Immunoassay (FEIA) | Yes | Acacia, IgE | Serum | Collection Container/Tube: Preferred:Serum gel Acceptable:Red top Submission Container/Tube:Plastic vial Specimen Volume:0.5 mL for every 5 allergens requested Collection Instructions:Centrifuge and aliquot serum into a plastic vial. | For 1 allergen: 0.3 mL For more than 1 allergen: (0.05 mL x number of allergens) + 0.25 mL deadspace | Clinical manifestations of immediate hypersensitivity (allergic) diseases are caused by the release of proinflammatory mediators (histamine, leukotrienes, and prostaglandins) from IgE-sensitized effector cells (mast cells and basophils) when cell-bound IgE antibodies interact with an allergen. In vitro serum testing for IgE antibodies provides an indication of the immune response to allergens that may be associated with allergic disease. The allergens chosen for testing often depend upon the age of the patient, history of allergen exposure, season of the year, and clinical manifestations. In individuals predisposed to develop allergic disease, the sequence of sensitization and clinical manifestations proceed as follows: eczema and respiratory disease (rhinitis and bronchospasm) in infants and children less than 5 years due to food sensitivity (milk, egg, soy, and wheat proteins) followed by respiratory disease (rhinitis and asthma) in older children and adults due to sensitivity to inhalant allergens (dust mite, mold, and pollen inhalants). | Class,IgE kU/L,Interpretation, 0,<0.10,Negative, 0/1,0.10-0.34,Borderline/equivocal, 1,0.35-0.69,Equivocal, 2,0.70-3.49,Positive, 3,3.50-17.4,Positive, 4,17.5-49.9,Strongly positive, 5,50.0-99.9,Strongly positive, 6,> or =100,Strongly positive, | Detection of IgE antibodies in serum (class 1 or greater) indicates an increased likelihood of allergic disease as opposed to other etiologies and defines the allergens that may be responsible for eliciting signs and symptoms. The level of IgE antibodies in serum varies directly with the concentration of IgE antibodies expressed as a class score or kU/L. | Testing for IgE antibodies is not useful in patients previously treated with immunotherapy to determine if residual clinical sensitivity exists or in patients in whom the medical management does not depend upon identification of allergen specificity. Some individuals with clinically insignificant sensitivity to allergens may have measurable levels of IgE antibodies in serum, and test results must be interpreted in the clinical context. False-positive results for IgE antibodies may occur in patients with markedly elevated serum IgE (>2500 kU/L) due to nonspecific binding to allergen solid phases. | Homburger HA, Hamilton RG: Allergic diseases. In: McPherson RA, Pincus MR, eds. Henry's Clinical Diagnosis and Management by Laboratory Methods. 23rd ed. Elsevier; 2017:1057-1070 | Specific IgE from the patient's serum reacts with the allergen of interest, which is covalently coupled to an ImmunoCAP. After washing away nonspecific IgE, enzyme-labeled anti-IgE antibody is added to form a complex. After incubation, unbound anti-IgE is washed away, and the bound complex incubated with a developing agent. After stopping the reaction, the fluorescence of the eluate is measured. Fluorescence is proportional to the amount of specific IgE present in the patient's sample (ie, the higher the fluorescence value, the more IgE antibody is present).(Package insert: ImmunoCAP System Specific IgE FEIA. Phadia; Rev 06/2020) | Same day/1 to 3 days | 14 days | This test has been cleared, approved, or is exempt by the US Food and Drug Administration and is used per manufacturer's instructions. Performance characteristics were verified by Mayo Clinic in a manner consistent with CLIA requirements. | 86003 | Acacia, IgE | 6015-2 | ACAC | Acacia, IgE | 6015-2
ACAR | Acarus siro, IgE, Serum | Establishing the diagnosis of an allergy toAcarus siro(flour mites) Defining the allergen responsible for eliciting signs and symptoms Identifying allergens: -Responsible for allergic response and/or anaphylactic episode -To confirm sensitization prior to beginning immunotherapy -To investigate the specificity of allergic reactions to insect venom allergens, drugs, or chemical allergens | Fluorescence Enzyme Immunoassay (FEIA) | Yes | Acarus Siro, IgE | Serum | Collection Container/Tube: Preferred:Serum gel Acceptable:Red top Submission Container/Tube:Plastic vial Specimen Volume:0.5 mL for every 5 allergens requested Collection Instructions:Centrifuge and aliquot serum into a plastic vial. | For 1 allergen: 0.3 mL For more than 1 allergen: (0.05 mL x number of allergens) + 0.25 mL deadspace | Clinical manifestations of immediate hypersensitivity (allergic) diseases are caused by the release of proinflammatory mediators (histamine, leukotrienes, and prostaglandins) from IgE-sensitized effector cells (mast cells and basophils) when cell-bound IgE antibodies interact with an allergen. In vitro serum testing for IgE antibodies provides an indication of the immune response to allergens that may be associated with allergic disease. The allergens chosen for testing often depend upon the age of the patient, history of allergen exposure, season of the year, and clinical manifestations. In individuals predisposed to develop allergic disease, the sequence of sensitization and clinical manifestations proceed as follows: eczema and respiratory disease (rhinitis and bronchospasm) in infants and children less than 5 years due to food sensitivity (milk, egg, soy, and wheat proteins) followed by respiratory disease (rhinitis and asthma) in older children and adults due to sensitivity to inhalant allergens (dust mite, mold, and pollen inhalants). | Class,IgE kU/L,Interpretation, 0,<0.10,Negative, 0/1,0.10-0.34,Borderline/equivocal, 1,0.35-0.69,Equivocal, 2,0.70-3.49,Positive, 3,3.50-17.4,Positive, 4,17.5-49.9,Strongly positive, 5,50.0-99.9,Strongly positive, 6,> or =100,Strongly positive, | Detection of IgE antibodies in serum (class 1 or greater) indicates an increased likelihood of allergic disease as opposed to other etiologies and defines the allergens that may be responsible for eliciting signs and symptoms. The level of IgE antibodies in serum varies directly with the concentration of IgE antibodies expressed as a class score or kU/L. | Testing for IgE antibodies is not useful in patients previously treated with immunotherapy to determine if residual clinical sensitivity exists or in patients in whom the medical management does not depend upon identification of allergen specificity. Some individuals with clinically insignificant sensitivity to allergens may have measurable levels of IgE antibodies in serum, and test results must be interpreted in the clinical context. False-positive results for IgE antibodies may occur in patients with markedly elevated serum IgE (>2500 kU/L) due to nonspecific binding to allergen solid phases. | Homburger HA, Hamilton RG: Allergic diseases. In: McPherson RA, Pincus MR, eds. Henry's Clinical Diagnosis and Management by Laboratory Methods. 23rd ed. Elsevier; 2017:1057-1070 | Specific IgE from the patient's serum reacts with the allergen of interest, which is covalently coupled to an ImmunoCAP. After washing away nonspecific IgE, enzyme-labeled anti-IgE antibody is added to form a complex. After incubation, unbound anti-IgE is washed away, and the bound complex incubated with a developing agent. After stopping the reaction, the fluorescence of the eluate is measured. Fluorescence is proportional to the amount of specific IgE present in the patient's sample (ie, the higher the fluorescence value, the more IgE antibody is present).(Package insert: ImmunoCAP System Specific IgE FEIA. Phadia; Rev 06/2020) | Same day/1 to 3 days | 14 days | This test has been cleared, approved, or is exempt by the US Food and Drug Administration and is used per manufacturer's instructions. Performance characteristics were verified by Mayo Clinic in a manner consistent with CLIA requirements. | 86003 | Acarus Siro, IgE | 6254-7 | ACAR | Acarus Siro, IgE | 6254-7
FACET | Acetaminophen (Tylenol, Datril), Urine |  | Immunoassay (IA) | Yes | Acetaminophen, Urine | Urine | Collect 10 mL random urine without preservatives. Ship refrigerated in a plastic container. | 0.25 mL |  | Units:ug/mL Note: Analysis performed on urine. Reference ranges have not been established for urine specimens. |  |  |  |  | 1 to 5 days |  |  | 80143 | Acetaminophen, Urine | 13622-6 | FACET | Acetaminophen, Urine | 13622-6
ACMA | Acetaminophen, Serum | Monitoring toxicity in overdose cases | Photometric | Yes | Acetaminophen, S | Serum | Collection Container/Tube: Preferred:Serum gel Acceptable:Red top Submission Container/Tube:Plastic vial Specimen Volume:0.5 mL Collection Instructions: 1. Serum gel tubes should be centrifuged within 2 hours of collection. 2. Red-top tubes should be centrifuged, and the serum aliquoted into a plastic vial within 2 hours of collection. | 0.25 mL | Acetaminophen (found in Anacin-3, Comtrex, Contac, Datril, Dristan, Excedrin, Nyquil, Sinutab, Tempera, Tylenol, Vanquish, and many others) is an analgesic, antipyretic drug lacking significant anti-inflammatory activity. It is metabolized by the liver with a normal elimination half-life of less than 4 hours. In normal therapeutic doses, a minor metabolite, possessing electrophilic alkylating activity, readily reacts with glutathione in the liver to yield a detoxified product. In overdose situations, liver glutathione is consumed and the toxic metabolite (postulated metabolite: benzoquinone) reacts with cellular proteins resulting in hepatotoxicity, characterized by centrilobular necrosis and possible death if untreated.N-acetylcysteine can substitute for glutathione and serves as an antidote. Serum concentration and half-life are the only way to assess degree of intoxication in early stages since other liver function studies (eg, bilirubin, liver function enzymes) will not show clinically significant increases until after tissue damage has occurred, at which point therapy is ineffective. | Therapeutic: 10-30 mcg/mL Toxic: >150 mcg/mL 4 hours after dose | The normal half-life is less than 4 hours, while the toxic half-life is greater than 4 hours. The toxic level is dependent on half-life. When the half-life is 4 hours, hepatotoxicity generally will not occur unless the concentration is above 150 mcg/mL. The level at which toxicity occurs decreases with increasing half-life until it is encountered at values as low as 50 mcg/mL when the half-life reaches 12 hours. For half-life determination, draw 2 specimens at least 4 hours apart and note the exact time of each draw. Half-life can be calculated from the concentrations and the time interval. | First specimen should be drawn no sooner than 2 hours postingestion. | Rumack BH, Peterson RG: Acetaminophen overdose: incidence, diagnosis, and management in 416 patients. Pediatrics Nov 1978;62:898-903 | The assay is based on a homogeneous enzyme immunoassay technique used for the quantitative analysis of acetaminophen in human serum or plasma. The assay is based on competition between drug in the sample and drug labeled with the enzyme glucose-6-phosphate dehydrogenase (G6PDH) for antibody binding sites. Enzyme activity decreases upon binding to the antibody, so the drug concentration in the sample can be measured in terms of enzyme activity. Active enzyme converts oxidized nicotinamide adenine dinucleotide (NAD+) to NADH, resulting in an absorbance change that is measured spectrophotometrically. Endogenous serum G6PDH does not interfere because the coenzyme functions only with the bacterial (Leuconostoc mesenteroides) enzyme employed in the assay.(Package insert: Roche Acetaminophen Gen. 2 reagent, Roche Diagnostic Corp, Indianapolis, IN, 04/2016) | Same day/1 day | 1 week | This test has been cleared, approved, or is exempt by the US Food and Drug Administration and is used per manufacturer's instructions. Performance characteristics were verified by Mayo Clinic in a manner consistent with CLIA requirements. | 80143 | Acetaminophen, S | 3298-7 | ACMA | Acetaminophen, S | 3298-7
FACES | Acetoacetate, Serum |  | Gas Chromatography (GC) | Yes | Acetoacetate, Serum | Serum Red | ***Must submit one specimen per order. Specimens cannot be shared between multiple orders.*** Specimen Type: Serum Collection Container/Tube: Red Submission Container/Tube:Plastic vial Specimen Volume: 3 mL Collection Instructions: 1. Draw blood in a plain, red-top tube(s).Serum gel tube is not acceptable. 2. Centrifuge and send 3 mL of serum frozen in a plastic, preservative-free vial. | 1.2 mL |  | Reporting limit determined each analysis. Acetoacetate: None Detected mcg/mL -Normal range for adults: 5-30 mcg/mL |  |  |  | Acetoacetate is measured by conversion to acetone after the amount of acetone in the submitted specimen is determined. | 9 to 11 days | 2 weeks | This test was developed and its performance characteristics determined by NMS Labs. It has not been cleared or approved by the U.S. Food and Drug Administration. | 82010 | Acetoacetate, Serum | Not Provided | Z3524 | Acetoacetate | Not Provided
FCDU3 | Acetyl Fentanyl, Umbilical Cord Tissue |  |  | Yes | Acetyl Fentanyl, UC | If appropriate, confirmation testing will be performed at no additional charge. | Only orderable as part of a profile-see FCDSU. |  |  | Reporting limit determined each analysis. Units: ng/g Only orderable as part of a profile-see FCDSU. | [8 empty] | Acetyl Fentanyl, UC | 97214-1 | Z6167 | Acetyl Fentanyl | 97214-1
ARBI | Acetylcholine Receptor (Muscle AChR) Binding Antibody, Serum | Supporting thediagnosis of autoimmune myasthenia gravis (MG) in adults and children Distinguishing autoimmune from congenital MG in adults and children or other acquired forms of neuromuscular junction transmission disorders An adjunct to the test for P/Q-type calcium channel binding antibodies as a diagnostic aid for Lambert-Eaton myasthenic syndrome | Radioimmunoassay (RIA) | Yes | ACh Receptor (Muscle) Binding Ab | This is the primary diagnostic test for myasthenia gravis. | Patient Preparation:For optimal antibody detection, specimen collection is recommended prior to initiation of immunosuppressant medication. Supplies: Sarstedt Aliquot Tube 5 mL (T914) Collection Container/Tube: Preferred:Red top Acceptable:Serum gel Submission Container/Tube: Plastic vial Specimen Volume:1.5 mL | 1 mL | Fatigable weakness due to impaired postsynaptic transmission at the neuromuscular junction is characteristic of myasthenia gravis (MG). A clinical diagnosis should be supported by electrodiagnostic testing (ie, clinical-electrodiagnosis [EDX]). Positive autoimmune serology increases certainty of MG diagnosis but needs to be interpreted in the proper clinical-EDX context with response to anticholinesterase medications supporting the diagnosis. Most cases are autoimmune and are caused by IgG autoantibodies binding to critical postsynaptic membrane molecules (nicotinic muscle acetylcholine receptor [AChR] or its interacting proteins, such as muscle-specific kinase). Serologically, the detection of AChR binding antibody provides the best diagnostic sensitivity. However, the presence of both AChR binding and modulating activity improves diagnostic accuracy. Autoantibody detection frequency is lowest in patients with weakness confined to extraocular muscles (approximately 70% are positive for AChR binding antibodies) and highest in patients with generalized weakness due to MG (approximately 90% are positive for AChR binding antibodies). In adults with MG and AChR antibodies, approximately 20% will have thymoma and, very rarely (<1%), extrathymic cancers. Computed tomography imaging of the chest is considered the standard of care to evaluate for thymoma. These results should only be interpreted in the appropriate clinical and electrophysiological context and are not diagnostic in isolation. Note: Single antibody tests may be requested in the follow-up of patients with positive results previously documented in this laboratory. | < or =0.02 nmol/L | Positive results (>0.02 nmol/L)are indicative of autoimmune myasthenia gravis (MG). These results should be interpreted in the appropriate clinical and electrophysiological context. With a diagnosis of MG, a paraneoplastic basis should be considered with thymoma being the most frequently associated tumor with MG. The clinical sensitivity of this assay is approximately 90% in nonimmunosuppressed patients with generalized MG. The frequency of antibody detection is lower in MG patients with weakness clinically restricted to ocular muscles (71%), and antibody titers are generally low in ocular MG (eg, 0.03-1.0 nmol/L). Negative results do not exclude the diagnosis of MG. If clinical suspicion remains and symptoms persist or worsen consider retesting.Results may be negative in the first 12 months after symptoms of MG appear or during immunosuppressant therapy.Note:In follow up of seronegative patients with adult-acquired generalized MG, 17.4% seroconvert to positive at 12 months (ie, seronegativity rate at 12 months is 8.4%). A subset of MG patients that are persistently negative for acetylcholine receptor binding antibodies will have muscle-specific kinase (MuSK) antibodies, and therefore, it is recommended to test for MuSK antibodies in seronegative patients with high clinical suspicion of MG. In general, there is not a close correlation between antibody titer and severity of weakness, but in individual patients, clinical improvement may be accompanied by a decrease in titer. | The presence of elevated immunoglobulins due to therapeutic intervention or other disorders (ie, hypergammaglobulinemia) may lead to false-positive results. Positive results may be found in some patients with Lambert-Eaton syndrome, paraneoplastic central nervous system, and peripheral nervous system autoimmune disorders and in healthy individuals. The presence of alpha-bungarotoxin antibodies may interfere with this assay. Specimens ideally should be collected prior to initiation of immunosuppressive therapies as these may reduce the sensitivity of this test. | 1. Lennon VA. Serological profile of myasthenia gravis and distinction from the Lambert-Eaton myasthenic syndrome. Neurology. 1997;48(Suppl 5):S23-S27. doi:10.1212/WNL.48.Suppl_5.23S 2. Lachance DH, Lennon VA. Paraneoplastic neurological autoimmunity. In: Kalman B, Brannagan III T, eds. Neuroimmunology in Clinical Practice. Blackwell Publishing Ltd; 2008:210-217 3. Gilhus NE. Myasthenia gravis. N Engl J Med. 2016;375(26):2570-2581. doi:10.1056/NEJMra1602678 4. Nicolle MW. Myasthenia gravis and Lambert-Eaton myasthenic syndrome. Continuum (Minneap Minn). 2016;22(6, Muscle and Neuromuscular Junction Disorders):1978-2005. doi:10.1212/CON.0000000000000415 5. Shelly S, Paul P, Bi H, et al. Improving accuracy of myasthenia gravis autoantibody testing by reflex algorithm. Neurology. 2020;95(22):e3002-e3011. doi:10.1212/WNL.0000000000010910 | Fetal and adult detergent-solubilized, acetylcholine receptors (extracted from cultures of rhabdomyosarcoma [RD] cells) labeled with (125)I-alpha-bungarotoxin are incubated with patient sample. Anti-human IgG is then added to form an immunoprecipitate. After washing the precipitated immune complexes, the amount of (125)I-labeled receptor in the immunoprecipitate is measured using a gamma-counter. The amount of gamma emission in the precipitate is proportional to the amount of AChR-IgG in the sample. Results are reported in units of precipitated antigen (nMol) per L of patient sample.(Griesmann GE, Kryzer TJ, Lennon VA. Autoantibody profiles of myasthenia gravis and Lambert-Eaton myasthenic syndrome. In: Rose NR, Hamilton RG, eds. Manual of Clinical and Laboratory Immunology. 6th ed. ASM Press; 2002:1005-1012; Waters P, Pettingill P, Lang B. Detection methods for neural autoantibodies. Handb Clin Neurol. 2016;133:147-163. doi:10.1016/B978-0-444-63432-0.00009-8) | 3 to 6 days | 28 days | This test was developed and its performance characteristics determined by Mayo Clinic in a manner consistent with CLIA requirements. It has not been cleared or approved by the US Food and Drug Administration. | 86041 | ACh Receptor (Muscle) Binding Ab | 97558-1 | 8338 | ACh Receptor (Muscle) Binding Ab | 97558-1
ACMFS | Acetylcholine Receptor Modulating Antibody, Flow Cytometry Assay, Serum | Diagnosis for autoimmune myasthenia gravis (MG) in adults and children Distinguishing autoimmune from congenital MG in adults and children or other acquired forms of neuromuscular junction transmission disorders. This test is a qualitative assay andshould not be usedfor monitoring purposes. | Only orderable as part of a profile. For more information see: MGLE / Myasthenia Gravis/Lambert-Eaton Myasthenic Syndrome Evaluation, Serum MGMR / Myasthenia Gravis Evaluation with Muscle-Specific Kinase (MuSK) Reflex, Serum PAVAL / Paraneoplastic, Autoantibody Evaluation, Serum Flow Cytometry | Yes | AChR Modulating Flow Cytometry, S | Serum | Only orderable as part of a profile. For more information see: MGLE /Myasthenia Gravis/Lambert-Eaton Myasthenic Syndrome Evaluation, Serum MGMR /Myasthenia Gravis Evaluation with Muscle-Specific Kinase (MuSK) Reflex, Serum PAVAL /Paraneoplastic, Autoantibody Evaluation, Serum Collection Container/Tube: Preferred:Red top Acceptable:Serum gel Submission Container/Tube:Plastic vial Specimen Volume:1 mL Collection Instructions:Centrifuge and aliquot serum into a plastic vial. | 0.5 mL | Fatigable weakness due to impaired postsynaptic transmission at the neuromuscular junction is characteristic of myasthenia gravis (MG). A clinical diagnosis should be supported by electrodiagnostic testing, ie, clinical-electrodiagnosis (EDX). Positive autoimmune serology increases certainty of MG diagnosis but needs to be interpreted in the proper clinical-EDX context with response to anticholinesterase medications supporting the diagnosis. Most cases are autoimmune and are caused by IgG autoantibodies binding to critical postsynaptic membrane molecules (nicotinic muscle acetylcholine receptor [AChR] or its interacting proteins, such as muscle-specific kinase [MuSK]). Serologically, the detection of AChR binding antibody provides the best diagnostic sensitivity. However, the presence of both AChR binding and modulating activity improves diagnostic accuracy. Autoantibody detection frequency is lowest in patients with weakness confined to extraocular muscles (72% are positive for AChR binding antibodies) and highest in patients with generalized weakness due to MG (92% are positive for AChR binding antibodies). In adults with MG and AChR antibodies, approximately 20% will have thymoma and very rarely (<1%) extrathymic cancers. Computed tomography (CT) imaging of the chest is considered the standard of care to evaluate for thymoma. These results should only be interpreted in the appropriate clinical and electrophysiological context and are not diagnostic in isolation. Note: Single antibody tests may be requested in the follow-up of patients with positive results previously documented in this laboratory. | Only orderable as part of a profile. For more information see: MGLE /Myasthenia Gravis/Lambert-Eaton Myasthenic Syndrome Evaluation, Serum MGMR /Myasthenia Gravis Evaluation with Muscle-Specific Kinase (MuSK) Reflex, Serum PAVAL /Paraneoplastic, Autoantibody Evaluation, Serum Negative | This assay shows strong qualitative concordance with the previous modulating assay. Positive results in this antibody evaluation are indicative of autoimmune myasthenia gravis (MG). These results should be interpreted in the appropriate clinical and electrophysiological context. The presence of acetylcholine receptor (AChR) modulating antibodies along with AChR binding antibodies as compared to AChR binding antibodies alone, improves the diagnostic accuracy for MG. In the presence of AChR modulating antibodies, a paraneoplastic basis should be considered with thymoma being the most commonly associated tumor with MG. Negative results do not exclude the diagnosis of MG. If clinical suspicion remains and symptoms persistent or worsen consider re-testing. | Positive results are found in some patients with Lambert-Eaton syndrome (LES), paraneoplastic central nervous system (CNS) and peripheral nervous system (PNS) autoimmune disorders and in healthy individuals. Hemolysis, muscle-relaxant drugs used in the course of general anesthesia, or serum exposed to high ambient temperature can cause false-positive results. | 1. Lozier BK, Haven TR, Astill ME, Hill HR: Detection of acetylcholine receptor modulating antibodies by flow cytometry. Am J Clin Pathol. 2015 Feb;143(2):186-192 2. Keefe D, Hess D, Bosco J, et al: A rapid, fluorescence-based assay for detecting antigenic modulation of the acetylcholine receptor on human cell lines. Cytometry B Clin Cytom. 2009 May;76(3):206-212 | This method uses flow cytometry to measure the loss of acetylcholine receptors (AChR) expressed on the surface of live cells. The cell line used is an immortalized human rhabdomyosarcoma cell line that expresses endogenous muscle-type nicotinic AChR on its surface. Cells are plated in a 96-well plate and cultured prior to the addition of patient serum, which is then incubated on the cells to enable antibody-mediated internalization of AChR (modulation). Subsequently, modulation is then stopped and the amount of AChR on the cell surface is measured by flow cytometry. The detection of receptors is performed using a recombinant rat monoclonal antibody specific for the human alpha-subunit of the AChR followed by a secondary goat anti-rat IgG antibody conjugated with allophycocyanin (APC). The amount of AChR on the cell surface is proportional to the median fluorescence intensity (MFI) of APC. To calculate the amount of modulation (ie, % loss of AChR), the APC MFI is compared between cells treated with patient serum and cells treated with serum lacking AChR modulating antibodies. Background signal is established in each experiment utilizing cells stained with secondary antibody alone (no patient sera). The percent loss of AChR is calculated as 1-([Patient MFI-Background MFI]/[Negative calibrator MFI-Background MFI]*100%).(Unpublished Mayo method) | 5 to 8 days | 28 days | This test was developed and its performance characteristics determined by Mayo Clinic in a manner consistent with CLIA requirements. It has not been cleared or approved by the US Food and Drug Administration. | 86043 | AChR Modulating Flow Cytometry, S | 99062-2 | 610029 | AChR Modulating Flow Cytometry, S | 99062-2
ACHE_ | Acetylcholinesterase, Amniotic Fluid | Diagnosing open neural tube defects and, to a lesser degree, ventral wall defects | Polyacrylamide Electrophoresis | Yes | Acetylcholinesterase, AF | Amniotic Fld | Container/Tube:Amniotic fluid container Specimen Volume:1 mL Collection Instructions:A specimen from the 14- to 18-week gestational period of pregnancy is preferred. Amniotic fluid from the 14- to 21-week gestational period is acceptable. | 0.3 mL | Neural tube defects (NTD) are a type of birth defect involving openings along the brain and spine. They develop in the early embryonic period when the neural tube fails to close completely. NTD can vary widely in severity. Anencephaly represents the most severe type of NTD, which occurs when the cranial end fails to develop properly, resulting in an absence of the forebrain, the area of the skull that covers the brain, and the skin. Most infants with anencephaly are stillborn or die shortly after birth. NTD along the spine are referred to as spina bifida. Individuals with spina bifida may experience hydrocephalus, urinary and bowel dysfunction, club foot, lower body weakness, and loss of feeling or paralysis. Severity varies depending upon whether the NTD is covered by skin, whether herniation of the meninges and spinal cord are present, and the location of the lesion. NTD not covered by skin are referred to as open NTD and are typically more severe than closed NTD. Likewise, those presenting with herniation and higher on the spinal column are typically more severe. Most NTD occur as isolated birth defects with an incidence of approximately 1 to 2 in 1000 live births in the United States. Rates vary by geographic region with lower rates being observed in the North and West than the South and East. A fetus is at higher risk when the pregnancy is complicated by maternal diabetes, exposed to certain anticonvulsants, or there is a family history of NTD. Studies have shown a dramatic decrease in risk as a result of maternal dietary supplementation with folic acid. The March of Dimes currently recommends that all women of childbearing age take 400 mcg of folic acid daily, increasing the amount to 600 mcg/day during pregnancy. For women who have had a prior pregnancy affected by an NTD, the recommended dose is at least 4000 mcg/day starting at least 1-month preconception and continuing through the first trimester. When an NTD is suspected based upon maternal serum alpha-fetoprotein (AFP) screening results or diagnosed via ultrasound, analysis of AFP and acetylcholinesterase (AChE) in amniotic fluid are useful diagnostic tools. AChE is primarily active in the central nervous system with small amounts of enzyme found in erythrocytes, skeletal muscle, and fetal serum. Normal amniotic fluid does not contain AChE, unless contributed by the fetus as a result of an open NTD. | Negative (reported as negative [normal] or positive [abnormal] for inhibitable acetylcholinesterase) Reference values were established in conjunction with alpha-fetoprotein testing and include only amniotic fluids from pregnancies between 14 and 21 weeks gestation. | The presence of acetylcholinesterase in amniotic fluid is consistent with open neural tube defects and, to a lesser degree, ventral wall defects. | False-positive acetylcholinesterase results may occur when blood is present in the amniotic fluid specimen or due to contamination from fetal calf serum. | 1. Wilson RD, Audibert F, Brock JA, et al: Prenatal screening, diagnosis, and pregnancy management of fetal neural tube defects. J Obstet Gynaecol Can 2014 Oct;36(10):927-939 2. Palomaki GE, Bupp C, Gregg AR, et al: Laboratory screening and diagnosis of open neural tube defects, 2019 revision: a technical standard of the American College of Medical Genetics and Genomics (ACMG).Genet Med2020 Mar;22(3):462-474 | Acetylcholinesterase (AChE) and pseudocholinesterase (PChE) catalyze the deesterification of acetylthiocholine iodide to form a white copper thiocholine precipitate. The white precipitate is acted upon by dithiooxamide to provide a dark-green color. If 1,5 bis (4-allyldimethylammoniumphenyl) pentane-3-1 dibromide (BW284C51) is present, it will inhibit the action of AChE on acetylthiocholine iodide but will not inhibit the activity of PChE. AChE and PChE are separated by polyacrylamide gel electrophoresis and then reacted with the inhibitor and substrate while remaining in the gel.(Barlow RD, Cuckle HS, Wald NJ: A simple method for amniotic fluid gel-acetylcholinesterase determination, suitable for routine use in the antenatal diagnosis of open neural tube defects. Clin Chim Acta 1982;119:137-142); Cowan T, Pasquali M: Laboratory Investigations of Inborn Errors of Metabolism. In: Sarafoglou K, Hoffman GF, Roth KS, eds. Pediatric Endocrinology and Inborn Errors of Metabolism. 2nd ed. McGraw Hill; 2017:1139-1158) | 5 to 8 days | 60 days | This test was developed and its performance characteristics determined by Mayo Clinic in a manner consistent with CLIA requirements. It has not been cleared or approved by the US Food and Drug Administration. | 82013 | Acetylcholinesterase, AF | 30106-9 | GACHE | Gestational Age (ACHE) | 18185-9
ASCL1 | Achaete-Scute Homolog 1 (ASCL1) Immunostain, Technical Component Only | Identification of the presence of achaete-scute homolog 1 (ASCL1) | Immunohistochemistry (IHC) | Yes | ASCL1 (hASH1) IHC, Tech Only | For the initial technical component only immunohistochemical (IHC) stain performed, the appropriate bill-only test ID will be reflexed and charged (IHTOI). For each additional technical component only IHC stain performed, an additional bill-only test ID will be reflexed and charged (IHTOA). | Supplies:Immunostain Technical Only Envelope (T693) Specimen Type:Tissue Container/Tube:Immunostain Technical Only Envelope Preferred:2 Unstained positively charged glass slide (25- x 75- x 1-mm) per test ordered; sections 4-microns thick. Acceptable:Formalin-fixed, paraffin-embedded (FFPE) tissue block | See Specimen Required | Achaete-scute homolog 1 (ACSL1), alternatively titled hASH1 or MASH1, is a member of the basic helix-loop-helix family of transcription factors. ACSL1 may play a role at early stages of development of specific neural lineages in most regions of the central nervous system and of several lineages in the peripheral nervous system. The protein has been shown to be highly expressed in medullary thyroid cancer and small cell lung cancer and may be a useful marker for these cancers. |  | This test does not include pathologist interpretation only technical performance of the stain. If interpretation is required order PATHC / Pathology Consultation for a full diagnostic evaluation or second opinion of the case. The positive and negative controls are verified as showing appropriate immunoreactivity and documentation is retained at Mayo Clinic Rochester. If a control tissue is not included on the slide, a scanned image of the relevant quality control tissue is available upon request, call 855-516-8404. Interpretation of this test should be performed in the context of the patient's clinical history and other diagnostic tests by a qualified pathologist. | Age of a cut paraffin section can affect immunoreactivity. Stability thresholds vary widely among published literature and are antigen dependent. Best practice is for paraffin sections to be cut within 6 weeks. | 1. Au NH, Cheang M, Huntsman DG, et al. Evaluation of immunohistochemical markers in non-small cell lung cancer by unsupervised hierarchical clustering analysis: a tissue microarray study of 284 cases and 18 markers. J Pathol. 2004;204:101-109 2. Kosari F, Ida CM, Aubry M-C, et al. ASCL1 and RET expression defines a clinically relevant subgroup of lung adenocarcinoma characterized by neuroendocrine differentiation. Oncogene. 2014;33:3776-3783 3. Ralston J, Chiriboga L, Nonaka D. MASH1: a useful marker in differentiating pulmonary small cell carcinoma from merkel cell carcinoma. Mod Pathol. 2008;21(11):1357-1362 4. Somasundaram K, Reddy SP, Vinnakota K, et al. Upregulation of ASCL1 and inhibition of Notch signaling pathway characterize progressive astrocytoma. Oncogene. 2005;24:7073-7083 5. Magaki S, Hojat SA, Wei B, So A, Yong WH. An introduction to the performance of immunohistochemistry. Methods Mol Biol. 2019;1897:289-298. doi:10.1007/978-1-4939-8935-5_25 | Immunohistochemistry on sections of paraffin-embedded tissue.(Unpublished Mayo method) | 1 to 3 days | Until staining is complete. | This test has been cleared, approved, or is exempt by the US Food and Drug Administration and is used per manufacturer's instructions. Performance characteristics were verified by Mayo Clinic in a manner consistent with CLIA requirements. | 88342-TC, primary88341-TC, if additional IHC | ASCL1 (hASH1) IHC, Tech Only | Order only;no result | 71359 | ASCL1 (hASH1) IHC, Tech Only | Bill only; no result
GAAWR | Acid Alpha-Glucosidase Reflex, Leukocytes | Diagnosis of Pompe disease as a confirmatory reflex of the 6-enzyme panel | Only orderable as a reflex. For more information see LSD6W / Lysosomal Storage Disorders, Six-Enzyme Panel, Leukocytes. Liquid Chromatography-Tandem Mass Spectrometry (LC-MS/MS) | Yes | Acid Alpha-Glucosidase Reflex, WBC | Whole Blood ACD | Only orderable as a reflex. For more information see LSD6W / Lysosomal Storage Disorders, Six-Enzyme Panel, Leukocytes. |  | Pompe disease, also known as glycogen storage disease type II, is an autosomal recessive disorder caused by a deficiency of the lysosomal enzyme acid alpha-glucosidase (GAA; acid maltase) due to variants in theGAAgene. The estimated incidence is 1 in 40,000 live births. In Pompe disease, glycogen that is taken up by lysosomes during physiologic cell turnover accumulates, causing lysosomal swelling, cell damage, and organ dysfunction. This leads to progressive muscle weakness, cardiomyopathy, and eventually, death. Individuals with Pompe disease, especially those with infantile, childhood, and juvenile onset, can have elevations of serum enzymes (eg, creatine kinase) secondary to cellular dysfunction. The clinical phenotype of Pompe disease lies on a spectrum dependent on age of onset and residual enzyme activity. Complete loss of enzyme activity causes onset in infancy leading to death, typically within the first year of life when left untreated. Juvenile and adult-onset forms, as the names suggest, are characterized by later onset and longer survival. All disease variants are eventually associated with progressive muscle weakness and respiratory insufficiency. Cardiomyopathy is associated almost exclusively with the infantile form. Treatment with enzyme replacement therapy is available, making early diagnosis of Pompe disease desirable, as early initiation of treatment may improve prognosis. Newborn screening can identify individuals with all forms of Pompe disease, even before onset of symptoms. Unaffected individuals with GAA pseudodeficiency alleles and carriers may also be identified by newborn screening. Determination of GAA enzyme activity in leukocytes can help distinguish between infantile and later onset Pompe disease, but it may also be deficient in individuals with pseudodeficiency alleles and in some carriers. Urine glucotetrasaccharides (HEX4 / Glucotetrasaccharides, Random, Urine) have been shown to be elevated in some individuals, particularly those with infantile onset, and may aid in the initial diagnosis and treatment monitoring. Molecular genetic analysis of theGAAgene (GAAZ / Pompe Disease, Full Gene Analysis, Varies) is necessary for differentiating alterations from disease-causing variants in affected individuals and for carrier detection in family members. | Only orderable as a reflex. For more information see LSD6W / Lysosomal Storage Disorders, Six-Enzyme Panel, Leukocytes. > or =1.50 nmol/hour/mg protein | When abnormal results are detected, a detailed interpretation is given, including an overview of the results and of their significance, a correlation to available clinical information, elements of differential diagnosis, recommendations for additional biochemical testing and in vitro, confirmatory studies (enzyme assay, molecular analysis), and a phone number to reach one of the laboratory directors in case the referring physician has additional questions. | Pseudodeficiency results in low measured acid alpha-glucosidase activity, but it is not consistent with Pompe disease. Molecular analysis (GAAZ / Pompe Disease, Full Gene Analysis, Varies) should be performed to resolve the clinical question. Additional biochemical or molecular testing is recommended to confirm a diagnosis if enzyme deficiency is detected by this screening test. Enzyme levels may be normal in individuals receiving enzyme replacement therapy. | 1. Elliott S, Buroker N, Cournoyer JJ, et al: Pilot study of newborn screening for six lysosomal storage diseases using tandem mass spectrometry. Mol Genet Metab. 2016 Aug;118(4):304-309. doi: 10.1016/j.ymgme.2016.05.015 2. Matern D, Gavrilov D, Oglesbee D, Raymond K, Rinaldo P, Tortorelli S: Newborn screening for lysosomal storage disorders. Semin Perinatol. 2015 Apr;39(3):206-216. doi: 10.1053/j.semperi.2015.03.005 3.Reuser AJ, Hirschhorn R, Kroos MA: Pompe disease: Glycogen storage disease type II, acid a-glucosidase (acid maltase) deficiency. In: Valle DL, Antonarakis S, Ballabio A, Beaudet AL, Mitchell GA. eds. Online Metabolic and Molecular Bases of Inherited Disease. McGraw-Hill; 2019. Accessed June 30, 2020. Available at: https://ommbid.mhmedical.com/content.aspx?bookid=2709&sectionid=225890450 4. Lin N, Huang J, Violante S, et al: Liquid chromatography-tandem mass spectrometry assay of leukocyte acid alpha-glucosidase for post-newborn screening evaluation of Pompe disease. Clin Chem. 2017 Apr;63(4):842-851. doi: 10.1373/clinchem.2016.259036 5. Leslie N, Bailey L: Pompe disease. In: Adam MP, Ardinger HH, Pagon RA, et al, eds. GeneReviews [Internet]. University of Washington, Seattle; 2007. Updated May 11, 2017. Accessed March 23, 2022. Available at www.ncbi.nlm.nih.gov/books/NBK1261/ | The specimens are incubated with a mix of substrate and internal standard for acid alpha-glucosidase and alpha-galactosidase (GLA). The reaction is then stopped using acetonitrile, centrifuged, and a portion of the supernatant is prepared for analysis by liquid chromatography-tandem mass spectrometry. GLA is included to verify sample integrity.(Unpublished Mayo method) | 5 TO 9 days | WBC homogenate: 1 month | This test was developed and its performance characteristics determined by Mayo Clinic in a manner consistent with CLIA requirements. It has not been cleared or approved by the US Food and Drug Administration. | 82542
GAAW | Acid Alpha-Glucosidase, Leukocytes | Diagnosis of Pompe disease | Liquid Chromatography-Tandem Mass Spectrometry (LC-MS/MS) | Yes | Acid Alpha-Glucosidase, Leukocytes | For testing algorithm information seeNewborn Screen Follow-up for Pompe Disease. | Container/Tube: Preferred:Yellow top (ACD solution B) Acceptable:Yellow top (ACD solution A) or lavender top (EDTA) Specimen Volume:6 mL Collection Instructions:Send whole blood specimen in original tube.Do not aliquot. | 2 mL | Pompe disease, also known as glycogen storage disease type II, is an autosomal recessive disorder caused by a deficiency of the lysosomal enzyme acid alpha-glucosidase (GAA; acid maltase) due to variants in theGAAgene. The estimated incidence is 1 in 40,000 live births. In Pompe disease, glycogen that is taken up by lysosomes during physiologic cell turnover accumulates, causing lysosomal swelling, cell damage, and organ dysfunction. This leads to progressive muscle weakness, cardiomyopathy, and, eventually, death. Individuals with Pompe disease, especially those with infantile, childhood, and juvenile onset, can have elevations of serum enzymes (eg, creatine kinase) secondary to cellular dysfunction. The clinical phenotype of Pompe disease lies on a spectrum dependent on age of onset and residual enzyme activity. Complete loss of enzyme activity causes onset in infancy leading to death, typically within the first year of life when left untreated. Juvenile and adult-onset forms, as the names suggest, are characterized by later onset and longer survival. All disease variants are eventually associated with progressive muscle weakness and respiratory insufficiency. Cardiomyopathy is associated almost exclusively with the infantile form. Treatment with enzyme replacement therapy is available, making early diagnosis of Pompe disease desirable, as early initiation of treatment may improve prognosis. Newborn screening can identify individuals with all forms of Pompe disease, even before onset of symptoms. Unaffected individuals withGAApseudodeficiency alleles and carriers may also be identified by newborn screening. Determination of GAA enzyme activity in leukocytes can help distinguish between infantile and later onset Pompe disease, but it may also be deficient in individuals with pseudodeficiency alleles and in some carriers. Urine glucotetrasaccharides (HEX4 / Glucotetrasaccharides, Random, Urine) have been shown to be elevated in some individuals, particularly those with infantile onset, and may aid in the initial diagnosis and treatment monitoring. Molecular genetic analysis of theGAAgene (GAAZ / Pompe Disease, Full Gene Analysis, Varies) is necessary for differentiating alterations from disease-causing variants in affected individuals and for carrier detection in family members. | > or =1.50 nmol/hour/mg protein An interpretive report is provided. | When abnormal results are detected, a detailed interpretation is given, including an overview of the results and of their significance, a correlation to available clinical information, elements of differential diagnosis, recommendations for additional biochemical testing and in vitro, confirmatory studies (enzyme assay, molecular analysis), and a phone number to reach one of the laboratory directors in case the referring physician has additional questions. | Pseudodeficiency results in low measured acid alpha-glucosidase activity, but it is not consistent with Pompe disease. Molecular analysis (GAAZ / Pompe Disease, Full Gene Analysis, Varies) should be performed to resolve the clinical question. Additional biochemical or molecular testing is recommended to confirm a diagnosis if an enzyme deficiency is detected by this screening test. Enzyme levels may be normal in individuals receiving enzyme replacement therapy. | 1. Elliott S, Buroker N, Cournoyer JJ, et al: Pilot study of newborn screening for six lysosomal storage diseases using tandem mass spectrometry. Mol Genet Metab. 2016 Aug;118(4):304-309. doi: 10.1016/j.ymgme.2016.05.015 2. Matern D, Gavrilov D, Oglesbee D, Raymond K, Rinaldo P, Tortorelli S: Newborn screening for lysosomal storage disorders. Semin Perinatol. 2015 Apr;39(3):206-216. doi: 10.1053/j.semperi.2015.03.005 3.Reuser AJJ, Hirschhorn R, Kroos MA: Pompe disease: Glycogen storage disease type II, acid a-glucosidase (acid maltase) deficiency. In: Valle DL, Antonarakis S, Ballabio A, Beaudet AL, Mitchell GA. eds. Online Metabolic and Molecular Bases of Inherited Disease. McGraw-Hill; 2019. Accessed June 30, 2020. Available athttps://ommbid.mhmedical.com/content.aspx?bookid=2709&sectionid=225890450 4. Lin N, Huang J, Violante S, et al: Liquid chromatography-tandem mass spectrometry assay of leukocyte acid alpha-glucosidase for post-newborn screening evaluation of Pompe disease. Clin Chem. 2017 Apr;63(4):842-851. doi: 10.1373/clinchem.2016.259036 5. Leslie N, Bailey L: Pompe disease. In: Adam MP, Ardinger HH, Pagon RA, et al. GeneReviews [Internet]. University of Washington, Seattle; 2007. Updated May 11, 2017. Accessed March 23, 2022. Available at www.ncbi.nlm.nih.gov/books/NBK1261/ | The specimens are incubated with a mix of substrate and internal standard for acid alpha-glucosidase and alpha-galactosidase (GLA). The reaction is then stopped using acetonitrile, centrifuged, and a portion of the supernatant is prepared for analysis by liquid chromatography-tandem mass spectrometry. GLA is included to verify sample integrity.(Unpublished Mayo method) | 5 to 9 days | WBC homogenate: 1 month | This test was developed and its performance characteristics determined by Mayo Clinic in a manner consistent with CLIA requirements. It has not been cleared or approved by the US Food and Drug Administration. | 82657 | Acid Alpha-Glucosidase, Leukocytes | 24051-5 | 606269 | Reviewed By | 18771-6
ASMW | Acid Sphingomyelinase, Leukocytes | Investigation of possible diagnosis of Niemann-Pick disease types A and B This test isnot recommendedfor carrier detection because of the wide range of enzymatic activities observed in carriers and noncarriers. | Flow Injection Analysis-Tandem Mass Spectrometry (FIA-MS/MS) | Yes | Acid Sphingomyelinase, Leukocytes | For more information seeNewborn Screen Follow-up for Acid Sphingomyelinase Deficiency | Container/Tube: Preferred:Yellow top (ACD solution B) Acceptable:Yellow top (ACD solution A) or lavender top (EDTA) Specimen Volume:6 mL Collection Instructions:Send specimen in original tube.Do not aliquot. | 2 mL | Niemann-Pick disease (NPD) types A (NPA) and B (NPB) are autosomal recessive lysosomal storage disorders affecting metabolism of specific lipids within cells. NPA and NPB are caused by a deficiency of sphingomyelinase, which results in extensive storage of sphingomyelin and cholesterol in the liver, spleen, lungs, and, to a lesser degree, brain. NPA disease is more severe than NPB and is characterized by early onset with feeding problems, dystrophy, persistent jaundice, development of hepatosplenomegaly, neurological deterioration, deafness, and blindness, leading to death by age 3. NPB disease is limited to visceral symptoms with survival into adulthood. Some patients have been described with intermediary phenotypes. Large lipid-laden foam cells are characteristic of the disease. Approximately 50% of cases have cherry-red spots in the macula. The combined prevalence of NPA and NPB is estimated to be 1 in 250,000. NPA and NPB are inherited in an autosomal recessive manner and are caused by variants in theSMPD1gene. Although there is a higher frequency of type A among the Ashkenazi Jewish population, both types are panethnic.Individuals with NPD types A and B typically have elevations of lyso-sphingomyelin and lyso-sphingomyelin 509 combined with elevations of the oxysterols cholestane-3 beta, 5 alpha, 6 beta-triol (COT) and 7-ketocholesterol (7-KC).(OXNP / Oxysterols, Plasma; OXYWB / Oxysterols, Blood; OXYBS / Oxysterols, Blood Spot). Molecular genetic testing for NPA and NPB disease is also available (CGPH / Custom Gene Panel, Hereditary,Next-Generation Sequencing, Varies; specifcySMPD1Gene List ID: IEMCP-W6S9XD). | >or =0.32 nmol/hour/mg protein An interpretative report will be provided. | Values below the reference range are consistent with a diagnosis for Niemann-Pick types A and B. When abnormal results are detected, a detailed interpretation is given, including an overview of the results and of their significance, a correlation to available clinical information, elements of differential diagnosis, recommendations for additional biochemical testing, and in vitro, confirmatory studies (enzyme assay, molecular analysis), name and phone number of key contacts who may provide these studies, and a phone number to reach one of the laboratory directors in case the referring physician has additional questions. | This test can give false-positive acid sphingomyelinase results.OXYBS / Oxysterols, Blood Spotmay be ordered as a confirmatory test. Additional biochemical or molecular testing is recommended to confirm a diagnosis if an enzyme deficiency is detected by this screening test. | 1. Newborn Screening ACT Sheet [Decreased acid sphingomyelinase] Acid Sphingomyelinase Deficiency (ASMD). American College of Medical Genetics and Genomics; 2022. Revised May 2022. Accessed June 10, 2024. Available at www.acmg.net/PDFLibrary/Niemann-Pick.pdf 2. Elliott S, Buroker N, Cournoyer JJ, et al: Pilot study of newborn screening for six lysosomal storage diseases using Tandem Mass Spectrometry. Mol Genet Metab. 2016 Aug;118(4):304-309 3. Matern D, Gavrilov D, Oglesbee D, Raymond K, Rinaldo P, Tortorelli S:Newborn screening for lysosomal storage disorders. Semin Perinatol. 2015 Apr;39(3):206-216 4. Schuchman EH, Desnick RJ: Niemann-Pick disease types A and B: acid sphingomyelinase deficiencies. In: Valle D, Antonarakis S, Ballabio A, Beaudet A, Mitchell GA, eds. The Online Metabolic Bases of Inherited Disease. McGraw-Hill; 2019. Accessed May 26, 2021. Available athttps://ommbid.mhmedical.com/content.aspx?sectionid=225545671&bookid=2709 5. Wasserstein MP, Schuchman EH: Acid sphingomyelinase deficiency. In: Adam MP, Ardinger HH, Pagon RA, et al, eds. GeneReviews. [Internet]. University of Washington, Seattle; 2006. Updated February 25, 2021. Accessed May 26, 2021. Available at www.ncbi.nlm.nih.gov/books/NBK1370/ 6. Schuchman EH, Desnick RJ: Types A and B Niemann-Pick disease. Mol Genet Metab. 2017 Jan-Feb;120(1-2)27-33 | The specimens are incubated with a mix of substrate and internal standard for acid sphingomyelinase ,beta-glucocerebrosidase , acid alpha-glucosidase , alpha-galactosidase , galactocerebrosidaseand alpha-L-iduronidase . The sample is then purified by liquid-liquid extraction. The extract is evaporated and reconstituted before analysis by tandem mass spectrometry.(Unpublished Mayo method) | 5 to 10 days | WBC homogenate: 1 month | This test was developed and its performance characteristics determined by Mayo Clinic in a manner consistent with CLIA requirements. It has not been cleared or approved by the US Food and Drug Administration. | 82657 | Acid Sphingomyelinase, Leukocytes | 24101-8 | 606266 | Reviewed By | 18771-6
SAFB | Acid-Fast Smear for Mycobacterium, Varies | Detection of acid-fast bacilli in clinical specimens | Auramine-Rhodamine Stain | Yes | Acid Fast Smear For Mycobacterium | When this test is ordered, the reflex tests may be performed at an additional charge. | Submit only 1 of the following specimens: Specimen Type:Body fluid Container/Tube:Sterile container Specimen Volume:1 mL Specimen Type:Bone marrow Container/Tube:SPS/Isolator System or green top (lithium heparin) Specimen Volume:Entire collection Specimen Type:Gastric washing Container/Tube:Sterile container Specimen Volume:10 mL Collection Instructions:Neutralize specimen within 4 hours of collection with 100 mg of sodium carbonate per 5 to 10 mL of gastric wash. Specimen Type:Respiratory Sources:Bronchoalveolar lavage fluid, bronchial washing, sputum Container/Tube:Sterile container Specimen Volume:4 mL Collection Instructions:Collect 3 respiratory specimens for acid-fast smears and culture in patients with clinical and chest X-ray findings compatible with tuberculosis. These 3 specimens should be collected at 8- to 24-hour intervals (24 hours when possible) and should include at least 1first-morningspecimen. Specimen Type:Stool Supplies:Stool Collection Kit, Random (T635) Container/Tube:Sterile container Specimen Volume:5-10 g Specimen Type:Tissue Container/Tube:Sterile container Specimen Volume:5-10 mm Collection Instructions:Collect a fresh tissue specimen. Specimen Type:Urine Container/Tube:Sterile container Specimen Volume:2 mL Collection Instructions:Collect a random urine specimen. Specimen Type:Swab Additional Information:Fresh tissue or body fluid is the preferred specimen type instead of a swab specimen. Recovery of mycobacteria and aerobic actinomycetes from swabs is variable. Sources:Wound, tissue, or body fluid Container/Tube:Culture transport swab (noncharcoal) Culturette Specimen Volume:Adequate specimen Collection Instructions: 1. Before collecting specimen, wipe away any excessive amount of secretion and discharge, if appropriate. 2. Obtain secretions or fluid from source with sterile swab. 3. If smear and culture are requested or both a bacterial culture and mycobacterial culture are requested, collect a second swab to maximize test sensitivity. | Body fluid: 0.5 mL Respiratory specimen: 3 mL Fresh tissue: pea-sized piece If a mycobacterial culture is also requested: Body fluid: 1.5 mL Respiratory specimen: 3 mL Fresh tissue: pea-sized piece | Mycobacterium tuberculosisis a leading infectious disease cause of death worldwide. The Centers for Disease Control and Prevention has reported a rise in the incidence of tuberculosis associated with AIDS, foreign-born cases, and increased transmission in high-risk populations. There has also been a rise in the number ofM tuberculosisstrains that exhibit resistance to one or more antituberculosis drugs. The public health implications of these facts are considerable. BecauseM tuberculosisis readily spread by airborne particles, rapid diagnosis and isolation of infected persons is important. Nontuberculous mycobacteria infections also cause significant morbidity and mortality in humans, particularly in immunocompromised persons. Detection of acid-fast bacilli in sputum specimens allows rapid identification of individuals who are likely to be infected with mycobacteria while definitive diagnosis and treatment are pursued. | Negative (reported as positive or negative) | Patients whose sputum specimens are identified as acid-fast positive should be considered potentially infected withMycobacterium tuberculosis, pending definitive diagnosis by molecular methods or mycobacterial culture. | Artifacts may exhibit nonspecific fluorescence and be confused with organisms. | 1. American Thoracic Society/Centers for Disease Control and Prevention/Infectious Diseases Society of America: Controlling Tuberculosis in the United States. Am J Respir Crit Care Med. 2005;172:1169-1227 2. American Thoracic Society: An Official ATS/IDSA Statement: Diagnosis, Treatment, and Prevention of Nontuberculous Mycobacterial Diseases. Am J Respir Crit Care Med. 2007;175:367-416 | Auramine-rhodamine fluorochrome stain prepared and read with fluorescent microscope.(Pfyffer GE, Palicova F: General characteristics, laboratory detection, and staining procedures.InManual of Clinical Microbiology. 10th edition. Edited by J Versalovic, KC Carroll, G Funke, et al: Washington, DC, ASM Press, 2011, pp 472-502) | 1 day | 3-7 days | This test has been cleared, approved, or is exempt by the US Food and Drug Administration and is used per manufacturer's instructions. Performance characteristics were verified by Mayo Clinic in a manner consistent with CLIA requirements. | 8720687176-Tissue processing (if appropriate)87015-Mycobacteria culture, concentration (if appropriate) | Acid Fast Smear For Mycobacterium | 676-7 | SAFB | Acid Fast Smear For Mycobacterium | 676-7
SMACN | Actin, Smooth Muscle (SMActin) Immunostain, Technical Component Only | Identification of cells expressing the alpha-smooth muscle isoform of actin | Immunohistochemistry (IHC) | Yes | Actin, smooth muscle IHC, Tech Only | For the initial technical component only immunohistochemical (IHC) stain performed, the appropriate bill-only test ID will be reflexed and charged (IHTOI). For each additional technical component only IHC stain performed, an additional bill-only test ID will be reflexed and charged (IHTOA). | Supplies:Immunostain Technical Only Envelope (T693) Specimen Type:Tissue Container/Tube:Immunostain Technical Only Envelope Preferred:2 Unstained positively charged glass slide (25- x 75- x 1-mm) per test ordered; sections 4-microns thick. Acceptable:Formalin-fixed, paraffin-embedded (FFPE) tissue block |  | Smooth muscle actin reacts with the alpha-smooth muscle isoform of actin, and labels the smooth muscle cells of vessels, myoepithelial cells, pericytes, some stromal cells in the intestine, testis, and ovary, and tumors derived from smooth muscle cells. The antibody does not react with actin from fibroblasts, striated muscle, and myocardium. This immunostain is a useful tool in the identification of leiomyomas, leiomyosarcomas, and pleomorphic adenomas. |  | This test does not include pathologist interpretation, only technical performance of the stain. If interpretation is required, order PATHC / Pathology Consultation for a full diagnostic evaluation or second opinion of the case. The positive and negative controls are verified as showing appropriate immunoreactivity and documentation is retained at Mayo Clinic Rochester. If a control tissue is not included on the slide, a scanned image of the relevant quality control tissue is available upon request; call 855-516-8404. Interpretation of this test should be performed in the context of the patient's clinical history and other diagnostic tests by a qualified pathologist. | Age of a cut paraffin section can affect immunoreactivity. Stability thresholds vary widely among published literature and are antigen dependent. Best practice is for paraffin sections to be cut within 6 weeks. | 1. Arora G, Girdhar M, Gaghla A, et al. Comparing the expression of myoepithelial cell markers CD10 and smooth muscle actin with the estrogen receptor status in the invasive carcinoma breast: An immunohistochemical study. Clin Cancer Invest J. 2013;2:20-24 2. Nishio J, Iwasaki H, Skashita N, et al. Undifferentiated (embryonal) sarcoma of the liver in middle-aged adults: smooth muscle differentiation determined by immunohistochemistry and electron microscopy. Hum Pathol. 2003;34(3):246-252. 3. Tse GM, Tan PH, Lui PC, et al. The role of immunohistochemistry for smooth-muscle actin, p63, CD10 and cytokeratin 14 in the differential diagnosis of papillary lesions of the breast. J Clin Pathol. 2007;60(3):315-320 4. Magaki S, Hojat SA, Wei B, So A, Yong WH. An introduction to the performance of immunohistochemistry. Methods Mol Biol. 2019;1897:289-298. doi:10.1007/978-1-4939-8935-5_25 | Immunohistochemistry on sections of paraffin-embedded tissue.(Unpublished Mayo method) | 1 to 3 days | Until staining is complete. | This test has been cleared, approved, or is exempt by the US Food and Drug Administration and is used per manufacturer's instructions. Performance characteristics were verified by Mayo Clinic in a manner consistent with CLIA requirements. | 88342-TC, primary88341-TC, if additional IHC | Actin, smooth muscle IHC, Tech Only | Order only;no result | 70863 | Actin, smooth muscle IHC, Tech Only | Bill only; no result
ACT | Actinomyces Culture, Varies | Diagnosing anaerobicActinomycesinvolved in infections | Conventional Culture Techniques | Yes | Actinomyces Culture | When this test is ordered, the reflex tests may be performed at an additional charge. | Specimen Type:Abscesses, intrauterine devices, percutaneous transtracheal aspirates, sterile body fluids, suprapubic aspirations, wounds Supplies:Anaerobe Transport Tube (T588) Container/Tube:Anaerobe transport tube Specimen Volume:Entire specimen Collection Instructions: 1.Specimens should be collected by needle and syringe aspiration or surgical drainage. 2. Send ambient. Specimen Type:Spinal fluid Container/Tube:Sterile container Specimen Volume:Entire contents of vial number 2 (minimum volume 0.5 mL) Collection Instructions:Always send vial number 2, if possible. If not, note which vial was sent. If single vial specimen for multiple laboratories, note “single vial specimen” on card accompanying specimen. | See Specimen Required | AnaerobicActinomycesare nonsporeforming, thin branching, gram-positive bacilli that are part of the normal microbiota of the human oral cavity and may also colonize the gastrointestinal and female genital tracts. Their presence is important in preserving the usual bacterial populations of the mouth and in preventing infection with disease-causing bacteria. Actinomycesare generally of low pathogenicity but may be an important factor in the development of periodontal disease and may cause soft tissue infections in colonized areas of the body following trauma (surgical or otherwise). The typical lesion consists of an outer zone of granulation around central purulent loculations containing masses of tangled organisms ("sulfur granule"). Chronic burrowing sinus tracts develop. Typical actinomycotic infections occur around the head and neck, in the lung and chest wall, and in the peritoneal cavity and abdominal wall. Actinomycosis of the female genital tract occurs in association with the use of intrauterine contraceptive devices. Purulent collections containing "sulfur granules" may drain from some sinus tracts opening to the skin. | No growth Identification of probable pathogens | Isolation of anaerobicActinomycesin significant numbers from well-collected specimens,includingblood, other normally sterile body fluids, or closed collections of purulent fluid, indicates infection with the identified organism. | Specimens should be collected by needle and syringe aspiration or surgical drainage to avoid contamination with normal microbiotaActinomyces,especially in and around the oral cavity; such contamination would make interpretation of culture results impossible. | 1. Summanen P, Baron EJ, Citron DM, et al. Wadsworth Anaerobic Bacteriology Manual. 6th ed. Star Publishing Co; 2002 2. Butler-Wu SM, She RC. Actinomyces, Lactobacillus, Cutibacterium, and other non-spore-forming anaerobic gram-positive rods. In: Carroll KC, Pfaller MA, eds. Manual of Clinical Microbiology. 12th ed. ASM Press; 2019:938-967 3. Hall GS. Anaerobic gram-positive bacilli. In: Leber AL, ed. Clinical Microbiology Procedures Handbook. 4th ed. Vol 1. ASM Press; 2016 | Appropriate specimens are inoculated onto blood agar and into thioglycollate broth, which are then incubated under anaerobic conditions. Cultures are examined after 48 hours of incubation and thereafter (maximum of 14 days) for the presence of organisms that have characteristic colonial and Gram stain morphologies. Definitive identification is made using matrix-assisted laser desorption/ionization time-of-flight (MALDI-TOF) mass spectrometry or 16S rRNA sequencing.(Procop GW, Church DL, Hall GS, et al. The anaerobic bacteria. In: Koneman's Color Atlas and Textbook of Diagnostic Microbiology. 7th ed. Wolters Kluwer Lippincott, Williams and Wilkins; 2017:984-1073) | 14 to 20 days | 7 days | This test has been cleared, approved, or is exempt by the US Food and Drug Administration and is used per manufacturer's instructions. Performance characteristics were verified by Mayo Clinic in a manner consistent with CLIA requirements. | 87075-Actinomycesculture62258-Id MALDI-TOF Mass Spec Anaerobe (if appropriate)87153-Anaerobe identification by sequencing (if appropriate)87176-Tissue processing (if appropriate) | Actinomyces Culture | 9816-0 | ACT | Actinomyces Culture | 9816-0
APMSC | Activated Partial Thromboplastin Time (APTT) Mix 1:1, Plasma | Screening for certain coagulation factor deficiencies and abnormalities (eg, factor VIII, IX, XI, or XII). Detection of coagulation inhibitors such as lupus anticoagulant, antiphospholipid antibodies, specific factor inhibitors, and nonspecific inhibitors | Only orderable as a reflex. For more information see: ALUPP / Lupus Anticoagulant Profile, Plasma ALBLD / Bleeding Diathesis Profile, Limited, Plasma AATHR / Thrombophilia Profile, Plasma and Whole Blood APROL / Prolonged Clot Time Profile, Plasma ADIC / Disseminated Intravascular Coagulation/Intravascular Coagulation and Fibrinolysis (DIC/ICF) Profile, Plasma Optical Clot-Based | Yes | APTT Mix 1:1 | Plasma Na Cit | Only orderable as a reflex. For more information see: ALUPP / Lupus Anticoagulant Profile, Plasma ALBLD / Bleeding Diathesis Profile, Limited, Plasma AATHR / Thrombophilia Profile, Plasma and Whole Blood APROL / Prolonged Clot Time Profile, Plasma ADIC / Disseminated Intravascular Coagulation/Intravascular Coagulation and Fibrinolysis (DIC/ICF) Profile, Plasma |  | The activated partial thromboplastin time (APTT) mixing test is only performed to evaluate a prolonged APTT test result, especially when mixing test results are combined with results of other coagulation tests and clinical information, to assist in differentiating coagulation factor deficiencies from coagulation inhibitors. The APTT measures the integrity of the intrinsic (factors VIII, IX, XI, and XII) and common (factors II, V, X, and I [fibrinogen]) pathway coagulation factors as well as contact factors, prekallikrein (PK) and high-molecular-weight kininogen (HMWK). The APTT assay depends on the phospholipid (a partial thromboplastin), contact activator (eg, silica), and ionic calcium supplied in the reagents. A prolonged APTT may be caused by congenital or acquired coagulation factor deficiencies, anticoagulant effect such as heparin anticoagulation therapy, and inhibition due to lupus anticoagulants as well as other nonspecific coagulation inhibitors (eg, monoclonal immunoglobulins). Although the APTT is commonly used as an initial test for detecting coagulation factor deficiencies, various reagents differ considerably in their sensitivity to deficiencies of coagulation factor proteins. The reagents are generally most sensitive to deficiencies of "contact factors" (XII, PK, and HMWK) and factor XI, less sensitive to deficiencies of factors VIII and IX (the "antihemophilic factors"), and least sensitive to deficiencies of common procoagulant pathway factors (X, V, II, I).The APTT prolongs typically when the activities of factors XI and XII are below the hemostatically adequate level of 40% to 50%. Although factor XII deficiency does not cause bleeding, it is a relatively common cause of APTT prolongation. Nevertheless, anAPTT may still be normal when the factor VIIIlevel is as low as 25% to 35%; factor IX as low as 20% to 30%, as seen in some patients with mild hemophilia A or B, respectively a shortened APTT due to increased factor VIII activity secondary to inflammation, pregnancy, or estrogen use, or other conditions may masquerade deficiencies of other factors. The APTT also has divergent sensitivity to nonspecific inhibitors of the intrinsic and common coagulation pathways, such as lupus anticoagulant (LAC) and specific coagulation factor inhibitors. LAC's are antibodies directed towardsneoepitopes presented by complexes of phospholipid and proteins, such as prothrombin (factor II) or beta 2 glycoprotein I, instead of coagulation factors. They interfere with the in vitro phospholipid component of APTT assay, and result in a prolonged clotting time. Clinically, lupus anticoagulant represents an important marker of thrombotic tendency. In contrast, patients with specific coagulation inhibitors, such as factor VIII inhibitor antibodies, have a significant risk of hemorrhage and often require specific treatment for effectivemanagement. | Only orderable as a reflex. For more information see: ALUPP / Lupus Anticoagulant Profile, Plasma ALBLD / Bleeding Diathesis Profile, Limited, Plasma AATHR / Thrombophilia Profile, Plasma and Whole Blood APROL / Prolonged Clot Time Profile, Plasma ADIC / Disseminated Intravascular Coagulation/Intravascular Coagulation and Fibrinolysis (DIC/ICF) Profile, Plasma 25-37 seconds | Prolongation of the activated partial thromboplastin time (APTT) can occur as a result of deficiency of 1 or more coagulation factors (acquired or congenital in origin), or the presence of an inhibitor of coagulation such as heparin, a lupus anticoagulant, a "nonspecific" inhibitor such as a monoclonal immunoglobulin, or a specific coagulation factor inhibitor. The APTT mixing study, using equal volumes of patient and normal pool plasma, may be performed on specimens with a prolonged APTT to assist in differentiating coagulation factor deficiencies from coagulation inhibitors of all types. Correction of the APTT mix to within the normal reference range usually indicates a coagulation factor deficiency (normal plasma in the mixture ensures at least 50% activity of all coagulation factors). If the prolonged APTT is due to an inhibitor (eg, specific coagulation factor inhibitor, lupus anticoagulant, heparin), the APTT mix typically fails to correct a prolonged APTT. However, the presence of a weak inhibitor may be missed by the APTT mixing study. Accurate interpretation of both APTT and APTT mixing study results may often require additional testing. For example, the thrombin time test is helpful for identifying or excluding the presence of heparin, the platelet neutralization procedure (using a modified APTT method) for identifying or excluding lupus anticoagulant, the prothrombin time and dilute Russell's viper venom time for further assessment of the common procoagulant pathway, and coagulation factor assays to detect and identify deficient or abnormal factors. These assays are available as components of reflexive and interpretive testing panels in the Special Coagulation Laboratory (eg, APROL / Prolonged Clot Time Profile, Plasma). Shortening of the APTT usually reflects either elevation of factor VIII activity secondary to acute or chronic illness or inflammation, or spurious results from suboptimal venipuncture, specimen collection or processing. A normal or shortened APTT result does not exclude a hemostatic defect; and specific clotting factor assays should be performed despite a normal APTT when there is clinical impression of bleeding diathesis. | For diagnostic activated partial thromboplastin time (APTT) testing, other than heparin therapeutic monitoring, specimens should not have any residual heparin present. Mild coagulation factor deficiency may not result in prolongation of the APTT. APTT testing will not detect all lupus anticoagulants or coagulation inhibitors. Lipemic specimens may interfere with the instrument clot detection mechanism. APTT mixing studies have no utility when the patient APTT is normal. | Favaloro EJ, Lippi G. eds. Hemostasis and Thrombosis: Methods and Protocols. 1st ed. Humana Press; 2017 | The activated partial thromboplastin time (APTT) mix assay is performed on the Instrumentation Laboratory ACL TOP. Patient plasma is mixed in a 1:1 ratio with normal pooled plasma then combined and incubated with an APTT reagent containing phospholipid, a negatively charged contact factor activator, and buffer. After a specified incubation time, calcium is added to trigger the coagulation process in the mixture. Subsequently, the time to clot formation is measured optically using a wavelength of 671 nm.(Package insert: HemilsIL SynthASil Instrumentation Laboratory Company; 06/2017) | Same day/1 day | 7 days | This test has been modified from the manufacturer's instructions. Its performance characteristics were determined by Mayo Clinic in a manner consistent with CLIA requirements. This test has not been cleared or approved by the US Food and Drug Administration. | 85732 | APTT Mix 1:1 | 5946-9 | APMSC | APTT Mix 1:1 | 5946-9
APTSC | Activated Partial Thromboplastin Time (APTT), Plasma | Screening for certain coagulation factor deficiencies and abnormalities (eg, factor VIII, IX, XI, or XII) Detecting coagulation inhibitors such as lupus anticoagulant, antiphospholipid antibodies, specific factor inhibitors, and nonspecific inhibitors Evaluating a prolonged activated partial thromboplastin time (APTT) test result to assist in differentiating coagulation factor deficiencies from coagulation inhibitors, especially when the APTT mixing test results are combined with results of other coagulation tests and clinical information Monitoring heparin (unfractionated) therapy | Only orderable as part of a special coagulation profile or as a reflex. For more information see: ALUPP / Lupus Anticoagulant Profile, Plasma ALBLD / Bleeding Diathesis Profile, Limited, Plasma AATHR / Thrombophilia Profile, Plasma and Whole Blood APROL / Prolonged Clot Time Profile, Plasma ADIC / Disseminated Intravascular Coagulation/Intravascular Coagulation and Fibrinolysis (DIC/ICF) Profile, Plasma Optical Clot-Based | Yes | Activated Partial Thrombopl Time, P | Plasma Na Cit | Only orderable as part of a special coagulation profile or as a reflex. For more information see: ALUPP / Lupus Anticoagulant Profile, Plasma ALBLD / Bleeding Diathesis Profile, Limited, Plasma AATHR / Thrombophilia Profile, Plasma and Whole Blood APROL / Prolonged Clot Time Profile, Plasma ADIC /Disseminated Intravascular Coagulation/Intravascular Coagulation and Fibrinolysis (DIC/ICF) Profile, Plasma |  | The activated partial thromboplastin time (APTT) measures the integrity of the intrinsic (factors VIII, IX, XI, and XII) and common (factors II, V, X, and I [fibrinogen]) pathway coagulation factors as well as contact factors, prekallikrein (PK) and high-molecular-weight kininogen (HMWK). The APTT assay depends on the phospholipid (a partial thromboplastin), contact activator (eg, silica), and ionic calcium supplied in the reagents. A prolonged APTT may be caused by congenital or acquired coagulation factor deficiencies, anticoagulant effect such as heparin anticoagulation therapy, and inhibition due to lupus anticoagulants as well as other nonspecific coagulation inhibitors (eg, monoclonal immunoglobulins). Although the APTT is commonly used as an initial test for detecting coagulation factor deficiencies, various reagents differ considerably in their sensitivity to deficiencies of coagulation factor proteins. The reagents are generally most sensitive to deficiencies of "contact factors" (XII, PK, and HMWK) and factor XI, less sensitive to deficiencies of factors VIII and IX (the "antihemophilic factors"), and least sensitive to deficiencies of common procoagulant pathway factors (X, V, II, I).The APTT prolongs typically when the activities of factors XI and XII are below the hemostatically adequate level of 40% to 50%. Although factor XII deficiency does not cause bleeding, it is a relatively common cause of APTT prolongation. Nevertheless, anAPTT may still be normal when the factor VIIIlevel is as low as 25% to 35%; factor IX as low as 20% to 30%, as seen in some patients with mild hemophilia A or B, respectively a shortened APTT due to increased factor VIII activity secondary to inflammation, pregnancy, or estrogen use, or other conditions may masquerade deficiencies of other factors. The APTT also has divergent sensitivity to nonspecific inhibitors of the intrinsic and common coagulation pathways, such as lupus anticoagulant (LAC) and specific coagulation factor inhibitors. LAC's are antibodies directed towardsneoepitopes presented by complexes of phospholipid and proteins, such as prothrombin (factor II) or beta 2 glycoprotein I, instead of coagulation factors. They interfere with the in vitro phospholipid component of APTT assay, and result in a prolonged clotting time. Clinically, lupus anticoagulant represents an important marker of thrombotic tendency. In contrast, patients with specific coagulation inhibitors, such as factor VIII inhibitor antibodies, have a significant risk of hemorrhage and often require specific treatment for effectivemanagement. | Only orderable as part of a special coagulation profile or as a reflex. For more information see: ALUPP / Lupus Anticoagulant Profile, Plasma ALBLD / Bleeding Diathesis Profile, Limited, Plasma AATHR / Thrombophilia Profile, Plasma and Whole Blood APROL / Prolonged Clot Time Profile, Plasma ADIC /Disseminated Intravascular Coagulation/Intravascular Coagulation and Fibrinolysis (DIC/ICF) Profile, Plasma 25–37 seconds The APTT may be 35% longer in full-term newborns that reach adult reference range by age 3 months and twice the adult upper limit in premature infants reaching adult reference range by age 6 months. | Prolongation of the activated partial thromboplastin time (APTT) can occur as a result of deficiency of 1 or more coagulation factors (acquired or congenital in origin), or the presence of an inhibitor of coagulation such as heparin, a lupus anticoagulant, a "nonspecific" inhibitor such as a monoclonal immunoglobulin, or a specific coagulation factor inhibitor. The APTT mixing study, which uses equal volumes of patient and normal pool plasma, may be performed on specimens with a prolonged APTT to assist in differentiating coagulation factor deficiencies from coagulation inhibitors of all types. Correction of the APTT mix to within the normal reference range usually indicates a coagulation factor deficiency (normal plasma in the mixture ensures at least 50% activity of all coagulation factors). If the prolonged APTT is due to an inhibitor (eg, specific coagulation factor inhibitor, lupus anticoagulant, heparin), the APTT mix typically fails to correct a prolonged APTT. However, the presence of a weak inhibitor may be missed by the APTT mixing study. Accurate interpretation of both APTT and APTT mixing study results may often require additional testing. For example, the thrombin time test is helpful for identifying or excluding the presence of heparin, the platelet neutralization procedure (using a modified APTT method) for identifying or excluding lupus anticoagulant, the prothrombin time and dilute Russell's viper venom time for further assessment of the common procoagulant pathway, and coagulation factor assays to detect and identify deficient or abnormal factors. These assays are available as components of reflexive and interpretive testing panels in the Special Coagulation Laboratory (eg, APROL / Prolonged Clot Time Profile, Plasma). The APTT test is frequently used to monitor therapy with unfractionated heparin (UFH). Since APTT reagents can vary greatly in their sensitivity to UFH, it is important to establish a relationship between APTT response and heparin concentration.(1) The therapeutic APTT range in seconds should correspond with a UFH concentration of 0.3 to 0.7 U/mL as assessed by a heparin assay (inhibition of factor Xa activity with detection by a chromogenic substrate [1]). We have established the therapeutic APTT range to be approximately 70 to 120 seconds. Shortening of the APTT usually reflects either elevation of factor VIII activity secondary to acute or chronic illness or inflammation, or spurious results from suboptimal venipuncture, specimen collection or processing. A normal or shortened APTT result does not exclude a hemostatic defect; and specific clotting factor assays should be performed despite a normal APTT when there is clinical impression of bleeding diathesis. | For diagnostic activated partial thromboplastin time (APTT) testing, other than heparin therapeutic monitoring, specimens should not have any residual heparin present. Mild coagulation factor deficiency may not result in prolongation of the APTT. APTT testing will not detect all lupus anticoagulants or coagulation inhibitors. Lipemic specimens may interfere with the instrument clot detection mechanism. APTT mixing studies have no utility when the patient APTT is normal. | Favaloro EJ, Lippi G. eds. Hemostasis and Thrombosis: Methods and Protocols. 1st ed. Humana Press; 2017 | The activated partial thromboplastin time (APTT) assay is performed on the Instrumentation Laboratory ACL TOP. Patient plasma is combined and incubated with an APTT reagent containing phospholipid, a negatively charged contact factor activator, and buffer. After a specified incubation time, calcium is added to trigger the coagulation process in the mixture. Subsequently, the time to clot formation is measured optically using a wavelength of 671 nm.(Package insert: HemilsIL SynthASil Instrumentation Laboratory Company; 06/2017) | Same day/1 day | 7 days | This test has been cleared, approved, or is exempt by the US Food and Drug Administration and is used per manufacturer's instructions. Performance characteristics were verified by Mayo Clinic in a manner consistent with CLIA requirements. | 85730 | Activated Partial Thrombopl Time, P | 14979-9 | APTSC | Activated Partial Thrombopl Time, P | 14979-9
APTTP | Activated Partial Thromboplastin Time, Plasma | Monitoring heparin therapy (unfractionated heparin) Screening for certain coagulation factor deficiencies Detection of coagulation inhibitors such as lupus anticoagulant, specific factor inhibitors, and nonspecific inhibitors | Coagulometric (Turbidimetric) | Yes | Activated Partial Thrombopl Time, P | Plasma Na Cit | Specimen Type:Platelet-poor plasma Collection Container/Tube:Light-blue top (3.2% sodium citrate) Submission Container/Tube:Plastic vial Specimen Volume:1 mL Collection Instructions: 1. Centrifuge, remove plasma and centrifuge plasma again. 2. Aliquot plasma into plastic vial leaving 0.25 mL in the bottom of centrifuged vial. Additional Information:Double-centrifuged specimen is critical for accurate results as platelet contamination may cause spurious results. | 0.5 mL | The activated partial thromboplastin time (APTT) assay is used as a screening test to evaluate the overall integrity of the intrinsic/common coagulation pathway and to monitor patients on heparin therapy. This test reflects the activities of most of the coagulation factors in the intrinsic and common procoagulant pathway, but not the extrinsic procoagulant pathway, which includes factor VII and tissue factor, nor the activity of factor XIII (fibrin stabilizing factor). | 25-37 seconds | Prolongation of theactivated partial thromboplastin time (APTT) can occur as a result of deficiency of one or more coagulation factors (acquired or congenital in origin), or the presence of an inhibitor of coagulation such as heparin, a lupus anticoagulant, a nonspecific inhibitor such as a monoclonal immunoglobulin, or a specific coagulation factor inhibitor. Prolonged clotting times may also be observed in cases of fibrinogen deficiency, liver disease, and vitamin K deficiency. Shortening of the APTT usually reflects either elevation of factor VIII activity in vivo that most often occurs in association with acute or chronic illness or inflammation, or spurious results associated with either difficult venipuncture and specimen collection or suboptimal specimen processing. | Activated partial thromboplastin time (APTT) results may be affected by many commonly administered drugs and should be considered as a potential source of unexpected abnormal results. APTT testing will not detect all lupus anticoagulants, antiphospholipid antibodies, or coagulation inhibitors. SynthASil reagent is reportedly sensitive to decreased concentration of intrinsic factors resulting in an abnormal APTT value when factors VIII, IX, XI, and XII levels were in the 35% to 60% range. Mixing studies may be indicated to further evaluate specimens with an unexplained prolonged APTT. | 1. Clinical and Laboratory Standards Institute (CLSI). One-stage PT and APTT test; Approved Guideline Second Edition. H47-A2, 2008 2. Greaves M, Preston FE: Approach to the bleeding patient.InHemostasis and Thrombosis: Basic Principles and Clinical Practice. Fourth edition. Edited by RW Colman, J Hirsh, VJ Marder, et al. Philadelphia, JB Lippincott Co, 2001, pp 1197-1234 3. Boender J, Kruip MJ, Leebeek FW: A Diagnostic Approach to Mild Bleeding Disorders. J Thromb Haemost 2016;Aug;14(8):1507-1516. doi: 10.1111/jth.13368 | Coagulometric (turbidimetric) clot detection is based on the principle that light passing through a medium in which fibrinogen is converted to fibrin is absorbed by the fibrin strands. Light at 671 nm is transmitted through a sample onto a photodetector, which is positioned 180 degrees to the source. Light absorption increases as fibrin clot formation progresses. Consequently, light transmittance through the sample continuously decreases and is measured by the photodetector. The corresponding electrical signal output from the photodetector changes according to the detected light. The signal output is processed via software through a series of algorithms to determine the clot point. In this test, the incubation of plasma sample with an optimal quantity of phospholipid, a negatively charged contact activator, and buffer initiates the activation of the intrinsic coagulation pathway. After incubation at 37 degrees C, calcium is added to trigger the coagulation process and the time required for clot formation is measured. The activated partial thromboplastin included in the SynthASil kit is a liquid buffered reagent that contains synthetic phospholipid for optimal platelet-like activity and highly defined nonsettling colloidal silica for optimal activation of the contact phase of coagulation.(Package insert: HemosIL SynthASil; IL ACL TOP Operator's Manual. Instrumentation Laboratory, Bedford, MA. R11. 06/2017) | Same day/1 day | 24 hours | This test has been cleared, approved, or is exempt by the US Food and Drug Administration and is used per manufacturer's instructions. Performance characteristics were verified by Mayo Clinic in a manner consistent with CLIA requirements. | 85730 | Activated Partial Thrombopl Time, P | 14979-9 | APTTP | Activated Partial Thrombopl Time, P | 14979-9
APCRV | Activated Protein C Resistance V (APCRV), Plasma | Evaluation of patients with incident or recurrent venous thromboembolism (VTE) Evaluation of individuals with a family history of VTE | Optical Clot-Based | Yes | Activated Protein Resistance V, P | Plasma Na Cit | Specimen Type:Platelet-poor plasma Collection Container/Tube:Light-blue top (3.2% sodium citrate) Submission Container/Tube:Polypropylene vial Specimen Volume:1 mL Collection Instructions: 1. For complete instructions, seeCoagulation Guidelines for Specimen Handling and Processing. 2. Centrifuge, transfer all plasma into a vial, and centrifuge plasma again. 3. Aliquot plasma into a vial leaving 0.25 mL in the bottom of centrifuged vial. 4. Freeze plasma immediately (no longer than 4 hours after collection) at -20 degrees C or, ideally at-40 degrees C or below. Additional Information: 1. Double-centrifuged specimen is critical for accurate results as platelet contamination may cause spurious results. 2. If priority specimen, mark request form, give reason, and request a call-back. 3. Each coagulation assay requested should have its own vial. | 0.5 mL | Protein C, a part of the natural anticoagulant system, is a vitamin K-dependent protein zymogen (molecular weight=62,000 da) that is synthesized in the liver and circulates at a plasma concentration of approximately 5 mcg/mL. Protein C is activated to activated protein C (APC) via proteolytic cleavage by thrombin bound to thrombomodulin, an endothelial cell surface membrane protein. APC downregulates the procoagulant system by proteolytically inactivating procoagulant factors Va and VIIIa. Protein S, another vitamin K-dependent coagulation protein, catalyzes APC inactivation of factors Va and VIIIa. APC interacts with and proteolyses factors V/Va and VIII/VIIIa at specific APC binding and cleavage sites, respectively. Resistance to activated protein C (APC resistance) is a term used to describe abnormal resistance of human plasma to the anticoagulant effects of human APC. APC resistance is characterized by a reduced anticoagulant response of patient plasma after adding a standard amount of APC. For this assay, the activated partial thromboplastin time clotting test fails to prolong significantly after the addition of APC. The vast majority of individuals with familial APC resistance have a specific point mutation in the procoagulant factor V gene (1691G-A, factor V Leiden) encoding for a glutamine (Q) substitution for arginine (R)-506 in the heavy chain of factor V (factor V R506Q). This amino acid change alters an APC cleavage site on factor V such that factor V/Va is partially resistant to inactivation by APC. The carrier frequency for the factor V Leiden mutation varies depending on the population. Approximately 5% of asymptomatic white Americans of non-Hispanic ancestry are heterozygous carriers, while the carrier frequency among African Americans, Asian Americans, and Native Americans is less than 1%, and the carrier frequency for Hispanics is intermediate (2.5%). The carrier frequency can be especially high (up to 14%) among whites of Northern European or Scandinavian ancestry. Homozygosity for factor V Leiden is much less common but may confer a substantially increased risk for thrombosis. The degree of abnormality of the APC-resistance assay correlates with heterozygosity or homozygosity for the factor V Leiden mutation; homozygous carriers have a very low APC-resistance ratio (eg, 1.1-1.4), while the ratio for heterozygous carriers is usually 1.5 to 1.8. | APCRV RATIO > or =2.3 Pediatric reference range has neither beenestablished nor is available in scientific literature. The adult referencerange likely would be applicable to children older than 6 months. | An activated protein C (APC) resistance ratio of less than 2.3 suggestsabnormal resistance to APC of hereditary origin. If the APC resistance test is abnormal, DNA-based testing for the factor V Leiden mutation (F5DNA / Factor V Leiden [R506Q] Mutation, Blood) may be helpful in confirming or excluding hereditary APC resistance. | This assay is highly sensitive and specific for inherited activated protein C (APC) resistance, most commonly due to the factor V Leiden mutation, but it will not detect patients with acquired APC resistance. Persons with acquired APC resistance are at similar risk for venous thromboembolism. Preanalytical conditions of the patient and the blood specimen are extremely important for reliable performance and interpretation of testing for APC resistance. Plasmas demonstrating prolongation of clotting times (prothrombin time, activated partial thromboplastin time) for reasons other than anticoagulant effects (eg, lupuslike anticoagulants or specific coagulation factor inhibitors) generally cannot be reliably tested for the presence or absence of APC resistance. Proper preparation of the blood (plasma) specimen is extremely important to help ensure accuracy of results and interpretation. The activated protein C resistance ratio (APCRV) assay has greater than 99% sensitivity for detecting the presence of a factor V Leiden mutation. Discrepant results of plasma-based APCRV and DNA-based factor V Leiden testing may occur in recipients of liver or allogeneic hematopoietic stem cell transplants; or due to anticoagulant effects such as excess heparin; direct thrombin inhibitors argatroban (Acova), bivalirudin (Angiomax), or dabigatran (Pradaxa); or direct factor Xa inhibitors rivaroxaban (Xarelto), apixaban (Eliquis), and edoxaban (Savaysa); or a sample mix-up. Clinical correlation is suggested. If clinically indicated, consider follow-up repeat APCR testing or direct DNA-based testing for the factor V Leiden (R506Q) mutation (F5DNA / Factor V Leiden [R506Q] Mutation, Blood). | 1. Nichols WL, Heit JA. Activated protein C resistance and thrombosis. Mayo Clin Proc. 1996;71(9):897-898 2. Dahlback B. Resistance to activated protein C as risk factor for thrombosis: molecular mechanisms, laboratory investigation, and clinical management. Semin Hematol. 1997;34(3):217-234 3. Rodeghiero F, Tosetto A. Activated protein C resistance and Factor V Leiden mutation are independent risk factors for venous thromboembolism. Ann Intern Med. 1999;130(8):643-650 4. Grody WW, Griffin JH, Taylor AK, Korf BR, Heit JA; ACMG Factor V. Leiden Working Group. American College of Medical Genetics consensus statement on factor V Leiden mutation testing. Genet Med. 2001;3(2):139-148 5. Press RD, Bauer KA, Kujovich JL, Heit JA. Clinical utility of factor V Leiden (R506Q) testing for the diagnosis and management of thromboembolic disorders. Arch Pathol Lab Med. 2002;126(11):1304-1318 6. Favaloro EJ and Lippi G. eds. Hemostasis and Thrombosis: Methods and Protocols. 1st ed. Humana Press; 2017 | This assay is performed using the HemosIL Factor V Leiden (APCResistance V) Kit on the Instrumentation Laboratory ACL TOP instrument. The method uses a modified activated partial thromboplastin time (APTT) test to detect activated protein C (APC) resistance. The plasma specimen is prediluted in factor V-deficient plasma. Then the APTT test is performed by incubating patient plasma with a standardized amount of platelet-like phospholipids and activator of the contact factors of the intrinsic coagulation pathway, followed by recalcification of plasma and measurement of clotting time. The ratio of the APTT test with and without added APC is reported as the APC resistance (or sensitivity) ratio.(Package insert: HemosIL Factor V Leiden [APC Resistance V]. Instrumentation Laboratory Company; Rev 11/2017) | 1 to 3 days | 7 days | This test has been cleared, approved, or is exempt by the US Food and Drug Administration and is used per manufacturer's instructions. Performance characteristics were verified by Mayo Clinic in a manner consistent with CLIA requirements. | 85307 | Activated Protein Resistance V, P | 13590-5 | INT55 | Interpretation | 48591-2
APCRR | Activated Protein C Resistance V, with Reflex to Factor V Leiden, Blood and Plasma | Evaluating patients with incident or recurrent venous thromboembolism (VTE) Evaluating individuals with a family history of VTE | Optical Clot-Based | Yes | APCRV, w/Reflex, P | If the assay ratio is abnormal, thenfactor V Leiden variant analysiswillbe performed at an additional charge. | Blood and plasma are required. Patient Preparation:Fasting preferred Specimen Type:Whole blood Container/Tube: Preferred:Lavender top (EDTA) Acceptable:Yellow top (ACD) or light-blue top (3.2% sodium citrate) Specimen Volume:3 mL Collection Instructions: 1. Invert several times to mix blood. 2. Send whole blood specimen in original tube.Do not aliquot. Specimen Type:Platelet-poor plasma Collection Container/Tube:Light-blue top (3.2% sodium citrate) Submission Container/Tube:Plastic vial, polypropylene preferred Specimen Volume:1 mL Collection Instructions: 1. For complete instructions, seeCoagulation Guidelines for Specimen Handling and Processing. 2. Within 4 hours of collection, centrifuge, transfer all plasma into a plastic vial, and centrifuge plasma again. 3. Aliquot plasma into separate plastic vial leaving 0.25 mL in the bottom of centrifuged vial. 4. Freeze plasma aliquot immediately at -20 degrees C, or ideally, at -40 degrees C or below. Additional Information: 1. Double-centrifuged specimen is critical for accurate results as platelet contamination may cause spurious results. 2. Each coagulation assay requested should have its own vial. | Plasma: 0.5 mL; Whole blood: 3 mL | Protein C, a part of the natural anticoagulant system, is a vitamin K-dependent protein zymogen (molecular weight = 62,000 Da) that is synthesized in the liver and circulates at a plasma concentration of approximately 5 mcg/mL. Protein C is activated to activated protein C (APC) via proteolytic cleavage by thrombin bound to thrombomodulin, an endothelial cell surface membrane protein. APC downregulates the procoagulant system by proteolytically inactivating procoagulant factors Va and VIIIa. Protein S, another vitamin K-dependent coagulation protein, catalyzes APC inactivation of factors Va and VIIIa. APC interacts with and proteolyzes factors V/Va and VIII/VIIIa at specific APC binding and cleavage sites, respectively. Resistance to activated protein C (APC resistance) is a term used to describe abnormal resistance of human plasma to the anticoagulant effects of human APC. APC resistance is characterized by a reduced anticoagulant response of patient plasma after adding a standard amount of APC. For this assay, the activated partial thromboplastin time fails to prolong significantly after the addition of APC. The vast majority of individuals with familial APC resistance have a specific alteration in the procoagulant factor V gene (F5) encoding for a p.Arg534Gln substitution in the heavy chain of factor V (formerly R506Q). This glutamine to arginine amino acid change alters an APC cleavage site on factor V such that factor V/Va is partially resistant to inactivation by APC. The carrier frequency for the factor V Leiden variant varies depending on the population. Approximately 5% of asymptomatic White Americans of non-Hispanic ancestry are heterozygous carriers. In contrast, the carrier frequency among African Americans, Asian Americans, and Native Americans is less than 1%, and the carrier frequency for Hispanics is intermediate (2.5%). The carrier frequency can be especially high (up to 14%) among White individuals of Northern European or Scandinavian ancestry. Homozygosity for factor V Leiden is much less common but may confer a substantially increased risk for thrombosis. The degree of abnormality of the APC-resistance assay correlates with heterozygosity or homozygosity for the factor V Leiden variant; homozygous carriers have a very low APC-resistance ratio (eg, 1.1-1.4), while the ratio for heterozygous carriers is usually 1.5 to 1.8. | ACTIVATED PROTEIN C RESISTANCE V RATIO > or =2.3 Pediatric reference range has neither been established nor is available in scientific literature. The adult reference range likely would be applicable to children older than 6 months. | An activated protein C (APC) resistance ratio below 2.3 suggestsabnormal resistance to APC of hereditary origin. If the screening APC resistance test is abnormal, DNA-based testing for the factor V Leiden variant (p.Arg534Gln, formerly R506Q) is performed to confirm or exclude hereditary APC-resistance. | This assay is highly sensitive and specific for inherited activated protein C (APC) resistance, most commonly due to the factor V Leiden variant, but will not detect patients with acquired APC resistance. Persons with acquired APC resistance are at similar risk for venous thromboembolism. Preanalytical conditions of the patient and the blood specimen are extremely important for reliable performance and interpretation of testing for APC resistance. Plasma specimens demonstrating prolongation of clotting times (prothrombin time, activated partial thromboplastin time) for reasons other than anticoagulant effects (eg, lupus-like anticoagulants or specific coagulation factor inhibitors) generally cannot be reliably tested for the presence or absence of APC resistance. Proper preparation of the plasma specimen is extremely important to help ensure accuracy of results and interpretation. This assay has greater than 99% sensitivity for detecting the presence of the factor V Leiden variant. Discrepant results of plasma-based activated protein C resistance ratio (APCRV) and DNA-based factor V Leiden testing may occur in recipients of liver or allogeneic hematopoietic stem cell transplants, or due to anticoagulant effects, such as excess heparin, direct thrombin inhibitors argatroban (Acova), bivalirudin (Angiomax) or dabigatran (Pradaxa); or direct factor Xa inhibitors rivaroxaban (Xarelto), apixaban (Eliquis), and edoxaban (Savaysa); or a sample mix up. Suggest clinical correlation. If DNA-based testing for the factor V Leiden variant is clinically indicated, call 800-533-1710. Although the APC-resistance assay can be performed in the absence of other coagulation tests and clinical information, it is most reliably performed as part of a consultative coagulation test panel with interpretive reporting (including appropriate testing of the same specimen to evaluate for the presence or absence of coagulation abnormalities or conditions that may affect interpretation of the APC-resistance assay). This test is included among a panel of tests; see AATHR / Thrombophilia Profile, Plasma and Whole Blood. | 1. Nichols WL, Heit JA. Activated protein C resistance and thrombosis. Mayo Clin Proc. 1996;71(9):897-898 2. Dahlback B. Resistance to activated protein C as risk factor for thrombosis: molecular mechanisms, laboratory investigation, and clinical management. Semin Hematol. 1997;34(3):217-234 3. Rodeghiero F, Tosetto A. Activated protein C resistance and factor V Leiden mutation are independent risk factors for venous thromboembolism. Ann Intern Med. 1999;130(8):643-650. doi:10.7326/0003-4819-130-8-199904200-00004 4. Grody WW, Griffin JH, Taylor AK, Korf BR, Heit JA; ACMG Factor V. Leiden Working Group. American College of Medical Genetics consensus statement on factor V Leiden mutation testing [published correction appears in Genet Med. 2021 Dec;23(12):2463]. Genet Med. 2001;3(2):139-148. doi:10.1097/00125817-200103000-00009 5. Press RD, Bauer KA, Kujovich JL, Heit JA. Clinical utility of factor V Leiden (R506Q) testing for the diagnosis and management of thromboembolic disorders. Arch Pathol Lab Med. 2002;126(11):1304-1318. doi:10.5858/2002-126-1304-CUOFVL 6. Yohe S, Olson J: Thrombophilia: Assays and interpretation. In: Kottke-Marchant K, Davis B, eds. Laboratory Hematology Practice. Blackwell Publishing; 2012:492-508 | This assay is performed using the HemosIL Factor V Leiden (APC Resistance V) Kit on the Instrumentation Laboratory ACL TOP instrument. The method uses a modified activated partial thromboplastin time (aPTT) test to detect activated protein C (APC) resistance. The plasma specimen is prediluted in factor V-deficient plasma. Then the aPTT test is performed by incubating patient plasma with a standardized amount of platelet-like phospholipids and activator of the contact factors of the intrinsic coagulation pathway, followed by recalcification of plasma and measurement of clotting time. The ratio of the aPTT test with and without added APC is reported as the APC resistance (or sensitivity) ratio.(Package insert: HemosIL Factor V Leiden [APC Resistance V]. Instrumentation Laboratory Company; Rev 11/2017) | 4 to 7 days | Plasma: 7 days: Whole blood: 2 weeks | See Individual Test IDs | 85307 | APCRV, w/Reflex, P | 13590-5 | SC018 | Whole Blood | No LOINC Needed
COGMF | Acute Myeloid Leukemia (AML), Children's Oncology Group Enrollment Testing, FISH, Varies | Evaluation of pediatric bone marrow and peripheral blood specimens by fluorescence in situ hybridization (FISH) probe analysis for classic rearrangements and chromosomal copy number changes associated with acute myeloid leukemia (AML) in patients being considered for enrolment in Children's Oncology Group (COG) clinical trials and research protocols As an adjunct to conventional chromosome studies in performed in pediatric patients with AML being considered for enrollment in COG protocols | Fluorescence In Situ Hybridization (FISH) | Yes | COG, AML, FISH | This test is only performed on specimens from pediatric patients being considered for enrollment in a Children's Oncology Group (COG) protocol. | Submit only 1 of the following specimens: Preferred: Specimen Type:Bone marrow Container/Tube: Preferred:Yellow top (ACD) Acceptable:Green top (heparin) or lavender top (EDTA) Specimen Volume:2 to 3 mL Collection Instructions: 2. Invert several times to mix bone marrow. Acceptable: Specimen Type:Blood Container/Tube: Preferred:Yellow top (ACD) Acceptable:Green top (heparin) or lavender top (EDTA) Specimen Volume:6 mL Collection Instructions:Invert several times to mix blood. | Blood: 2 mL Bone Marrow: 1 mL | Acute myeloid leukemia (AML) is one of the most common adult leukemias, with almost 10,000 new cases diagnosed per year. AML also comprises 15% of pediatric acute leukemia and accounts for the majority of infant (<1 year old) leukemia. Several recurrent chromosomal abnormalities have been identified in AML. The most common chromosome abnormalities associated with AML include t(8;21), t(15;17), inv(16), and abnormalities of theMLL(KMT2A) gene at 11q23. The most common genes juxtaposed withMLLthrough translocation events in AML includeMLTT4(AFDN)-t(6;11),MLLT3-t(9;11),MLLT10-t(10;11), andELL-t(11;19p13.1). AML can also evolve from myelodysplasia (MDS). Thus, the common chromosome abnormalities associated with MDS can also be identified in AML, which include: inv(3), -5/5q-, -7/7q-, and 17p. Overall, the recurrent chromosome abnormalities identified in patients with AML are observed in approximately 60% of diagnostic AML cases. Conventional chromosome analysis is the gold standard for identification of the common, recurrent chromosome abnormalities in AML. However, some of the subtle rearrangements can be missed by karyotype, including inv(16) andMLLrearrangements. Fluorescence in situ hybridization (FISH) analysis of nonproliferating (interphase) cells can be used to detect the common chromosome abnormalities observed in patients with AML. The abnormalities have diagnostic and prognostic relevance, and FISH testing can also be used to track response to therapy. Metaphase FISH confirmation of classic translocations that are cryptic and not visually detectable by chromosome analysis [ie, t(6;11) associated withKMT2A/MLLT4(AFDN)fusion] is performed as required by Children's Oncology Group (COG) and is included as part of the electronic case submission by the Mayo Clinic Genomics Laboratory to COG for central review. Additional cytogenetic techniques such as chromosomal microarray (CMAH / Chromosomal Microarray, Hematologic Disorders, Varies) may be helpful to resolve questions related to ploidy (hyperdiploid clone vs doubled hypodiploid clone). | An interpretive report will be provided. | A neoplastic clone is detected when the percent of cells with an abnormality exceeds the normal reference range for any given probe. The absence of an abnormal clone does not rule out the presence of a neoplastic disorder. | This test is not approved by the US Food and Drug Administration, and it is best used as an adjunct to existing clinical and pathologic information. Fluorescence in situ hybridization (FISH) is not a substitute for conventional chromosome studies because the latter detects many chromosome abnormalities associated with other hematological disorders that would be missed by this FISH panel test. Bone marrow is the preferred specimen type for this FISH test. If bone marrow is not available, a blood specimen may be used if there are malignant cells in the blood specimen (as verified by a hematopathologist). | 1. Grimwade D, Hills RK, Moorman AV, et al: Refinement of cytogenetics classification in acute myeloid leukemia: determination of prognostic significance or rare recurring chromosomal abnormalities among 5876 younger adult patients treated in the United Kingdom Research Council trials. Blood. 2010 Jul 22;116(3):354-365 2. Swerdlow SH, Campo E, Harris NL, et al. eds: WHO Classification of Tumours of Haematopoietic and Lymphoid Tissues. IARC Press; 2017 3. Dohner H, Estey E, Grimwade D, et al: Diagnosis and management of AML in adults: 2017 ELN recommendations from an international expert panel. Blood. 2017 Jan 26;129(4):424-447. doi: 10.1182/blood-2016-08-733196 | This test is performed using commercially available and laboratory-developed probes.Deletion or monosomy of chromosomes 5 and 7 are detected using enumeration strategy probes. Rearrangements involvingMLL(KMT2A),NUP98, ETV6, CBFB,andRARAare detected using a dual-color break-apart (BAP) strategy probe. Dual-color, dual-fusion fluorescence in situ hybridization (D-FISH) strategy probe sets are used to detect inv(3),inv(16),t(8;21), t(15;17), t(6;9), t(8;16), t(3;21), t(1;3), t(1;22), t(7;11), t(7;12), and in reflex testing when rearrangements of theMLLgene are detected.For enumeration and BAP strategy probe sets, 100 interphase nuclei are scored; 200 interphase nuclei are scored when D-FISH probes are used. All results are expressed as the percent abnormal nuclei.(Unpublished Mayo method) | 7 to 10 days | 4 weeks | This test was developed and its performance characteristics determined by Mayo Clinic in a manner consistent with CLIA requirements. It has not been cleared or approved by the US Food and Drug Administration. | 88271 x 2, 88275, 88291-FISH Probe, Analysis, Interpretation; 1 probe set88271 x 2, 88275-FISH Probe, Analysis; each additional probe set (if appropriate) | COG, AML, FISH | 102101-3 | 602285 | Released By | 18771-6
AMLAF | Acute Myeloid Leukemia (AML), FISH, Adult, Varies | This testshould not be usedto screen for residual acute myeloid leukemia (AML). Useful at diagnosis for detecting recurrent common chromosome abnormalities in adult patients with AML An adjunct to chromosome studies in patients with AML Evaluating specimens in which chromosome studies are unsuccessful | Fluorescence In Situ Hybridization (FISH) | Yes | Adult AML, FISH | This test includes a charge for the probe application, analysis, and professional interpretation of results for 4 probe sets (8 individual fluorescence in situ hybridization [FISH] probes). Additional charges will be incurred for all reflex or additional probe sets performed. Analysis charges will be incurred based on the number of cells analyzed per probe set. If no cells are available for analysis, no analysis charges will be incurred. | Submit only 1 of the following specimens: Preferred: Specimen Type:Bone marrow Container/Tube: Preferred:Yellow top (ACD) Acceptable:Green top (heparin) or lavender top (EDTA) Specimen Volume:2 to 3 mL Collection Instructions: 1. It is preferable to send the first aspirate from the bone marrow collection. 2. Invert several times to mix bone marrow. 3. Send bone marrow in original tube.Do not aliquot. Acceptable: Specimen Type:Whole blood Container/Tube: Preferred:Yellow top (ACD) Acceptable:Green top (heparin) or lavender top (EDTA) Specimen Volume:6 mL Collection Instructions: 1. Invert several times to mix blood. 2. Send whole blood in original tube.Do not aliquot. | Whole blood: 2 mL; Bone marrow: 1 mL | Acute myeloid leukemia (AML) is one of the most common adult leukemias, with almost 10,000 new cases diagnosed per year. AML also comprises 15% of pediatric acute leukemia and accounts for the majority of infant (<1 year old) leukemia. Several recurrent chromosomal abnormalities have been identified in AML with associated clinical significance. The most common chromosome abnormalities associated with AML include t(8;21), t(15;17), inv(16) or t(16;16), and abnormalities of theMLL(KMT2A) gene at 11q23. The most common genes juxtaposed withMLLthrough translocation events in AML includeMLLT3-t(9;11),MLLT4-t(6;11),MLLT10-t(10;11), andELL-t(11;19p13.1). Other recurrent chromosome abnormalities associated with AML include inv(3) or t(3;3), t(6;9) and t(9;22). In addition, AML can also evolve from myelodysplasia (MDS). Thus, the common chromosome abnormalities associated with MDS can also be identified in AML, which include: -5/5q-, -7/7q-, and 17p-. Overall, the recurrent chromosome abnormalities identified in patients with AML are observed in approximately 60% of diagnostic AML cases. Conventional chromosome analysis is the gold standard for identification of the common, recurrent chromosome abnormalities in AML. However, some of the subtle rearrangements can be missed by karyotype, including inv(16) or t(16;16) andMLLrearrangements. Fluorescence in situ hybridization analysis of nonproliferating (interphase) cells can be used to detect the common diagnostic and prognostic chromosome abnormalities observed in patients with AML. | An interpretive report will be provided. | A neoplastic clone is detected when the percent of cells with an abnormality exceeds the normal reference range for any given probe set. The absence of an abnormal clone does not rule out the presence of an acute myeloid leukemia clone or another neoplastic disorder. | This test is not approved by the US Food and Drug Administration, and it is best used as an adjunct to existing clinical and pathologic information. Fluorescence in situ hybridization (FISH) is not a substitute for conventional chromosome studies since only the common acute myeloid leukemia (AML) abnormalities are evaluated by the FISH panel and a chromosome analysis can also identify abnormalities associated with other hematological disorders that would be missed in a targeted AML FISH panel test. Bone marrow is the preferred specimen type for this FISH test. If bone marrow is not available, a blood specimen may be used if there are circulating myeloblasts in the blood specimen (as verified by a hematopathologist). If no FISH signals are observed post-hybridization, the case will be released indicating a lack of FISH results. | 1. Swerdlow SH, Campo E, Harris NL, et al, eds. WHO Classification of Tumour of Haematopoietic and Lymphoid Tissues. 4th ed. IARC Press; 2017 2. Dohner H, Estey E, Grimwade D, et al. Diagnosis and management of AML in adults: 2017 ELN recommendations from an international expert panel. Blood. 2017;129(4):424-447. doi:10.1182/blood-2016-08-733196 3. Pollyea DA, Bixby D, Perl A, et al. Acute Myeloid Leukemia, Version 2.2021, NCCN Clinical Practice Guidelines in Oncology. J Natl Compr Canc Netw. 2021;19(1):17-27. doi:10.6004/jnccn.2021.0002 | This test is performed using commercially available and laboratory-developed probes. Deletion or monosomy of chromosomes 5, 7, and 17 are detected using enumeration strategy probes. Rearrangements involvingABL1, MLL(KMT2A),CBFB,andRARAare detected using a dual-color break-apart (BAP) strategy probe. Dual-color, dual-fusion fluorescence in situ hybridization (D-FISH) strategy probe sets are used to detect inv(3)/t(3;3),inv(16)/t(16;16),t(8;21), t(15;17), t(6;9), t(3;21), t(1;3), t(9;22) and in reflex testing when rearrangements of theMLLgene are detected.For enumeration and BAP strategy probe sets, 100 interphase nuclei are scored; 200 interphase nuclei are scored when D-FISH probes are used. All results are expressed as the percent abnormal nuclei.(Unpublished Mayo method) | 7 to 10 days | 4 weeks | This test was developed and its performance characteristics determined by Mayo Clinic in a manner consistent with CLIA requirements. It has not been cleared or approved by the US Food and Drug Administration. | 88271x8, 88275x4, 88291x1-FISH Probe, Analysis, Interpretation; 4 probe sets88271x2, 88275x1-FISH Probe, Analysis; each additional probe set (if appropriate) | Adult AML, FISH | 102103-9 | 609526 | Released By | 18771-6
AMLPF | Acute Myeloid Leukemia (AML), FISH, Pediatric, Varies | This testshould not be usedto screen for residual acute myeloid leukemia (AML). Useful at diagnosis for detecting recurrent common chromosome abnormalities in pediatric patients with AML An adjunct to chromosome studies in patients with AML Evaluating specimens in which chromosome studies are unsuccessful | Fluorescence In Situ Hybridization (FISH) | Yes | Pediatric AML, FISH | This test includes a charge for the probe application, analysis, and professional interpretation of results for 13 probe sets (26 individual fluorescence in situ hybridization [FISH] probes). Additional charges will be incurred for all reflex or additional probe sets performed. If no cells are available for analysis, no analysis charges will be incurred. | Submit only 1 of the following specimens: Preferred: Specimen Type:Bone marrow Container/Tube: Preferred:Yellow top (ACD) Acceptable:Green top (heparin) or lavender top (EDTA) Specimen Volume:2 to 3 mL Collection Instructions: 1. It is preferable to send the first aspirate from the bone marrow collection. 2. Invert several times to mix bone marrow. 3. Send bone marrow in original tube.Do not aliquot. Acceptable: Specimen Type:Whole blood Container/Tube: Preferred:Yellow top (ACD) Acceptable:Green top (heparin) or lavender top (EDTA) Specimen Volume:6 mL Collection Instructions: 1. Invert several times to mix blood. 2. Send whole blood in original tube.Do not aliquot. | Whole blood: 2 mL; Bone marrow: 1 mL | Acute myeloid leukemia (AML) is one of the most common adult leukemias, with almost 10,000 new cases diagnosed per year. AML also comprises 15% of pediatric acute leukemia and accounts for the majority of infant (<1 year old) leukemia. Several recurrent chromosomal abnormalities have been identified in AML with associated clinical significance. The most common chromosome abnormalities associated with AML include t(8;21), t(15;17), inv(16) or t(16;16), and abnormalities of theMLL(KMT2A) gene at 11q23. The most common genes juxtaposed withMLLthrough translocation events in AML includeMLTT4(MLLT4)-t(6;11),MLLT3-t(9;11),MLLT10-t(10;11), andELL-t(11;19p13.1). AML can also evolve from myelodysplasia (MDS). Thus, the common chromosome abnormalities associated with MDS can also be identified in AML, which include: inv(3) or t(3;3), -5/5q-, -7/7q-. Overall, the recurrent chromosome abnormalities identified in patients with AML are observed in approximately 60% of diagnostic AML cases. Conventional chromosome analysis is the gold standard for identification of the common, recurrent chromosome abnormalities in AML. However, some of the subtle rearrangements can be missed by karyotype, including inv(16) or t(16;16) andMLLrearrangements. Fluorescence in situ hybridization analysis of nonproliferating (interphase) cells can be used to detect the common diagnostic and prognostic chromosome abnormalities observed in patients with AML. | An interpretive report will be provided. | A neoplastic clone is detected when the percent of cells with an abnormality exceeds the normal reference range for any given probe set. The absence of an abnormal clone does not rule out the presence of an acute myeloid leukemia clone or another neoplastic disorder. | This test is not approved by the US Food and Drug Administration, and it is best used as an adjunct to existing clinical and pathologic information. Fluorescence in situ hybridization (FISH) is not a substitute for conventional chromosome studies since only the common acute myeloid leukemia (AML) abnormalities are evaluated by the FISH panel and a chromosome analysis can also identify abnormalities associated with other hematological disorders that would be missed in a targeted AML FISH panel test. Bone marrow is the preferred specimen type for this FISH test. If bone marrow is not available, a blood specimen may be used if there are circulating myeloblasts in the blood specimen (as verified by a hematopathologist). | 1. Grimwade D, Hills RK, Moorman AV, et al. Refinement of cytogenetics classification in acute myeloid leukemia: determination of prognostic significance or rare recurring chromosomal abnormalities among 5879 younger adult patients treated in the United Kingdom Research Council trials. Blood. 2010;116(3):354-365 2. Swerdlow SH, Campo E, Harris NL, et al. eds. WHO Classification of Tumours of Haematopoietic and Lymphoid Tissues. 4th ed. IARC Press; 2017 3. Dohner H, Estey E, Grimwade D, et al. Diagnosis and management of AML in adults: 2017 ELN recommendations from an international expert panel. Blood. 2017;129(4):424-447. doi:10.1182/blood-2016-08-733196 4. Pollyea DA, Bixby D, Perl A, et al. Acute Myeloid Leukemia, Version 2.2021, NCCN Clinical Practice Guidelines in Oncology. J Natl Compr Canc Netw. 2021;19(1):17-27. doi:10.6004/jnccn.2021.0002 | This test is performed using commercially available and laboratory-developed probes.Deletion or monosomy of chromosomes 5 and 7 are detected using enumeration strategy probes. Rearrangements involvingMLL(KMT2A),NUP98, ETV6, CBFB,andRARAare detected using a dual-color break-apart (BAP) strategy probe. Dual-color, dual-fusion fluorescence in situ hybridization (D-FISH) strategy probe sets are used to detect inv(3) or t(3;3),inv(16) or t(16;16),t(8;21), t(15;17), t(6;9), t(8;16), t(3;21), t(1;3), t(1;22), t(7;11), t(7;12), and in reflex testing when rearrangements of theMLLgene are detected.For enumeration and BAP strategy probe sets, 100 interphase nuclei are scored; 200 interphase nuclei are scored when D-FISH probes are used. All results are expressed as the percent abnormal nuclei.(Unpublished Mayo method) | 7 to 10 days | 4 weeks | This test was developed and its performance characteristics determined by Mayo Clinic in a manner consistent with CLIA requirements. It has not been cleared or approved by the US Food and Drug Administration. | 88271x26, 88275x13, 88291 x1-FISH Probe, Analysis, Interpretation; 13 probe sets88271x2, 88275x1-FISH Probe, Analysis; each additional probe set (if appropriate) | Pediatric AML, FISH | 102103-9 | 609536 | Released By | 18771-6
AMLMF | Acute Myeloid Leukemia (AML), Specified FISH, Varies | Detecting recurrent common chromosome abnormalities seen in patients with acute myeloid leukemia (AML) using a client-specified probe set An adjunct to chromosome studies in patients with AML Evaluating specimens in which chromosome studies are unsuccessful | Fluorescence In Situ Hybridization (FISH) | Yes | AML, Specified FISH | This test includes a charge for the probe application, analysis, and professional interpretation of results for one probe set (2 individual fluorescence in situ hybridization probes). Additional charges will be incurred for all additional probe sets performed. | Submit only 1 of the following specimens: Preferred: Specimen Type:Bone marrow Container/Tube: Preferred:Yellow top (ACD) Acceptable:Green top (heparin) or lavender top (EDTA) Specimen Volume:2 to 3 mL Collection Instructions: 1. It is preferable to send the first aspirate from the bone marrow collection. 2. Invert several times to mix bone marrow. 3. Send bone marrow in original tube.Do not aliquot. Acceptable: Specimen Type:Blood Container/Tube: Preferred:Yellow top (ACD) Acceptable:Green top (heparin) or lavender top (EDTA) Specimen Volume:6 mL Collection Instructions: 1. Invert several times to mix blood. 2. Send whole blood in original tube.Do not aliquot. | Blood: 2 mL Bone Marrow: 1 mL | Acute myeloid leukemia (AML) is one of the most common adult leukemias, with almost 10,000 new cases diagnosed per year. AML also comprises 15% of pediatric acute leukemia and accounts for the majority of infant (<1 year old) leukemia. Several recurrent chromosomal abnormalities have been identified in AML with associated clinical significance. The most common chromosome abnormalities associated with AML include t(8;21), t(15;17), inv(16) or t(16;16), and abnormalities of theMLL(KMT2A) gene at 11q23. The most common genes juxtaposed withMLLthrough translocation events in AML includeMLLT3-t(9;11),MLLT4-t(6;11),MLLT10-t(10;11), andELL-t(11;19p13.1). Other recurrent chromosome abnormalities associated with AML include inv(3) or t(3;3), t(6;9) and t(9;22). In addition, AML can also evolve from myelodysplasia (MDS). Thus, the common chromosome abnormalities associated with MDS can also be identified in AML, which include: inv(3) or t(3;3), -5/5q-, -7/7q-, and 17p. Overall, the recurrent chromosome abnormalities identified in patients with AML are observed in approximately 60% of diagnostic AML cases. Conventional chromosome analysis is the gold standard for identification of the common, recurrent chromosome abnormalities in AML. However, some of the subtle rearrangements can be missed by karyotype, including inv(16) or t(16;16) andMLLrearrangements. Fluorescence in situ hybridization analysis of nonproliferating (interphase) cells can be used to detect the common diagnostic and prognostic chromosome abnormalities observed in patients with AML. | An interpretive report will be provided. | A neoplastic clone is detected when the percent of cells with an abnormality exceeds the normal reference range for any given probe set. The absence of an abnormal clone does not rule out the presence of an acute myeloid leukemia clone or another neoplastic disorder. | This test is not approved by the US Food and Drug Administration, and it is best used as an adjunct to existing clinical and pathologic information. Bone marrow is the preferred specimen type for this FISH test. If bone marrow is not available, a blood specimen may be used if there are circulating myeloblasts in the blood specimen (as verified by a hematopathologist). | 1. Grimwade D, Hills RK, Moorman AV, et al. Refinement of cytogenetics classification in acute myeloid leukemia: determination of prognostic significance or rare recurring chromosomal abnormalities among 5879 younger adult patients treated in the United Kingdom Research Council trials. Blood. 2010;116(3):354-365 2. Swerdlow SH, Campo E, Harris NL, et al, eds. WHO Classification of Tumour of Haematopoietic and Lymphoid Tissues. 4th ed. IARC Press; 2017 3. Dohner H, Estey E, Grimwade D, et al. Diagnosis and management of AML in adults: 2017 ELN recommendations from an international expert panel. Blood. 2017;129(4):424-447. doi:10.1182/blood-2016-08-733196 4. Pollyea DA, Bixby D, Perl A, et al. Acute Myeloid Leukemia, Version 2.2021,NCCN Clinical Practice Guidelines in Oncology. J Natl Compr Canc Netw. 2021;19(1):17-27. doi: 10.6004/jnccn.2021.0002 | This test is performed using commercially available and laboratory-developed probes.Deletion or monosomy of chromosomes 5, 7, and 17 are detected using enumeration strategy probes. Rearrangements involvingABL1, MLL(KMT2A),NUP98, ETV6, CBFB,andRARAare detected using a dual-color break-apart (BAP) strategy probe. Dual-color, dual-fusion fluorescence in situ hybridization (D-FISH) strategy probe sets are used to detect inv(3) or t(3;3),inv(16) or t(16;16),t(8;21), t(15;17), t(6;9), t(8;16), t(3;21), t(1;3), t(1;22), t(9;22), t(7;11), t(7;12) and in reflex testing when rearrangements of theMLLgene are detected.For enumeration and BAP strategy probe sets, 100 interphase nuclei are scored; 200 interphase nuclei are scored when D-FISH probes are used. All results are expressed as the percent abnormal nuclei.(Unpublished Mayo method) | 7 to 10 days | 4 weeks | This test was developed and its performance characteristics determined by Mayo Clinic in a manner consistent with CLIA requirements. It has not been cleared or approved by the US Food and Drug Administration. | 88271x2, 88275x1, 88291x1- FISH Probe, Analysis, Interpretation; 1 probe set88271x2, 88275x1-FISH Probe, Analysis; each additional probe set (if appropriate) | AML, Specified FISH | 102103-9 | 614212 | Released By | 18771-6
APGP | Acute Porphyria Gene Panel, Varies | Establishing a molecular diagnosis for patients with acute porphyria Identifying variants within genes known to be associated with acute porphyria, allowing for predictive testing of at-risk family members | Sequence Capture and Targeted Next-Generation Sequencing (NGS) followed by Polymerase Chain Reaction (PCR) and Sanger Sequencing | Yes | Acute Porphyria Gene Panel | For skin biopsy or cultured fibroblast specimens, fibroblast culture testing will be performed at an additional charge. If viable cells are not obtained, the client will be notified. | Patient Preparation: A previous bone marrow transplant from an allogenic donor will interfere with testing. For instructions for testing patients who have received a bone marrow transplant, call 800-533-1710. Submit only 1 of the following specimens: Specimen Type:Whole blood Container/Tube:Lavender top (EDTA) or yellow top (ACD) Specimen Volume:3 mL Collection Instructions: 1. Invert several times to mix blood. 2. Send specimen in original tube.Do notaliquot. Specimen Stability Information:Ambient (preferred) 4 days/Refrigerated 14 days Specimen Type:Skin biopsy Supplies:Fibroblast Biopsy Transport Media (T115) Container/Tube:Sterile container with any standard cell culture media (eg, minimal essential media, RPMI 1640). The solution should be supplemented with 1% penicillin and streptomycin. Specimen Volume:4-mm punch Specimen Stability Information:Refrigerated (preferred)/Ambient Additional Information:A separate culture charge will be assessed under CULFB / Fibroblast Culture for Biochemical or Molecular Testing. An additional 3 to 4 weeks is required to culture fibroblasts before genetic testing can occur. SpecimenType:Cultured fibroblast Container/Tube:T-25 flask SpecimenVolume:2 Flasks CollectionInstructions:Submit confluent cultured fibroblast cells from a skin biopsy from another laboratory. Cultured cells from a prenatal specimen will not be accepted. Specimen Stability Information:Ambient (preferred)/Refrigerated (<24 hours) Additional Information:A separate culture charge will be assessed under CULFB / Fibroblast Culture for Biochemical or Molecular Testing An additional 3 to 4 weeks is required to culture fibroblasts before genetic testing can occur. Specimen Type:Blood spot Supplies:Card-Blood Spot Collection Filter Paper (T493) Container/Tube: Preferred:Collection card (Whatman Protein Saver 903 Paper) Acceptable:PerkinElmer 226 (formerly Ahlstrom 226) filter paper, or blood spot collection card Specimen Volume:5 Blood spots Collection Instructions: 1. An alternative blood collection option for a patient older than 1 year is a fingerstick. For detailed instructions, seeHow to Collect Dried Blood Spot Samples. 2. Let blood dry on the filter paper at ambient temperature in a horizontal position for a minimum of 3 hours. 3. Do not expose specimen to heat or direct sunlight. 4. Do not stack wet specimens. 5. Keep specimen dry Specimen Stability Information:Ambient (preferred)/Refrigerated Additional Information: 1. Due to lower concentration of DNA yielded from blood spots, it is possible that additional specimen may be required to complete testing. 2. For collection instructions, seeBlood Spot Collection Instructions. 3. For collection instructions in Spanish, seeBlood Spot Collection Card-Spanish Instructions(T777). 4. For collection instructions in Chinese, seeBlood Spot Collection Card-Chinese Instructions(T800). Specimen Type:Saliva Patient Preparation:Patient should not eat, drink, smoke, or chew gum 30 minutes prior to collection. Supplies:Saliva Swab Collection Kit (T786) Specimen Volume:1 Swab Collection Instructions:Collect and send specimen per kit instructions. Specimen Stability Information:Ambient 30 days Additional Information:Due to lower concentration of DNA yielded from saliva, it is possible that additional specimen may be required to complete testing. | See Specimen Required | Acute porphyria is caused by variants in 1 of 4 genes: -HMBSis associated with acute intermittent porphyria (AIP) -CPOXis associated with hereditary coproporphyria (HCP) -PPOXis associated with variegate porphyria (VP) -ALADis associated with aminolevulinic acid dehydratase deficiency porphyria Variants in these genes show incomplete penetrance, and patients with a confirmed deleterious variant may be asymptomatic. Clinical manifestations of acute porphyria include attacks of neurologic dysfunction, commonly characterized as abdominal pain. However, these acute attacks are variable and can include vomiting, diarrhea, constipation, urinary retention, acute episodes of neuropathic symptoms, psychiatric symptoms, seizures, respiratory paralysis, tachycardia, and hypertension. Respiratory paralysis can progress to coma and death. HCP and VP are also associated with cutaneous manifestations, including edema, sun-induced erythema, acute painful photodermatitis, and urticaria. In some cases, patients present with isolated photosensitivity. Acute attacks may be prevented by avoiding both endogenous and exogenous triggers. These triggers include porphyrogenic drugs, hormonal contraceptives, fasting, alcohol, tobacco, and cannabis. Fecal porphyrins and quantitative urinary porphyrins analyses are helpful in establishing a diagnosis of acute porphyria. | An interpretive report will be provided. | All detected alterations are evaluated according to American College of Medical Genetics and Genomics recommendations.(1) Variants are classified based on known, predicted, or possible pathogenicity and reported with interpretive comments detailing their potential or known significance. | Clinical Correlations: Test results should be interpreted in the context of clinical findings, family history, and other laboratory data. Misinterpretation of results may occur if the information provided is inaccurate or incomplete. If testing was performed because of a clinically significant family history, it is often useful to first test an affected family member. Detection of at least one reportable variant in an affected family member would allow for more informative testing of at-risk individuals. To discuss the availability of additional testing options or for assistance in the interpretation of these results, contact the Mayo Clinic Laboratories genetic counselors at 800-533-1710. Technical Limitations: Next-generation sequencing may not detect all types of genomic variants. In rare cases, false-negative or false-positive results may occur. The depth of coverage may be variable for some target regions; assay performance below the minimum acceptable criteria or for failed regions will be noted. Given these limitations, negative results do not rule out the diagnosis of a genetic disorder. If a specific clinical disorder is suspected, evaluation by alternative methods can be considered. There may be regions of genes that cannot be effectively evaluated by sequencing or deletion and duplication analysis as a result of technical limitations of the assay, including regions of homology, high guanine-cytosine (GC) content, and repetitive sequences. Confirmation of select reportable variants will be performed by alternate methodologies based on internal laboratory criteria. This test is validated to detect 95% of deletions up to 75 base pairs (bp) and insertions up to 47 bp. Deletions-insertions (delins) of 40 or more bp, including mobile element insertions, may be less reliably detected than smaller delins. Deletion/Duplication Analysis: This analysis targets single and multi-exon deletions/duplications; however, in some instances single exon resolution cannot be achieved due to isolated reduction in sequence coverage or inherent genomic complexity. Balanced structural rearrangements (such as translocations and inversions) may not be detected. This test is not designed to detect low levels of mosaicism or to differentiate between somatic and germline variants. If there is a possibility that any detected variant is somatic, additional testing may be necessary to clarify the significance of results. Genes may be added or removed based on updated clinical relevance. For detailed information regarding gene-specific performance and technical limitations, see Method Description or contact a laboratory genetic counselor. If the patient has had an allogeneic hematopoietic stem cell transplant or a recent heterologous blood transfusion, results may be inaccurate due to the presence of donor DNA. Call Mayo Clinic Laboratories for instructions for testing patients who have received a bone marrow transplant. Reclassification of Variants: Currently, it is not standard practice for the laboratory to systematically review previously classified variants on a regular basis. The laboratory encourages healthcare providers to contact the laboratory at any time to learn how the classification of a particular variant may have changed over time. Due to broadening genetic knowledge, it is possible that the laboratory may discover new information of relevance to the patient. Should that occur, the laboratory may issue an amended report. Variant Evaluation: Evaluation and categorization of variants are performed using published American College of Medical Genetics and Genomics and the Association for Molecular Pathology recommendations as a guideline.(1) Other gene-specific guidelines may also be considered. Variants are classified based on known, predicted, or possible pathogenicity and reported with interpretive comments detailing their potential or known significance. Variants classified as benign or likely benign are not reported. Multiple in silico evaluation tools may be used to assist in the interpretation of these results. The accuracy of predictions made by in silico evaluation tools is highly dependent upon the data available for a given gene, and periodic updates to these tools may cause predictions to change over time. Results from in silico evaluation tools should be interpreted with caution and professional clinical judgment. Rarely, incidental or secondary findings may implicate another predisposition or presence of active disease. These findings will be carefully reviewed to determine whether they will be reported. | 1. Richards S, Aziz N, Bale S, et al. Standards and guidelines for the interpretation of sequence variants: a joint consensus recommendation of the American College of Medical Genetics and Genomics and the Association for Molecular Pathology. Genet Med. 2015;17(5):405-424 2. Siegesmund M, van Tuyll van Serooskerken AM, Poblete-Gutierrez P, Frank J. The acute hepatic porphyrias: current status and future challenges. Best Pract Res Clin Gastroenterol. 2010;24(5):593-605 3. Anderson KE, Bloomer JR, Bonkovsky HL, et al. Recommendations for the diagnosis and treatment of the acute porphyrias. Ann Intern Med. 2005;142(6):439-450 | Next-generation sequencing (NGS) and/or Sanger sequencing are performed to test for the presence of variants in coding regions and intron/exon boundaries of the genes analyzed, as well as some other regions that have known disease-causing variants. The human genome reference GRCh37/hg19 build was used for sequence read alignment. At least 99% of the bases are covered at a read depth over 30X. Sensitivity is estimated to be over 99% for single nucleotide variants, over 94% for deletions-insertions (delins) less than 40 base pairs (bp), and over 95% for deletions up to 75 bp and insertions up to 47 bp. NGS and/or a polymerase chain reaction-based quantitative method is performed to test for the presence of deletions and duplications in the genes analyzed. There may be regions of genes that cannot be effectively evaluated by sequencing or deletion and duplication analysis as a result of technical limitations of the assay, including regions of homology, high guanine-cytosine (GC) content, and repetitive sequences. SeeTargeted Genes and Methodology Details for Acute Porphyria Gene Panelfor details regarding the targeted genes analyzed and the specific gene regions not routinely covered.(Unpublished Mayo method) Genes analyzed:ALAD,CPOX,HMBS, andPPOX | 14 to 21 days | Whole blood: 2 weeks (if available); Extracted DNA: 3 months; Blood spots/Saliva:1 month | This test was developed and its performance characteristics determined by Mayo Clinic in a manner consistent with CLIA requirements. It has not been cleared or approved by the US Food and Drug Administration. | 8140581406 x 288233-Tissue culture, skin, solid tissue biopsy (if appropriate)88240-Cryopreservation (if appropriate)81479 (if appropriate for government payers) | Acute Porphyria Gene Panel | 105344-6 | 608595 | Released By | 18771-6
AHEP | Acute Viral Hepatitis Profile, Serum | Differential diagnosis of recent acute viral hepatitis | HAIGM, HBAG, HBIM, HCVDX, HBGNT: Electrochemiluminescence Immunoassay (ECLIA) HCVQN: Real-Time Reverse Transcription-Polymerase Chain Reaction (RT-PCR) | Yes | Acute Hepatitis Profile | If the hepatitis C virus (HCV) antibody result is reactive, then HCV RNA detection and quantification by real-time reverse transcription-polymerase chain reaction will be performed at an additional charge. | Patient Preparation:For 24 hours before specimen collection, patient shouldnottake multivitamins or dietary supplements (eg, hair, skin, and nail supplements) containing biotin (vitamin B7). Supplies:Sarstedt Aliquot Tube 5 mL (T914) Collection Container/Tube:Serum gel (red-top tubes arenot acceptable) Submission Container/Tube:Plastic vial Specimen Volume:2.7 mL Collection Instructions: 1. Centrifuge blood collection tube per manufacturer's instructions (eg, centrifuge and aliquot within 2 hours of collection for BD Vacutainer tubes). 2. Aliquot 2 mL serum into a plastic vial labeled as SST Serum, and ship frozen (preferred). | 1.9 mL | Hepatitis A: Hepatitis A virus (HAV) is an RNA virus that accounts for 20% to 25% of acute viral hepatitis in adults in the United States. Hepatitis A is spread by the oral/fecal route and produces acute hepatitis, which follows a benign, self-limited course. Spread of the disease is usually associated with contaminated food or water caused by poor sanitary conditions. Outbreaks frequently occur in overcrowded situations and institutions or high-density centers such as prisons and healthcare centers. Epidemics may occur following floods or other disaster situations. Chronic carriers of HAV have never been observed. Hepatitis B: Hepatitis B virus (HBV) is an endemic DNA virus throughout the world. The infection is spread primarily through percutaneous contact with infected blood products (eg, blood transfusion, sharing of needles among injection drug users). The virus is also found in virtually every human body fluid and is known to be spread through oral and genital contact. HBV can be transmitted from mother to child during delivery through contact with blood and vaginal secretions; it is not commonly transmitted transplacentally. After a course of acute illness, HBV persists in approximately 10% of patients. Some chronic carriers are asymptomatic; others develop chronic liver disease, including cirrhosis and hepatocellular carcinoma. Hepatitis C: Hepatitis C virus (HCV) is an RNA virus that is a significant cause of morbidity and mortality worldwide. The infection is transmitted through contaminated blood or blood products or other close, personal contacts. It is recognized as the cause of most cases of posttransfusion hepatitis. Hepatitis C shows a high rate of progression (~75%) to chronic infection and disease and accounts for the majority of chronic viral hepatitis In the United States. Cirrhosis and hepatocellular carcinoma are sequelae of chronic infection with this virus. | HEPATITIS B SURFACE ANTIGEN Negative HEPATITIS B SURFACE ANTIGEN CONFIRMATION Negative HEPATITIS B CORE IgM ANTIBODY Negative HEPATITIS A IgM ANTIBODY Negative HEPATITIS C ANTIBODY Negative HEPATITIS C VIRUS RNA DETECTION AND QUANTIFICATION BY REAL-TIME RT-PCR Undetected | Interpretation depends on clinical setting. SeeViral Hepatitis Serologic Profiles Hepatitis A Virus (HAV): HAV-specific antibodies are usually detectable by the onset of symptoms (usually 15 to 45 days after exposure). The initial antibody consists almost entirely of IgM subclass antibody. Anti-HAV IgM usually falls to undetectable levels 3 to 6 months after infection. Hepatitis B Virus (HBV): HBsAg is the first serologic marker appearing in the serum 6 to 8 weeks following HBV infection. In acute cases, HBsAg usually disappears 1 to 2 months after the onset of symptoms. Anti-HBs appears with the resolution of HBV infection after the disappearance of HBsAg. Anti-HBs also appear as the immune response following a course of inoculation with the hepatitis B vaccine. During acute hepatitis B in symptomatic individuals, detectable anti-HBc consists almost entirely of the IgM subclass. Anti-HBc IgM can be detected shortly after the onset of symptoms and usually remains detectable for 6 months. Anti-HBc IgM and Anti-HBc total may be the only serologic markers of a recent HBV infection detectable in the "window period", during which HBsAg has declined to become undetectable and anti-HBs has not yet become detectable. Hepatitis C Virus (HCV): In immunocompetent individuals, HCV-specific IgG and IgM antibodies are usually not detectable in the first 2 months after exposure to HCV, and this "window period: may be as long as 6 months in immunocompromised individuals. HCV antibodies are not neutralizing and does not provide immunity against subsequent HCV infection. If HBsAg, anti-HAV IgM, and anti-HCV are negative and patient's condition warrants, consider testing for Epstein-Barr virus or cytomegalovirus. The following algorithms are available: -Hepatitis B: Testing Algorithm for Screening, Diagnosis, and Management -Hepatitis C: Testing Algorithm for Screening and Diagnosis | Consider administration of human immune globulin to individuals exposed to patients with hepatitis A. Consider administration of hepatitis B immune globulin and/or hepatitis B vaccine to individuals exposed to hepatitis B patient's blood or body fluids. Positive hepatitis B surface antigen (HBsAg) or positive anti-hepatitis A virus (HAV) IgM test results should be reported by the attending physician to the State Department of Health, as required by law in some states. Serum specimens from individuals taking biotin supplements at 20 mg or more per day may have false-negative results for anti-HAV IgM, anti-HBc IgM, and anti-HCV Ab, due to interference of biotin with the assay. Such individuals should stop taking these biotin-containing dietary supplements for minimum 12 hours before blood collection for this test. Performance characteristics have not been established for the following specimen characteristics: -Grossly icteric (total bilirubin level of >25 mg/dL) -Grossly lipemic (intralipid level of >1000 mg/dL) -Grossly hemolyzed (hemoglobin level of >1000 mg/dL) -Containing particulate matter -Cadaveric specimens | 1. LeFevre ML, et al. Screening for hepatitis B virus infection in nonpregnant adolescents and adults: U.S. Preventive Services Task Force recommendation statement. Ann Intern Med. 2014;161(1):58-66. doi:10.7326/M14-1018 2. Jackson K, Locarnini S, Gish R. Diagnostics of hepatitis B virus: Standard of care and investigational. Clin Liver Dis (Hoboken). 2018;12(1):5-11. doi:10.1002/cld.729 3. Coffin CS, Zhou K, Terrault NA. New and old biomarkers for diagnosis and management of chronic hepatitis B virus infection. Gastroenterology. 2019;156(2):355-368.e3. doi:10.1053/j.gastro.2018.11.037 4. World Health Organization. Guidelines on hepatitis B and C testing. 2017. Accessed August 12, 2024. Available at www.who.int/hepatitis/publications/i/item/9789241549981 5. Centers for Disease Control and Prevention. Screening and testing for hepatitis B virus infection: CDC Recommendations - United States, 2023. MMWR Recomm Rep; 2023:72(No. RR-1):1-25. Available at www.cdc.gov/mmwr/volumes/72/rr/rr7201a1.htm?s_cid=rr7201a1_w | Hepatitis B Surface Antigen Screen: The Elecsys HBsAg (hepatitis B surface antigen) II assay is based on the sandwich immunoassay principle and performed using an electrochemiluminescence immunoassay on the automated cobas e 801 immunochemistry analyzer. HBsAg present in the patient’s sample reacts with two biotinylated monoclonal anti-HBs, and a mixture of monoclonal anti-HBs and polyclonal anti-HBs labeled with a ruthenium complex react to form a sandwich complex. After addition of streptavidin-coated microparticles (solid phase), the complexes bind to the solid phase via interaction of biotin and streptavidin. The reaction mixture is aspirated into the measuring cell where the microparticles are magnetically captured onto the surface of the electrode. Unbound substances are then washed away, and voltage is applied to the electrode that induces chemiluminescent emissions, which are measured by a photomultiplier. Test result is determined by comparing the electrochemiluminescence signal generated from the reaction product in the patient’s sample to the cutoff index (COI) value set from reagent lot-specific assay calibration.(Package insert: Elecsys HBsAG II. Roche Diagnostics; v3.0, 02/2022) Hepatitis B Surface Antigen Confirmation: The Elecsys HBsAg II Auto Confirm assay is based on the sandwich immunoassay principle and performed using an electrochemiluminescence immunoassay on the automated cobas e 801 immunochemistry analyzer. This test is based on 2 parallel measurements. For the first measurement, the sample is treated with the control pretreatment reagent (PT2) prior to immunoreaction. This measurement serves as a reference. For the second measurement the sample is treated with the confirmatory pretreatment reagent (PT1) prior to immunoreaction. During incubation with confirmatory pretreatment, unlabeled polyclonal anti-HBs are bound to the sample HBsAg and thereby block the binding sites for the labeled antibodies used in the following immunoreaction. The confirmation result (%) is automatically assessed by determining the ratio of both measurements. During testing, the auto-diluted sample is incubated with control pretreatment and confirmatory pretreatment, followed by formation of sandwich complexes of biotinylated monoclonal anti-HBs and a mixture of monoclonal anti-HBs and polyclonal anti-HBs labeled with a ruthenium complex. After addition of streptavidin-coated microparticles (solid phase), the complexes bind to the solid phase via interaction of biotin and streptavidin. The reaction mixture is then aspirated into the measuring cell where the microparticles are magnetically captured onto the surface of the electrode. Unbound substances are then washed away, and voltage is applied to the electrode that induces chemiluminescent emissions, which are measured by a photomultiplier. Results are determined by comparing the electrochemiluminescence signal generated from the reaction product to the cutoff index value set from reagent lot-specific assay calibration. The confirmation result (%) is calculated from the ratio of the COI obtained for the measurement with confirmatory pretreatment to the COI obtained for the measurement with control pretreatment.(Package Insert: Elecsys HBsAg II Auto Confirm. Roche Diagnostics; v1.0, 12/2020) Hepatitis A IgM Antibody: The Elecsys Anti-HAV (hepatitis A virus) IgM assay is based on the sandwich immunoassay principle and performed using an electrochemiluminescence immunoassay on the automated cobas e 801 immunochemistry analyzer. HAV-specific IgM antibody (anti-HAV IgM) in the patient’s serum sample is pretreated with anti-Fdy reagent to block specific IgG in the presence of monoclonal anti-HAV antibodies labeled with ruthenium complex. After addition of biotinylated monoclonal human-IgM-specific antibodies, HAV antigen, and streptavidin-coated microparticles, patient’s anti-HAV IgM form a sandwich complex with the HAV antigen and the ruthenium-labeled anti-HAV antibody which becomes bound to the solid phase via interaction of biotin and streptavidin. The reaction mixture is then aspirated into the measuring cell where the microparticles are magnetically captured onto the surface of the electrode, and unbound substances are washed away. Voltage is applied to the electrode and induces chemiluminescent emissions that are measured by a photomultiplier. Test result is determined automatically by the assay-specific software program by comparing the electrochemiluminescence signal generated from the patient’s sample to the COI value set from reagent lot-specific assay calibration.(Package insert: Elecsys Anti-HAV IgM. Roche Diagnostics; v5.0, 11/2022) Hepatitis B Core IgM Antibody: The Elecsys Anti-HBc (hepatitis B core) IgM assay is based on the sandwich immunoassay principle and performed with an electrochemiluminescence immunoassay on the automated cobas e 801 immunochemistry analyzer. Anti-HBc IgM present in patient’s sample is pretreated with anti-Fdy reagent to block specific IgG. After addition of biotinylated monoclonal human-IgM-specific antibodies, the complexes formed from reaction of ruthenium-labeled HBc antigen, streptavidin-coated microparticles (solid phase), anti-HBc IgM present in the sample, and the biotinylated anti-human IgM bind to the solid phase via interaction of biotin and streptavidin. The reaction mixture is then aspirated into the measuring cell where the microparticles are magnetically captured onto the surface of the electrode, and unbound substances are washed away. Voltage is applied to the electrode that induces chemiluminescent emissions, which are measured by a photomultiplier. Test result is determined by comparing the electrochemiluminescence signal generated from the sample to the COI value set from reagent lot-specific assay calibration.(Package insert: Elecsys Anti-HBc IgM. Roche Diagnostics; v1.0, 09/2020) Hepatitis C Virus Antibody: The Elecsys Anti-HCV (hepatitis C virus) II assay is based on the sandwich immunoassay principle and performed using an electrochemiluminescence immunoassay on the fully automated cobas e 801 immunochemistry analyzer. HCV antibodies present in the patient’s sample react with biotinylated HCV-specific antigens and a reagent containing HCV-specific antigens labeled with a ruthenium complex to form a sandwich complex. After addition of streptavidin-coated microparticles (solid phase), these complexes bind to the solid phase via interaction of biotin and streptavidin. The reaction mixture is aspirated into the measuring cell where the microparticles are magnetically captured onto the surface of the electrode. Unbound substances are then washed away, and voltage is applied to the electrode that induces chemiluminescent emissions, which are measured by a photomultiplier. Test result is determined by comparing the electrochemiluminescence signal generated from the patient’s sample to the COI value set from reagent lot-specific assay calibration.(Package insert: Elecsys Anti-HCV II. Roche Diagnostics v1.0, 03/2023) | Same day/1 to 2 days | 14 days | This test has been cleared, approved, or is exempt by the US Food and Drug Administration and is used per manufacturer's instructions. Performance characteristics were verified by Mayo Clinic in a manner consistent with CLIA requirements. | 80074 (if all 4 initial tests are performed)86709 (if all 4 are not performed)86705 (if all 4 are not performed)87340 (if all 4 are not performed)86803 (if all 4 are not performed)87522 (if appropriate)87341 (if appropriate) | Acute Hepatitis Profile | 24363-4 | HCVA4 | HCV Ab, S | 40726-2
FACYS | Acyclovir, Plasma |  | High Performance Liquid Chromatography/Tandem Mass Spectrometry (LC/MS/MS) | Yes | Acyclovir, Plasma | Plasma EDTA | ***Must submit one specimen per order. Specimens cannot be shared between multiple orders.*** Specimen Type:Plasma Collection Container/Tube:Lavender top or pink top (EDTA) Submission Container/Tube:Plastic vial Specimen Volume:1 mL Collection Instructions: 1. Draw blood in an EDTA (lavender top or pink top) tube(s).Plasma gel tube is not acceptable. 2. Centrifuge and send 1 mL of plasma refrigerated in a preservative-free plastic vial. | 0.5 mL |  | Reporting limit determined each analysis. For using Acyclovir: Usual therapeutic range (vs. Genital Herpes) during chronic oral daily divided dosages of 1200 - 2400 mg: Peak: 0.40 - 2.0 mcg/mL plasma Trough: 0.14 - 1.2 mcg/mL plasma For using Valacyclovir as a metabolite: Mean steady-state (+/- 1 SD) peak plasma levels following a 500 mg twice daily regimen of Valacyclovir: 2.0-4.0 mcg Acyclovir/mL |  |  |  |  | 9 to 11 days | 2 weeks | This test was developed and its performance characteristics determined by NMS Labs. It has not been cleared or approved by the U.S. Food and Drug Administration. | 80299 | Acyclovir, Plasma | 9416-9 | Z3531 | Acyclovir | Not Provided
ACRN | Acylcarnitines, Quantitative, Plasma | Diagnosis of fatty acid oxidation disorders and several organic acidurias using plasma specimens Evaluating treatment during follow-up of patients with fatty acid beta-oxidation disorders and several organic acidurias | Flow Injection Analysis-Tandem Mass Spectrometry (FIA-MS/MS) | Yes | Acylcarnitines, Quantitative, P | Plasma | Patient Preparation:Collectspecimen just prior to a scheduled meal or feeding. Collection Container/Tube: Preferred:Green top (sodium heparin) Acceptable:Lavender top (EDTA) or green top (lithium heparin) Submission Container/Tube:Plastic vial Specimen Volume:0.1 mL Collection Instructions:Centrifuge and aliquot plasma into plastic vial. | 0.04 mL | Acylcarnitine analysis enables the diagnosis of many disorders of fatty acid oxidation and several organic acidurias, as relevant enzyme deficiencies cause the accumulation of specific acyl-CoAs.(1) Fatty acid oxidation (FAO) plays a major role in energy production during periods of fasting. When the body's supply of glucose is depleted, fatty acids are mobilized from adipose tissue, taken up by the liver and muscles, and oxidized to acetyl-CoA. In the liver, acetyl-CoA is the building block for the synthesis of ketone bodies, which enter the blood stream and provide an alternative substrate for production of energy in other tissues when the supply of glucose is insufficient to maintain a normal level of energy. The acyl groups are conjugated with carnitine to form acylcarnitines, which can be measured by tandem mass spectrometry. Diagnostic results are usually characterized by a pattern of significantly elevated acylcarnitine species compared to normal and disease controls. In general, more than 20 inborn errors of metabolism can be identified using this method, including FAO disorders and organic acidurias. The major clinical manifestations associated with individual FAO disorders include hypoketotic hypoglycemia, variable degrees of liver disease and failure, skeletal myopathy, dilated/hypertrophic cardiomyopathy, and sudden or unexpected death. Organic acidurias also present as acute life-threatening events early in life with metabolic acidosis, increased anion gap, and neurologic distress.Patients with any of these disorders are at risk of developing fatal metabolic decompensations following the acquisition of even common infections. Once diagnosed, these disorders can be treated by avoidance of fasting, special diets, and cofactor and vitamin supplementation. Additional confirmatory testing is recommended. The diagnosis of an underlying FAO disorder or organic aciduria allows genetic counseling of the family, including the possible option of future prenatal diagnosis, and testing of at-risk family members of any age. The following disorders are detectable by acylcarnitine analysis. However, further confirmatory testing is required for most of these conditions because an acylcarnitine profile can be suggestive of more than one condition. Fatty Acid Oxidation Disorders: -Carnitine palmitoyltransferase I deficiency -Medium-chain 3-ketoacyl-CoA thiolase deficiency -Dienoyl-CoA reductase deficiency -Short-chain acyl-CoA dehydrogenase deficiency -Medium/Short-chain 3-hydroxyacyl-CoA dehydrogenase deficiency -Medium-chain acyl-CoA dehydrogenase deficiency -Long-chain 3-hydroxyacyl-CoA dehydrogenase) deficiency and trifunctional protein deficiency -Very long-chain acyl-CoA dehydrogenase deficiency -Carnitine palmitoyl transferase type II deficiency -Carnitine-acylcarnitine translocase deficiency -Electron transfer flavoprotein (ETF) deficiency, ETF-dehydrogenase deficiency (multiple acyl-CoA dehydrogenase deficiency; glutaric acidemia type II) Organic Acid Disorders: -Glutaryl-CoA dehydrogenase deficiency (glutaric acidemia type I) -Propionic acidemia -Methylmalonic acidemia -Isovaleric acidemia -3-Hydroxy-3-methylglutaryl-CoA carboxylase deficiency -3-Methylcrotonyl carboxylase deficiency -Biotinidase deficiency -Multiple carboxylase deficiency -Isobutyryl-CoA dehydrogenase deficiency -2-Methylbutyryl-CoA dehydrogenase deficiency -Beta-ketothiolase deficiency -Malonic aciduria -Ethylmalonic encephalopathy -Glutamate formiminotransferase deficiency (formiminoglutamic aciduria) | ,< or =7 days (nmol/mL),8 days-7 years (nmol/mL),> or =8 years (nmol/mL), Acetylcarnitine, C2,2.14-15.89,2.00-27.57,2.00-17.83, Acrylylcarnitine, C3:1,<0.04,<0.05,<0.07, Propionylcarnitine, C3,<0.55,<1.78,<0.88, Formiminoglutamate, FIGLU,<0.43,<0.08,<0.14, Iso-/Butyrylcarnitine, C4,<0.46,<1.06,<0.83, Tiglylcarnitine, C5:1,<0.05,<0.09,<0.11, Isovaleryl-/2-Methylbutyrylcarn C5,<0.38,<0.63,<0.51, 3-OH-iso-/butyrylcarnitine, C4-OH,<0.13,<0.51,<0.18, Hexenoylcarnitine, C6:1,<0.12,<0.10,<0.15, Hexanoylcarnitine, C6,<0.14,<0.23,<0.17, 3-OH-isovalerylcarnitine, C5-OH,<0.08,<0.12,<0.10, Benzoylcarnitine,<0.13,<0.07,<0.10, Heptanoylcarnitine, C7,<0.05,<0.05,<0.06, 3-OH-hexanoylcarnitine, C6-OH,<0.08,<0.19,<0.09, Phenylacetylcarnitine,<0.15,<0.22,<0.29, Salicylcarnitine,<0.08,<0.09,<0.09, Octenoylcarnitine, C8:1,<0.48,<0.91,<0.88, Octanoylcarnitine, C8,<0.19,<0.45,<0.78, Malonylcarnitine, C3-DC,<0.09,<0.14,<0.26, Decadienoylcarnitine, C10:2,<0.11,<0.12,<0.26, Decenoylcarnitine, C10:1,<0.25,<0.46,<0.47, Decanoylcarnitine, C10,<0.27,<0.91,<0.88, Methylmalonyl-/succinylcarn, C4-DC,<0.05,<0.05,<0.05, 3-OH-decenoylcarnitine, C10:1-OH,<0.12,<0.12,<0.13, Glutarylcarnitine, C5-DC,<0.06,<0.10,<0.11, Dodecenoylcarnitine, C12:1,<0.19,<0.37,<0.35, Dodecanoylcarnitine, C12,<0.18,<0.35,<0.26, 3-Methylglutarylcarnitine, C6-DC,<0.28,<0.21,<0.43, 3-OH-dodecenoylcarnitine, C12:1-OH,<0.11,<0.10,<0.13, 3-OH-dodecanoylcarnitine, C12-OH,<0.06,<0.09,<0.08, Tetradecadienoylcarnitine, C14:2,<0.09,<0.13,<0.18, Tetradecenoylcarnitine, C14:1,<0.16,<0.35,<0.24, Tetradecanoylcarnitine, C14,<0.11,<0.15,<0.12, Octanedioylcarnitine, C8-DC,<0.25,<0.19,<0.19, 3-OH-tetradecenoylcarnitine C14:1OH,<0.06,<0.18,<0.13, 3-OH-tetradecanoylcarnitine, C14-OH,<0.04,<0.05,<0.08, Hexadecenoylcarnitine, C16:1,<0.15,<0.21,<0.10, Hexadecanoylcarnitine, C16,<0.36,<0.52,<0.23, 3-OH-hexadecenoylcarnitine,C16:1-OH,<0.78,<0.36,<0.06, 3-OH-hexadecanoylcarnitine, C16-OH,<0.10,<0.07,<0.06, Octadecadienoylcarnitine, C18:2,<0.12,<0.31,<0.24, Octadecenoylcarnitine, C18:1,<0.25,<0.45,<0.39, Octadecanoylcarnitine, C18,<0.10,<0.12,<0.14, Dodecanedioylcarnitine, C12-DC,<0.10,<0.04,<0.04, 3-OH-octadecadienoylcarn, C18:2-OH,<0.04,<0.06,<0.06, 3-OH-octadecenoylcarnitine C18:1-OH,<0.03,<0.04,<0.06, 3-OH-octadecanoylcarnitine, C18-OH,<0.03,<0.05,<0.03, | An interpretive report is provided. The individual quantitative results support the interpretation of the acylcarnitine profile but are not diagnostic by themselves. The interpretation is based on pattern recognition. Abnormal results are typically not sufficient to conclusively establish a diagnosis of a particular disease. To verify a preliminary diagnosis based on an acylcarnitine analysis, independent biochemical or molecular genetic analyses are required. | In a few instances, false-negative results occur in the analysis of acylcarnitine profiles. For some disorders, such as medium-chain acyl-CoA dehydrogenase deficiency, the calculation of ratios between different acylcarnitine species provides a discriminate factor to overcome such problems. Where applicable, the calculation of such ratios will be incorporated in the routine acylcarnitine analysis. Informative profiles may also not be detected in some disorders where the accumulation of diagnostic acylcarnitines is a reflection of the residual activity of the defective enzyme, the dietary load of precursors, and the anabolic/catabolic and treatment status of a patient. Patients with carnitine deficiency may not exhibit abnormally high acylcarnitine concentrations. If the results are indicative for carnitine deficiency, the interpretation will include a remark that this limits the diagnostic value of the test and repeat analysis may be considered following carnitine supplementation. Follow-up testing such as in vitro enzyme assays or molecular genetic testing may be recommended following abnormal acylcarnitine results. It is not advisable to intentionally stress the patient's metabolism (eg, fasting test) prior to specimen collection for acylcarnitine analysis. | 1.Miller MJ, Cusmano-Ozog K, Oglesbee D, Young S; ACMG Laboratory Quality Assurance Committee. Laboratory analysis of acylcarnitines, 2020 update: a technical standard of the American College of Medical Genetics and Genomics (ACMG). Genet Med. 2021;23(2):249-258 2.Matern D. Acylcarnitines, including in vitro loading tests.In:Blau N, Duran M, Gibson KM, eds.Laboratory Guide to the Methods in Biochemical Genetics. Springer Verlag; 2008:171-206 3. Rinaldo P, Cowan TM, Matern D. Acylcarnitine profile analysis. Genet Med. 2008;10(2):151-156 4. Smith EH, Matern D. Acylcarnitine analysis by tandem mass spectrometry. Curr Protoc Hum Genet. 2010;Chap 17:Unit 17.8.1-20 5.Elizondo G, Matern D, Vockley J, Harding CO, Gillingham MB. Effects of fasting, feeding and exercise on plasma acylcarnitines among subjects with CPT2D, VLCADD and LCHADD/TFPD. Mol Genet Metab. 2020;131(1-2):90-97 | Six internal standards of known concentration (d3-acetylcarnitine, d3-propionylcarnitine, d7-butyrylcarnitine, d3-octanoylcarnitine, d3-dodecanoylcarnitine, and d3-palmitoyl-carnitine) and acetonitrile for deproteinization are added to plasma. The supernate is dried and then treated with n-butanolic HCl yielding the acylcarnitines, which are analyzed as their n-butylesters by electrospray ionization tandem mass spectrometry. The concentrations of the analytes are established by computerized comparison of these analytes' ion intensities to those of the closest internal standard.(Van Hove JL, Kahler SG, Feezor MD, et al. Acylcarnitines in plasma and blood spots of patients with long-chain 3-hydroxyacylcoenzyme A dehydrogenase deficiency. J Inherit Metab Dis. 2000;23:571-582;Miller MJ, Cusmano-Ozog K, Oglesbee D, Young S; ACMG Laboratory Quality Assurance Committee. Laboratory analysis of acylcarnitines, 2020 update: a technical standard of the American College of Medical Genetics and Genomics [ACMG]. Genet Med. 2021;23[2]:249-258) | 2 to 5 days | 1 month | This test was developed and its performance characteristics determined by Mayo Clinic in a manner consistent with CLIA requirements. It has not been cleared or approved by the US Food and Drug Administration. | 82017 | Acylcarnitines, Quantitative, P | 43433-2 | 36515 | 3-OH-octadecanoylcarnitine, C18-OH | 35656-8
ACRNS | Acylcarnitines, Quantitative, Serum | Diagnosis of fatty acid oxidation disorders and several organic acidurias using serum specimens Evaluating treatment during follow-up of patients with fatty acid beta-oxidation disorders and several organic acidurias | Flow Injection Analysis-Tandem Mass Spectrometry (FIA-MS/MS) | Yes | Acylcarnitines, Quantitative, S | Serum | Patient Preparation:Collect specimen just prior to a scheduled meal or feeding. Collection Container/Tube: Preferred:Serum gel Acceptable:Red top Submission Container/Tube:Plastic vial Specimen Volume:0.1 mL Collection Instructions:Centrifuge and aliquot serum into plastic vial. | 0.04 mL | Acylcarnitine analysis enables the diagnosis of many disorders of fatty acid oxidation and several organic acidurias, as relevant enzyme deficiencies cause the accumulation of specific acyl-CoAs.(1) Fatty acid oxidation (FAO) plays a major role in energy production during periods of fasting. When the body's supply of glucose is depleted, fatty acids are mobilized from adipose tissue, taken up by the liver and muscles, and oxidized to acetyl-CoA. In the liver, acetyl-CoA is the building block for the synthesis of ketone bodies, which enter the blood stream and provide an alternative substrate for production of energy in other tissues when the supply of glucose is insufficient to maintain a normal level of energy. The acyl groups are conjugated with carnitine to form acylcarnitines, which can be measured by tandem mass spectrometry. Diagnostic results are usually characterized by a pattern of significantly elevated acylcarnitine species compared to normal and disease controls. In general, more than 20 inborn errors of metabolism can be identified using this method including FAO disorders and organic acidurias. The major clinical manifestations associated with individual FAO disorders include hypoketotic hypoglycemia, variable degrees of liver disease or failure, skeletal myopathy, dilated/hypertrophic cardiomyopathy, and sudden or unexpected death. Organic acidurias also present as acute life-threatening events early in life with metabolic acidosis, increased anion gap, and neurologic distress.Patients with any of these disorders are at risk of developing fatal metabolic decompensations following the acquisition of even common infections. Once diagnosed, these disorders can be treated by avoidance of fasting, special diets, and cofactor/vitamin supplementation. Additional confirmatory testing is recommended. The diagnosis of an underlying FAO disorder or organic aciduria allows genetic counseling of the family, including the possible option of future prenatal diagnosis, and testing of at-risk family members of any age. The following disorders are detectable by acylcarnitine analysis. However, further confirmatory testing is required for most of these conditions because an acylcarnitine profile can be suggestive of more than one condition. Fatty Acid Oxidation Disorders: -Carnitine palmitoyltransferase I deficiency -Medium-chain 3-ketoacyl-CoA thiolase deficiency -Dienoyl-CoA reductase deficiency -Short-chain acyl-CoA dehydrogenase deficiency -Medium/Short-chain 3-hydroxyacyl-CoA dehydrogenase deficiency -Medium-chain acyl-CoA dehydrogenase) deficiency -Long-chain 3-hydroxyacyl-CoA dehydrogenase) deficiency and trifunctional protein deficiency -Very long-chain acyl-CoA dehydrogenase deficiency -Carnitine palmitoyl transferase type II deficiency -Carnitine-acylcarnitine translocase deficiency -Electron transfer flavoprotein (ETF) deficiency, ETF-dehydrogenase deficiency (multiple acyl-CoA dehydrogenase deficiency; glutaric acidemia type II) Organic Acid Disorders: -Glutaryl-CoA dehydrogenase deficiency (glutaric acidemia type I) -Propionic acidemia -Methylmalonic acidemia -Isovaleric acidemia -3-Hydroxy-3-methylglutaryl-CoA carboxylase deficiency -3-Methylcrotonyl carboxylase deficiency -Biotinidase deficiency -Multiple carboxylase deficiency -Isobutyryl-CoA dehydrogenase deficiency -2-Methylbutyryl-CoA dehydrogenase deficiency -Beta-ketothiolase deficiency -Malonic aciduria -Ethylmalonic encephalopathy -Glutamate formiminotransferase deficiency (formiminoglutamic aciduria) | ,< or =7 days (nmol/mL),8 days-7 years(nmol/mL),> or =8 years(nmol/mL), Acetylcarnitine, C2,2.14-15.89,2.00-27.57,2.00-17.83, Acrylylcarnitine, C3:1,<0.04,<0.05,<0.07, Propionylcarnitine, C3,<0.55,<1.78,<0.88, Formiminoglutamate, FIGLU,<0.43,<0.08,<0.14, Iso-/Butyrylcarnitine, C4,<0.46,<1.06,<0.83, Tiglylcarnitine, C5:1,<0.05,<0.09,<0.11, Isovaleryl-/2-Methylbutyrylcarn C5,<0.38,<0.63,<0.51, 3-OH-iso-/butyrylcarnitine, C4-OH,<0.13,<0.51,<0.18, Hexenoylcarnitine, C6:1,<0.12,<0.10,<0.15, Hexanoylcarnitine, C6,<0.14,<0.23,<0.17, 3-OH-isovalerylcarnitine, C5-OH,<0.08,<0.12,<0.10, Benzoylcarnitine,<0.13,<0.07,<0.10, Heptanoylcarnitine, C7,<0.05,<0.05,<0.06, 3-OH-hexanoylcarnitine, C6-OH,<0.08,<0.19,<0.09, Phenylacetylcarnitine,<0.15,<0.22,<0.29, Salicylcarnitine,<0.08,<0.09,<0.09, Octenoylcarnitine, C8:1,<0.48,<0.91,<0.88, Octanoylcarnitine, C8,<0.19,<0.45,<0.78, Malonylcarnitine, C3-DC,<0.09,<0.14,<0.26, Decadienoylcarnitine, C10:2,<0.11,<0.12,<0.26, Decenoylcarnitine, C10:1,<0.25,<0.46,<0.47, Decanoylcarnitine, C10,<0.27,<0.91,<0.88, Methylmalonyl-/succinylcarn, C4-DC,<0.05,<0.05,<0.05, 3-OH-decenoylcarnitine, C10:1-OH,<0.12,<0.12,<0.13, Glutarylcarnitine, C5-DC,<0.06,<0.10,<0.11, Dodecenoylcarnitine, C12:1,<0.19,<0.37,<0.35, Dodecanoylcarnitine, C12,<0.18,<0.35,<0.26, 3-Methylglutarylcarnitine, C6-DC,<0.28,<0.21,<0.43, 3-OH-dodecenoylcarnitine, C12:1-OH,<0.11,<0.10,<0.13, 3-OH-dodecanoylcarnitine, C12-OH,<0.06,<0.09,<0.08, Tetradecadienoylcarnitine, C14:2,<0.09,<0.13,<0.18, Tetradecenoylcarnitine, C14:1,<0.16,<0.35,<0.24, Tetradecanoylcarnitine, C14,<0.11,<0.15,<0.12, Octanedioylcarnitine, C8-DC,<0.25,<0.19,<0.19, 3-OH-tetradecenoylcarnitine C14:1OH,<0.06,<0.18,<0.13, 3-OH-tetradecanoylcarnitine, C14-OH,<0.04,<0.05,<0.08, Hexadecenoylcarnitine, C16:1,<0.15,<0.21,<0.10, Hexadecanoylcarnitine, C16,<0.36,<0.52,<0.23, 3-OH-hexadecenoylcarnitine,C16:1-OH,<0.78,<0.36,<0.06, 3-OH-hexadecanoylcarnitine, C16-OH,<0.10,<0.07,<0.06, Octadecadienoylcarnitine, C18:2,<0.12,<0.31,<0.24, Octadecenoylcarnitine, C18:1,<0.25,<0.45,<0.39, Octadecanoylcarnitine, C18,<0.10,<0.12,<0.14, Dodecanedioylcarnitine, C12-DC,<0.10,<0.04,<0.04, 3-OH-octadecadienoylcarn, C18:2-OH,<0.04,<0.06,<0.06, 3-OH-octadecenoylcarnitine C18:1-OH,<0.03,<0.04,<0.06, 3-OH-octadecanoylcarnitine, C18-OH,<0.03,<0.05,<0.03, | An interpretive report will be provided. The individual quantitative results support the interpretation of the acylcarnitine profile but are not diagnostic by themselves. The interpretation is based on pattern recognition. Abnormal results are not sufficient to conclusively establish a diagnosis of a particular disease. To verify a preliminary diagnosis based on an acylcarnitine analysis, independent biochemical (eg, in vitro enzyme assay) or molecular genetic analyses are required. | In a few instances, false-negative results occur in the analysis of acylcarnitine profiles. For some disorders, such as medium-chain acyl-CoA dehydrogenase deficiency, the calculation of ratios between different acylcarnitine species provides a discriminate factor to overcome such problems. Where applicable, the calculation of such ratios will be incorporated in the routine acylcarnitine analysis. Informative profiles may also not be detected in some disorders where the accumulation of diagnostic acylcarnitines is a reflection of the residual activity of the defective enzyme, the dietary load of precursors, and the anabolic/catabolic and treatment statuses of a patient. Patients with carnitine deficiency may not exhibit abnormally high acylcarnitine concentrations. If the results are indicative for carnitine deficiency, the interpretation will include a remark that this limits the diagnostic value of the test and repeat analysis may be considered following carnitine supplementation. Follow-up testing such as in vitro enzyme assays or molecular genetic testing may be recommended following abnormal acylcarnitine results. It is not advisable to intentionally stress the patient's metabolism (eg, fasting test) prior to specimen collection for acylcarnitine analysis. | 1.Miller MJ, Cusmano-Ozog K, Oglesbee D, Young S; ACMG Laboratory Quality Assurance Committee. Laboratory analysis of acylcarnitines, 2020 update: a technical standard of the American College of Medical Genetics and Genomics (ACMG). Genet Med. 2021;23(2):249-258 2.Matern D. Acylcarnitines, including in vitro loading tests.In:Blau N, Duran M, Gibson KM, eds.Laboratory Guide to the Methods in Biochemical Genetics. Springer Verlag; 2008:171-206 3. Rinaldo P, Cowan TM, Matern D. Acylcarnitine profile analysis. Genet Med. 2008;10(2):151-156 4. Smith EH, Matern D. Acylcarnitine analysis by tandem mass spectrometry. Curr Protoc Hum Genet. 2010;Chap 17:Unit 17.8.1-20 5.Elizondo G, Matern D, Vockley J, Harding CO, Gillingham MB. Effects of fasting, feeding and exercise on plasma acylcarnitines among subjects with CPT2D, VLCADD and LCHADD/TFPD. Mol Genet Metab. 2020;131(1-2):90-97 | To 20 mcL of serum, 6 internal standards of known concentration (d3-acetylcarnitine, d3-propionylcarnitine, d7-butyrylcarnitine, d3-octanoylcarnitine, d3-dodecanoylcarnitine, and d3-palmitoyl-carnitine) and acetonitrile for deproteinization are added. Following shaking for 30 minutes and centrifugation, the supernate is dried and then treated with n-butanolic HCl yielding the acylcarnitines, which are analyzed as their n-butylesters by electrospray ionization tandem mass spectrometry. The concentrations of the analytes are established by computerized comparison of these analytes' ion intensities to those of the closest internal standard.(Van Hove JL, Kahler SG, Feezor MD, et al. Acylcarnitines in plasma and blood spots of patients with long-chain 3-hydroxyacylcoenzyme A dehydrogenase deficiency. J Inherit Metab Dis. 2000;23(6):571-582;Miller MJ, Cusmano-Ozog K, Oglesbee D, Young S; ACMG Laboratory Quality Assurance Committee. Laboratory analysis of acylcarnitines, 2020 update: a technical standard of the American College of Medical Genetics and Genomics [ACMG]. Genet Med. 2021;23[2]:249-258) | 2 to 5 days | 1 month | This test was developed and its performance characteristics determined by Mayo Clinic in a manner consistent with CLIA requirements. It has not been cleared or approved by the US Food and Drug Administration. | 82017 | Acylcarnitines, Quantitative, S | 43433-2 | 92181 | Comment (ACRNS) | 46252-3
AGU20 | Acylglycines, Quantitative, Random, Urine | Diagnosis and monitoring for patients affected with one of the following inborn errors of metabolism: Fatty Acid Oxidation Disorders: -Glutaric acidemia type II -Medium-chain 3-ketoacyl-coenzyme A (CoA) thiolase (MCKAT) deficiency -Medium-chain acyl-CoA dehydrogenase (MCAD) deficiency -Short chain acyl-CoA dehydrogenase (SCAD) deficiency Organic Acidurias: -2-Methyl-3-hydroxybutyryl-CoA dehydrogenase (2M3HBD) deficiency -2-Methylbutyryl-CoA dehydrogenase deficiency -3-Methylcrotonyl-CoA carboxylase deficiency -3-Methylglutaconyl-CoA-hydratase deficiency -Aminoacylase 1 deficiency -Beta-ketothiolase deficiency -Ethylmalonic encephalopathy -Glutaryl-CoA dehydrogenase deficiency -Isobutyryl-CoA dehydrogenase deficiency -Isovaleryl-CoA dehydrogenase deficiency -Multiple carboxylase deficiency -Propionic acidemia | Gas Chromatography Mass Spectrometry (GC-MS) | Yes | Acylglycines, QN, U | For more information seeNewborn Screen Follow-up for Elevated C5-OH. | Supplies:Urine Tubes, 10 mL (T068) Container/Tube:Plastic, 10-mL urine tube Specimen Volume:10 mL Pediatric:If insufficient collection volume, submit as much specimen as possible in a single container; the laboratory will determine if volume is sufficient for testing. Collection Instructions: 1. Collect a random urine specimen. 2. No preservative. | 4 mL | Acylglycines are glycine conjugates of acyl-coenzyme A species, which occur as normal intermediates of amino acid and fatty acid metabolism. In abnormal concentrations, acylglycines are biochemical markers of selected inborn errors of metabolism. Analysis of acylglycines is useful for the diagnosis and monitoring for specific fatty acid oxidation disorders and organic acidurias; however, it is recommended to use this testing in conjunction with urine organic acids and plasma acylcarnitines testing in order to establish a diagnosis. In particular, acylglycine analysis is more sensitive and specific for the identification of asymptomatic patients and those who may experience mild or intermittent biochemical phenotypes that could be missed by organic acid analysis alone. | n-Acetylglycine:< or =3.50 mg/g Creatinine n-Propionylglycine:< or =2.25 mg/g Creatinine Isobutyrylglycine:< or =3.00 mg/g Creatinine Ethylmalonic acid:< or =25.00 mg/g Creatinine n-Butyrylglycine:< or =2.50 mg/g Creatinine 2-Methylsuccinic acid:< or =9.00 mg/g Creatinine 2-Methylbutyrylglycine:< or =2.00 mg/g Creatinine Isovalerylglycine:< or =8.00 mg/g Creatinine Glutaric acid:< or =8.00 mg/g Creatinine 3-Methylcrotonylglycine:< or =2.25 mg/g Creatinine n-Tiglylglycine:< or =9.00 mg/g Creatinine 3-Methylglutaconic acid:< or =25.00 mg/g Creatinine n-Hexanoylglycine:< or =2.00 mg/g Creatinine n-Octanoylglycine:< or =2.00 mg/g Creatinine 3-Phenylpropionylglycine:< or =2.00 mg/g Creatinine trans-Cinnamoylglycine:< or =5.50 mg/g Creatinine Suberylglycine:< or =5.00 mg/g Creatinine Dodecanedioic acid:< or =0.50 mg/g Creatinine Tetradecanedioic acid:< or =0.50 mg/g Creatinine Hexadecanedioic acid:< or =0.50 mg/g Creatinine | When abnormal results are detected, a detailed interpretation is given including an overview of the results and of their significance; a correlation to available clinical information; elements of differential diagnosis; recommendations for additional biochemical testing and in vitro confirmatory studies (enzyme assay, molecular analysis); name and phone number of key contacts who may provide these studies at Mayo Clinic or elsewhere; and a phone number to reach one of the laboratory directors in case the referring physician has additional questions. | No significant cautionary statements | 1. Rinaldo P, Hahn SH, Matern D. Inborn errors of amino acid, organic acid, and fatty acid metabolism. In: Burtis CA, Ashwood ER, Bruns DE eds. Tietz Textbook of Clinical Chemistry and Molecular Diagnostics. 4th ed. WB Saunders Company; 2005:2207-2247 2. Roe CR, Ding J. Mitochondrial fatty acid oxidation disorders. In: Valle D, Antonarakis S, Ballabio A, Beaudet A, Mitchell GA. eds. The Online Metabolic and Molecular Bases of Inherited Disease. McGraw-Hill; 2019. Accessed March 21, 2024. http://ommbid.mhmedical.com/content.aspx?bookid=2709&sectionid=225087274 3. Kolker S, Cazorla AG, Valayannopoulos V, et al. The phenotypic spectrum of organic acidurias and urea cycle disorders. Part 1: the initial presentation. J Inherit Metab Dis. 2015;38(6):1041-1057. doi:10.1007/s10545-015-9839-3 4. Tuncel AT, Boy N, Morath MA, Horster F, Mutze U, Kolker S. Organic acidurias in adults: late complications and management. J Inherit Metab Dis. 2018;41(5):765-776. doi:10.1007/s10545-017-0135-2 5. Pasquali M, Longo N. Newborn screening and inborn errors of metabolism. In: Rifai N, Chiu, RWK, Young I, Burnham CD, Wittwer CT, eds. Tietz Textbook of Laboratory Medicine. 7th ed. Elsevier; 2023:chap 60 | Urine volumes equivalent to 0.25 to 0.50 mg of creatinine are spiked with the mixture of labeled internal standards, allowed to equilibrate, acidified, and then extracted. After evaporation, the dry residue is derivatized to butyl esters. Specimens are analyzed by capillary gas chromatography mass spectrometry selected ion monitoring using ammonia chemical ionization and a stable isotope dilution method.(Unpublished Mayo method) | 3 to 6 days | 3 months | This test was developed and its performance characteristics determined by Mayo Clinic in a manner consistent with CLIA requirements. It has not been cleared or approved by the US Food and Drug Administration. | 82542 | Acylglycines, QN, U | 50334-2 | 608930 | Reviewed By | 18771-6
ABADL | Adalimumab Antibody, Serum | Therapeutic drug monitoring of adalimumab antibody levels | Only orderable as part of a profile. For more information see ADALP / Adalimumab Quantitative Antibody, Serum. Enzyme-Linked Immunosorbent Assay (ELISA) | Yes | Adalimumab Ab, S | When this test is ordered, adalimumab quantitation and testing for antibodies to adalimumab will always be performed. | Only orderable as part of a profile. For more information see ADALP / Adalimumab Quantitative Antibody, Serum. Patient Preparation:For 12 hours before specimen collection, it is recommended that the patient not take multivitamins or dietary supplements containing biotin (vitamin B7), which is commonly found in hair, skin, and nail supplements and multivitamins. Collection Container/Tube: Preferred:Serum gel Acceptable:Red top Submission Container/Tube:Plastic vial Specimen Volume:0.5 mL Collection Instructions:Centrifuge and aliquot serum into a plastic vial | 0.35 mL | Adalimumab, sold under the brand names Amjevita and Humira, is a medication used to treat rheumatoid arthritis, psoriatic arthritis, Crohn disease, ulcerative colitis, and chronic psoriasis, among others. Adalimumab is atumor necrosis factor(TNF)-inhibiting, antiinflammatory, biologic medication. TNF-alpha binds to TNF-alpha receptors, leading to the inflammatory response of autoimmune diseases. By binding to TNF-alpha, adalimumab can reduce the inflammatory response. Because TNF-alpha is also a part of the immune system that protects the body from infection, treatment with adalimumab may increase the risk of infections. Treatment with adalimumab is effective in reducing disease activity, offers significant benefits in quality of life, and may have the potential to slow or halt the progression of the disease when given early. However, over 30% of patients fail to respond to anti-TNF-alpha therapy and approximately 60% of patients who responded initially lose the response over time and require either drug dose-escalation or a switch to an alternative therapy in order to maintain response.(1) This assay has been verified to measure the reference product adalimumab (Humira, AbbVie) and the biosimilar adalimumab-atto (Amjevita, Amgen) with no analytical differences in the quantitation of the medications. Humira and Amjevita have the same primary amino acid sequence. Therefore, adalimumab will be used to refer to both the reference product and the biosimilar product interchangeably. This test cannot distinguish between Humira and the adalimumab biosimilar product. Reasons for primary loss of response may include disease processes mediated by proinflammatory molecules other than TNF. Secondary loss of response, on the other hand, is associated with low serum albumin, high body-mass index, the degree of systemic inflammation and development of an immune response to therapy, or immunogenicity.(2,3) Antidrug antibody formation may increase drug clearance in treated patients or neutralize the drug effect, thereby potentially contributing to the loss of response. Antidrug antibodies could also cause adverse events such as serum sickness and hypersensitivity reactions.(4) Currently, adalimumab quantitation is commonly performed in conjunction with immunogenicity assessment for antibodies to adalimumab (ATA). Most often, this testing is ordered in patients on therapy who are experiencing partial or complete loss of response but can also be performed in any stage during therapy, when patients are responding well to the therapy or not. TNF inhibitor therapies are expensive and adverse events include greater risk for infections, such as reactivation of latent tuberculosis or hepatitis B, infusion or injection site reactions, cutaneous reactions, and reports of hepatoxicity, demyelinating disease, and higher incidence of mortality and hospitalization in heart failure patients have been documented. | Only orderable as part of profile. For more information see ADALP / Adalimumab Quantitative with Antibody, Serum. ADALIMUMAB ANTIBODY: <14.0 AU/mL | Adalimumab quantitation is generally performed in conjunction with immunogenicity assessment for antibodies to adalimumab (ATA). Most often, this testing is ordered for patients with inflammatory bowel disease (IBD) who are on adalimumab therapy and who are experiencing loss of response (reactive monitoring),(5) but the testing may be ordered for anyone on adalimumab-even when treatment is going well (proactive monitoring).(6-8) Results from adalimumab and ATA testing play an important role in patient management. In the setting of loss of response to adalimumab therapy for adults with active IBD, a clinical decision tool from the American Gastroenterology Association(9,10) suggests the following scenarios for a blood draw that occurred at trough, immediately before the next injection dose:-For patients who have undetectable or low concentrations of adalimumab (<8 mcg/mL) but no detectable ATA, the patient care team may choose to increase the dose of adalimumab in an attempt to increase the amount of the drug in circulation.-If the patient has subtherapeutic adalimumab concentrations (<8 mcg/mL) in the presence of an ATA, the patient care team may switch the patient to another TNF inhibitor.-For patients with increased trough concentrations of adalimumab (therapeutic or greater), whether an ATA is present or not, it may be necessary to switch the patient to a therapy with a different mechanism of action such as the anti-alpha4-beta-7-integrin antibody vedolizumab or the IL12/IL23 antibody ustekinumab.-Low trough concentrations may be correlated with loss of response to adalimumab. Adalimumab concentration results above 35 mcg/mL are suggestive of a blood draw at a time-point in treatment other than trough. Test interpretation relies on clinical presentation and may differ from the statements above, which were designed for adults with IBD experiencing loss of response. For individuals on adalimumab therapy for other conditions such as rheumatoid arthritis, or pediatric patient populations or proactive monitoring, drug concentration therapeutic targets and patient management decision may be individualized.When both the drug quantitation and anti-drug-antibodies are ordered, an interpretive guide is offered below. Adalimumab quantitation, mcg/mL ATA, AU/mL Comment <8 Negative Absence of detectable antibody-to-adalimumab (ATA). Low concentrationof adalimumab (ADL) may be attributable to other parameters related toadalimumab clearance. <8 Positive Presence of antibody-to-adalimumab (ATA) detected, which correlates with low concentration of adalimumab (ADL). ATAs may be associated with increased clearance and lower circulating concentrations of ADL. 8.1-15 Negative Absence of detectable antibody-to-adalimumab (ATA). At this concentration of adalimumab (ADL), a low-titer (50-150 AU/mL) or moderate titer (150-500 AU/mL) ATA cannot be excluded. However, the presence of a high-titer ATA (> or =500 U/mL) is unlikely. If there is clinical suspicion for a low-titer ATA, suggest submission of a new sample obtained at trough. This test has demonstrated drug tolerance up to 40 mcg/mL for ATAs > or =500 AU/mL, up to 15 mcg/mL for ATAs between 150-500 and up to 8 mcg/mL ADL for ATAs between 50-150 AU/mL. Low or moderate positive (14-499) Presence of antibody-to-adalimumab (ATA) detected. At this concentration of adalimumab (ADL), the detected titer of the ATA may be modestly underestimated. This test has demonstrated drug tolerance up to 40 mcg/mL for ATAs > or =500 AU/mL, up to 15 mcg/mL for ATAs between 150-500 and up to 8 mcg/mL ADL for ATAs between 50-150 AU/mL. High positive(> or =500) Presence of antibody-to-adalimumab (ATA) detected. This test has demonstrated drug tolerance up to 40 mcg/mL for ATAs > or = 500 AU/mL, up to 15 mcg/mL for ATAs between 150-500 and up to 8 mcg/mL ADL for ATAs between 50-150 AU/mL. >15 Negative At this concentration of adalimumab (ADL), a low (50-150 AU/mL) or moderate titer (150-500 AU/mL) ATA cannot be excluded. The presence of a high-titer ATA (> or =500 U/mL) is unlikely, but also cannot be completely excluded. If there is clinical suspicion for an ATA, suggest submission of a new sample obtained at trough, preferably during the maintenance phase of therapy. This test has demonstrated drug tolerance up to 40 mcg/mL for ATAs > or =500 AU/mL, up to 15 mcg/mL for ATAs between 150-500 and up to 8 mcg/mL ADL for ATAs between 50-150 AU/mL. Low positive (14-149) Presence of antibody-to-adalimumab (ATA) detected. At this concentration of adalimumab (ADL), the detected titer of the ATA is likely underestimated. Suggest submission of a new sample obtained at trough, preferably during the maintenance phase of therapy. This test has demonstrated drug tolerance up to 40 mcg/mL for ATAs > or =500 AU/mL, up to 15 mcg/mL for ATAs between 150-500 and up to 8 mcg/mL ADL for ATAs between 50-150 AU/mL. Moderate positive (150-499 U/mL) Presence of antibody-to-adalimumab (ATA) detected. At this concentration of adalimumab (ADL), the detected titer of the ATA may be underestimated. Suggest submission of a new sample obtained at trough, preferably during the maintenance phase of therapy. This test has demonstrated drug tolerance up to 40 mcg/mL for ATAs > or =500 AU/mL, up to 15 mcg/mL for ATAs between 150-500 and up to 8 mcg/mL ADL for ATAs between 50-150 AU/mL. High positive(> or =500) Presence of antibody-to-adalimumab (ATA) detected. This test has demonstrated drug tolerance up to 40 mcg/mL for ATAs > or =500 AU/mL, up to 15 mcg/mL for ATAs between 150-500 and up to 8 mcg/mL ADL for ATAs between 50-150 AU/mL. | Tumor necrosis factor (TNF) measurement is not the analyte of choice for monitoring therapy with TNF inhibitors (such as adalimumab or infliximab), since TNF testing would not distinguish between free TNF and TNF bound to the monoclonal antibody, either in the extracellular or membrane-bound form of the cytokine. Toxicity effects other than acute hypersensitivity infusion reactions have not been described nor correlated with high adalimumab concentrations. Optimal therapeutic concentrations of adalimumab may vary according to the disease.(11-13) For adults with active inflammatory bowel disease, a concentration of 7.5 mcg/mL or greater is considered therapeutic.(5) For patients taking biotin supplements, it is recommended to wait at least 12 hours after the last ingestion of biotin to collect a blood sample for this test. | 1. Willrich MAV, Murray DL, Snyder MR.Tumor necrosis factor inhibitors: clinical utility in autoimmune diseases. Transl Res. 2015;165(2):270-282 2. Ordas I, Mould DR, Feagan BG, Sandborn WJ. Anti-TNF monoclonal antibodies in inflammatory bowel disease: pharmacokinetics-based dosing paradigms. Clin Pharmacol Ther. 2012;91(4):635-646 3. Ordas I, Feagan BG, Sandborn WJ. Therapeutic drug monitoring of tumor necrosis factor antagonists in inflammatory bowel disease. Clin Gastroenterol Hepatol. 2012;10(10):1079-1087; quiz e85-86 4. Restellini S, Chao CY, Lakatos PL, et al. Therapeutic drug monitoring guides the management of Crohn's patients with secondary loss of response to adalimumab. Inflamm Bowel Dis. 2018;24(7):1531-1538 5. American Gastroenterological Association: Therapeutic drug monitoring in inflammatory bowel disease: Clinical decision support tool. Gastroenterology. 2017;153(3):858-859. doi:10.1053/j.gastro.2017.07.039 6. D'Haens GR, Sandborn WJ, Loftus EV Jr, et al: Higher vs standard adalimumab induction dosing regimens and two maintenance strategies: Randomized SERENE CD trial results. Gastroenterology. 2022;162(7):1876-1890. doi:10.1053/j.gastro.2022.01.044 7. Yao J, Jiang X, You JHS. Proactive therapeutic drug monitoring of adalimumab for pediatric Crohn's disease patients: a cost-effectiveness analysis. J Gastroenterol Hepatol. 2021;36(9):2397-2407. doi:10.1111/jgh.15373 8. Kato M, Sugimoto K, Ikeya K, et al. Therapeutic monitoring of adalimumab at non-trough levels in patients with inflammatory bowel disease. PLoS One. 2021;16(7):e0254548 9. Vande Casteele N, Herfarth H, Katz J, Falck-Ytter Y, Singh S. American Gastroenterological Association Institute technical review on the role of therapeutic drug monitoring in the management of inflammatory bowel diseases. Gastroenterology. 2017;153(3):835-857.e6. doi:10.1053/j.gastro.2017.07.031 10. Feuerstein JD, Nguyen GC, Kupfer SS, Falck-Ytter Y, Singh S. American Gastroenterological Association Institute Guideline on Therapeutic Drug Monitoring in Inflammatory Bowel Disease. Gastroenterology. 2017;153(3):827-834. doi:10.1053/j.gastro.2017.07.032 11. Sejournet L, Kerever S, Mathis T, Kodjikian L, Jamilloux Y, Seve P. Therapeutic drug monitoring guides the management of patients with chronic non-infectious uveitis treated with adalimumab: a retrospective study. Br J Ophthalmol. 2022;106(10):1380-1386. doi:10.1136/bjophthalmol-2021-319072 12. Gomez-Arango C, Gorostiza I, Ucar E, et al. Cost-effectiveness of therapeutic drug monitoring-guided adalimumab therapy in rheumatic diseases: A Prospective, Pragmatic Trial. Rheumatol Ther. 2021;8(3):1323-1339. doi:10.1007/s40744-021-00345-5 13. Abdalla T, Mansour M, Bouazzi D, Lowes MA, Jemec GBE, Alavi A. Therapeutic drug monitoring in patients with suboptimal response to adalimumab for hidradenitis suppurativa: A retrospective case series. Am J Clin Dermatol. 2021;22(2):275-283. doi:10.1007/s40257-020-00575-3 | Antibodies to Adalimumab: An enzyme-linked immunosorbent assay (ELISA) is used to determine the presence of antibodies against TNF-alpha blocker adalimumab (Amjevita and Humira). During sample preparation, the antibodies-to-adalimumab (ATA) are separated from the therapeutic antibody adalimumab using an acid dissociation to acquire free ATA. By adding the peroxidase conjugate (POD-therapeutic antibody adalimumab) and the tracer (biotinylated therapeutic antibody adalimumab), the unlabeled therapeutic antibodies are replaced, and the labeled antibodies can form a complex with the ATA. This complex binds via biotin to the streptavidin-coated microtiter plate. It is detected via the peroxidase conjugate with the peroxidase converting the substrate, TMB, to a blue product. The enzymatic reaction is stopped by adding an acidic solution. The samples convert from blue to yellow. The color change is measured in a photometer at 450 nm. The interpretation is made using the cut-off control.(Package insert: Adalimumab Total ADA ELISA reagent. Immun Diagnostik; 02/2021) | 2 to 4 days | 14 days | This test was developed and its performance characteristics determined by Mayo Clinic in a manner consistent with CLIA requirements. It has not been cleared or approved by the US Food and Drug Administration. | 83520 | Adalimumab Ab, S | No LOINC Needed | ABADL | Adalimumab Ab, S | 90779-0
INTAD | Adalimumab Panel, Interpretation | Interpretation of therapeutic drug monitoring of adalimumab concentration and antibody levels | Only orderable as part of a profile. For more information see ADALP / Adalimumab Quantitative with Antibody, Serum. Technical Interpretation | Yes | Adalimumab Interpretation | Serum |  |  | Adalimumab, sold under the brand names Amjevita and Humira, is a medication used to treat rheumatoid arthritis, psoriatic arthritis, Crohn disease, ulcerative colitis, and chronic psoriasis, among others. Adalimumab is atumor necrosis factor(TNF)-inhibiting, antiinflammatory, biologic medication. TNF-alpha binds to TNF-alpha receptors, leading to the inflammatory response of autoimmune diseases. By binding to TNF-alpha, adalimumab can reduce the inflammatory response. Because TNF-alpha is also a part of the immune system that protects the body from infection, treatment with adalimumab may increase the risk of infections. Treatment with adalimumab is effective in reducing disease activity, offers significant benefits in quality of life, and may have the potential to slow or halt the progression of the disease when given early. However, over 30% of patients fail to respond to anti-TNF-alpha therapy and approximately 60% of patients who responded initially lose the response over time and require either drug dose-escalation or a switch to an alternative therapy in order to maintain response.(1) This assay has been verified to measure the reference product adalimumab (Humira, AbbVie) and the biosimilar adalimumab-atto (Amjevita, Amgen) with no analytical differences in the quantitation of the medications.Humira and Amjevita have the same primary amino acid sequence. Therefore, adalimumab will be used to refer to both the reference product and the biosimilar product interchangeably. This test cannot distinguish between Humira and the adalimumab biosimilar product. Reasons for primary loss of response may include disease processes mediated by proinflammatory molecules other than TNF. Secondary loss of response, on the other hand, is associated with low serum albumin, high body-mass index, the degree of systemic inflammation and development of an immune response to therapy, or immunogenicity.(2,3) Antidrug antibody formation may increase drug clearance in treated patients or neutralize the drug effect, thereby potentially contributing to the loss of response. Antidrug antibodies could also cause adverse events such as serum sickness and hypersensitivity reactions.(4) Currently, adalimumab quantitation is commonly performed in conjunction with immunogenicity assessment for antibodies to adalimumab (ATA). Most often, this testing is ordered in patients on therapy who are experiencing partial or complete loss of response but can also be performed in any stage during therapy, when patients are responding well to the therapy or not. Currently, adalimumab quantitation is commonly performed in conjunction with immunogenicity assessment for antibodies to adalimumab. Most often, this testing is ordered in patients on therapy who are experiencing partial or complete loss of response. Proactive monitoring in the maintenance stage of therapy has gained space after therapeutic drug monitoring was associated with favorable outcomes without disease worsening a year after measurements.(5) TNF inhibitor therapies are expensive and adverse events include greater risk for infections, such as reactivation of latent tuberculosis or hepatitis B, infusion or injection site reactions, cutaneous reactions, and reports of hepatoxicity, demyelinating disease, and higher incidence of mortality and hospitalization in heart failure patients have been documented. | Only orderable as part of a profile. For more information see ADALP /Adalimumab Quantitative with Antibody, Serum. | Adalimumab quantitation is generally performed in conjunction with immunogenicity assessment for antibodies to adalimumab (ATA). Most often, this testing is ordered for patients with inflammatory bowel disease (IBD) who are on adalimumab therapy and who are experiencing loss of response (reactive monitoring),(5) but the testing may be ordered for anyone on adalimumab-even when treatment is going well (proactive monitoring).(6-8) Results from adalimumab and ATA testing play an important role in patient management. In the setting of loss of response to adalimumab therapy for adults with active IBD, a clinical decision tool from the American Gastroenterology Association(9,10) suggests the following scenarios for a blood draw that occurred at trough, immediately before the next injection dose: -For patients who have undetectable or low concentrations of adalimumab (<8 mcg/mL) but no detectable ATA, the patient care team may choose to increase the dose of adalimumab in an attempt to increase the amount of the drug in circulation. -If the patient has subtherapeutic adalimumab concentrations (<8 mcg/mL) in the presence of an ATA, the patient care team may switch the patient to another TNF inhibitor. -For patients with increased trough concentrations of adalimumab (therapeutic or greater), whether an ATA is present or not, it may be necessary to switch the patient to a therapy with a different mechanism of action such as the anti-alpha 4-beta-7-integrin antibody vedolizumab or the IL12/IL23 antibody ustekinumab. -Low trough concentrations may be correlated with loss of response to adalimumab. Adalimumab concentration results above 35 mcg/mL are suggestive of a blood draw at a time-point in treatment other than trough. Test interpretation relies on clinical presentation and may differ from the statements above, which were designed for adults with IBD experiencing loss of response. For individuals on adalimumab therapy for other conditions such as rheumatoid arthritis, or pediatric patient populations or proactive monitoring, drug concentration therapeutic targets and patient management decision may be individualized. When both the drug quantitation and anti-drug-antibodies are ordered, an interpretive guide is offered below. Adalimumab quantitation, mcg/mL ATA, AU/mL Comment <8 Negative Absence of detectable antibody-to-adalimumab (ATA). Low concentration of adalimumab (ADL) may be attributable to other parameters related to adalimumab clearance. <8 Positive Presence of antibody-to-adalimumab (ATA) detected, which correlates with low concentration of adalimumab (ADL). ATAs may be associated with increased clearance and lower circulating concentrations of ADL. 8.1-15 Negative Absence of detectable antibody-to-adalimumab (ATA). At this concentration of adalimumab (ADL), a low-titer (50-150 AU/mL) or moderate titer (150-500 AU/mL) ATA cannot be excluded. However, the presence of a high-titer ATA (> or =500 U/mL) is unlikely. If there is clinical suspicion for a low-titer ATA, suggest submission of a new sample obtained at trough. This test has demonstrated drug tolerance up to 40 mcg/mL for ATAs > or =500 AU/mL, up to 15 mcg/mL for ATAs between 150-500 and up to 8 mcg/mL ADL for ATAs between 50-150 AU/mL. Low or moderate positive (14-499) Presence of antibody-to-adalimumab (ATA) detected. At this concentration of adalimumab (ADL), the detected titer of the ATA may be modestly underestimated. This test has demonstrated drug tolerance up to 40 mcg/mL for ATAs > or =500 AU/mL, up to 15 mcg/mL for ATAs between 150-500 and up to 8 mcg/mL ADL for ATAs between 50-150 AU/mL. High positive (> or =500) Presence of antibody-to-adalimumab (ATA) detected. This test has demonstrated drug tolerance up to 40 mcg/mL for ATAs > or =500 AU/mL, up to 15 mcg/mL for ATAs between 150-500 and up to 8 mcg/mL ADL for ATAs between 50-150 AU/mL. >15 Negative At this concentration of adalimumab (ADL), a low (50-150 AU/mL) or moderate titer (150-500 AU/mL) ATA cannot be excluded. The presence of a high-titer ATA (> or =500 U/mL) is unlikely but also cannot be completely excluded. If there is clinical suspicion for an ATA, suggest submission of a new sample obtained at trough, preferably during the maintenance phase of therapy. This test has demonstrated drug tolerance up to 40 mcg/mL for ATAs > or =500 AU/mL, up to 15 mcg/mL for ATAs between 150-500 and up to 8 mcg/mL ADL for ATAs between 50-150 AU/mL. Low positive (14-149) Presence of antibody-to-adalimumab (ATA) detected. At this concentration of adalimumab (ADL), the detected titer of the ATA is likely underestimated. Suggest submission of a new sample obtained at trough, preferably during the maintenance phase of therapy. This test has demonstrated drug tolerance up to 40 mcg/mL for ATAs > or =500 AU/mL, up to 15 mcg/mL for ATAs between 150-500 and up to 8 mcg/mL ADL for ATAs between 50-150 AU/mL. Moderate positive (150-499 U/mL) Presence of antibody-to-adalimumab (ATA) detected. At this concentration of adalimumab (ADL), the detected titer of the ATA may be underestimated. Suggest submission of a new sample obtained at trough, preferably during the maintenance phase of therapy. This test has demonstrated drug tolerance up to 40 mcg/mL for ATAs > or =500 AU/mL, up to 15 mcg/mL for ATAs between 150-500 and up to 8 mcg/mL ADL for ATAs between 50-150 AU/mL. High positive (> or =500) Presence of antibody-to-adalimumab (ATA) detected. This test has demonstrated drug tolerance up to 40 mcg/mL for ATAs > or =500 AU/mL, up to 15 mcg/mL for ATAs between 150-500 and up to 8 mcg/mL ADL for ATAs between 50-150 AU/mL. | Tumor necrosis factor (TNF) measurement is not the analyte of choice for monitoring therapy with TNF inhibitors (such as adalimumab or infliximab), since TNF testing would not distinguish between free TNF and TNF bound to the monoclonal antibody, either in the extracellular or membrane-bound form of the cytokine. Toxicity effects other than acute hypersensitivity infusion reactions have not been described nor correlated with high adalimumab concentrations. Optimal therapeutic concentrations of adalimumab may vary according to the disease.(12-14) For adults with active inflammatory bowel disease, a concentration of 7.5 mcg/mL or greater is considered therapeutic.(6) For patients taking biotin supplements, it is recommended to wait at least 12 hours after the last ingestion of biotin to collect a blood sample for this test. | 1. Willrich MAV, Murray DL, Snyder MR. Tumor necrosis factor inhibitors: clinical utility in autoimmune diseases. Transl Res. 2015;165(2):270-282 2. Ordas I, Mould DR, Feagan BG, Sandborn WJ. Anti-TNF monoclonal antibodies in inflammatory bowel disease: pharmacokinetics-based dosing paradigms. Clin Pharmacol Ther. 2012;91(4):635-646 3. Ordas I, Feagan BG, Sandborn WJ. Therapeutic drug monitoring of tumor necrosis factor antagonists in inflammatory bowel disease. Clin Gastroenterol Hepatol. 2012;10(10):1079-e86 4. Restellini S, Chao CY, Lakatos PL, et al. Therapeutic drug monitoring guides the management of Crohn's patients with secondary loss of response to adalimumab. Inflamm Bowel Dis. 2018;24(7):1531-1538 5. Syversen SW, Jahnsen J, Haavardsholm EA. Therapeutic Drug Monitoring vs Standard Therapy During Maintenance Infliximab Therapy and Control of Immune-Mediated Inflammatory Diseases-Reply. JAMA. 2022;327(15):1506-1507. doi:10.1001/jama.2022.2938 6. American Gastroenterological Association. Therapeutic drug monitoring in inflammatory bowel disease: Clinical decision support tool. Gastroenterology. 2017;153(3):858-859. doi: 10.1053/j.gastro.2017.07.039 7. D'Haens GR, Sandborn WJ, Loftus EV Jr, et al. Higher vs standard adalimumab induction dosing regimens and two maintenance strategies: Randomized SERENE CD trial results. Gastroenterology. 2022;162(7):1876-1890. doi:10.1053/j.gastro.2022.01.044 8. Yao J, Jiang X, You JHS. Proactive therapeutic drug monitoring of adalimumab for pediatric Crohn's disease patients: a cost-effectiveness analysis. J Gastroenterol Hepatol. 2021;36(9):2397-2407. doi:10.1111/jgh.15373 9. Kato M, Sugimoto K, Ikeya K, et al. Therapeutic monitoring of adalimumab at non-trough levels in patients with inflammatory bowel disease. PLoS One. 2021;16(7):e0254548 10. Vande Casteele N, Herfarth H, Katz J, Falck-Ytter Y, Singh S. American Gastroenterological Association Institute technical review on the role of therapeutic drug monitoring in the management of inflammatory bowel diseases. Gastroenterology. 2017;153(3):835-857.e6. doi: 10.1053/j.gastro.2017.07.031 11. Feuerstein JD, Nguyen GC, Kupfer SS, Falck-Ytter Y, Singh S. American Gastroenterological Association Institute Guideline on Therapeutic Drug Monitoring in Inflammatory Bowel Disease. Gastroenterology. 2017;153(3):827-834. doi:10.1053/j.gastro.2017.07.032 12. Sejournet L, Kerever S, Mathis T, Kodjikian L, Jamilloux Y, Seve P. Therapeutic drug monitoring guides the management of patients with chronic non-infectious uveitis treated with adalimumab: a retrospective study. Br J Ophthalmol. 2022;106(10):1380-1386.doi:10.1136/bjophthalmol-2021-319072 13. Gomez-Arango C, Gorostiza I, Ucar E, et al. Cost-effectiveness of therapeutic drug monitoring-guided adalimumab therapy in rheumatic diseases: A Prospective, Pragmatic Trial. Rheumatol Ther. 2021;8(3):1323-1339. doi:10.1007/s40744-021-00345-5 14. Abdalla T, Mansour M, Bouazzi D, Lowes MA, Jemec GBE, Alavi A. Therapeutic drug monitoring in patients with suboptimal response to adalimumab for hidradenitis suppurativa: A retrospective case series. Am J Clin Dermatol. 2021;22(2):275-283. doi:10.1007/s40257-020-00575-3 | This interpretation is generated by the laboratory information system based on adalimumab quantitation and antibody to adalimumab test results. | 2 to 4 days |  | Not Applicable |  | Adalimumab Interpretation | No LOINC Needed | INTAD | Adalimumab Interpretation | 77202-0
ADALP | Adalimumab Quantitative with Antibody, Serum | Therapeutic drug monitoring of adalimumab concentration and antibody levels | Enzyme Linked Immunosorbent Assay (ELISA) | Yes | Adalimumab QN with Antibodies, S | For more information seeUlcerative Colitis and Crohn Disease Therapeutic Drug Monitoring Algorithm. | Patient Preparation:For 12 hours before specimen collection, patientshould nottake multivitamins or dietary supplements (eg, hair, skin, and nail supplements) containing biotin (vitamin B7). Supplies:Sarstedt Aliquot Tube, 5 mL (T914) Collection Container/Tube: Preferred:Serum gel Acceptable:Red top Submission Container/Tube:Plastic vial Specimen Volume:1.0 mL Collection Instructions:Centrifuge and aliquot serum into a plastic vial | 0.7 mL | Adalimumab, sold under the brand names Amjevita and Humira, is a US Food and Drug Administration-approved medication used to treat rheumatoid arthritis, psoriatic arthritis, Crohn disease, ulcerative colitis, and chronic psoriasis, among others. It is usually self-administered as a subcutaneous injection every other week at a fixed dose of 40 mg in adults, although dosing can vary. Adalimumab is atumor necrosis factor(TNF)-inhibiting, antiinflammatory, biologic medication. TNF-alpha normally binds to TNF-alpha receptors, leading to the inflammatory response of autoimmune diseases. By binding to TNF-alpha, adalimumab can reduce the inflammatory response. Because TNF-alpha is also part of the immune system that protects the body from infection, treatment with adalimumab may increase the risk of infections. Treatment with adalimumab is effective in reducing disease activity, offers significant benefits in quality of life, and may have the potential to slow or halt the progression of the disease when given early. However, over 30% of patients fail to respond to anti-TNF-alpha therapy, and approximately 60% of patients who responded initially lose the response over time and require either drug dose-escalation or a switch to an alternative therapy in order to maintain response.(1) Reasons for primary loss of response may include disease processes mediated by proinflammatory molecules other than TNF. Secondary loss of response, on the other hand, is associated with low serum albumin, high body-mass index, the degree of systemic inflammation and development of an immune response to therapy, or immunogenicity.(2,3) Antidrug antibody formation may increase drug clearance in treated patients or neutralize the drug effect, thereby potentially contributing to the loss of response. Antidrug antibodies could also cause adverse events such as serum sickness and hypersensitivity reactions.(4) Currently, adalimumab quantitation is commonly performed in conjunction with immunogenicity assessment for antibodies to adalimumab (ATA). Most often, this testing is ordered in patients on therapy who are experiencing partial or complete loss of response but can also be performed at any stage during therapy, whether patients are responding well to the therapy or not. There is positive correlation between the concentration of serum biologic drug concentration and favorable therapeutic outcome; whereas low or undetectable drug concentrations are associated with immunogenicity and treatment failure. Thus, therapeutic drug monitoring of TNF inhibitors and antidrug antibody is a useful tool for optimizing the use of these medications and maximize their effectiveness.(5) In addition,TNF inhibitor therapies are expensive and adverse events include greater risk for infections, such as reactivation of latent tuberculosis or hepatitis B; infusion or injection site reactions; cutaneous reactions; and reports of hepatoxicity, demyelinating disease, and higher incidence of mortality and hospitalization in patients with heart failure have been documented. This assay has been verified to measure the reference product adalimumab (Humira, AbbVie) and the biosimilar adalimumab-atto (Amjevita, Amgen) with no analytical differences in the quantitation of the medications. Humira and Amjevita have the same primary amino acid sequence. Therefore, adalimumab will be used to refer to both the reference product and the biosimilar product interchangeably. This test cannot distinguish between Humira and the adalimumab biosimilar product. | ADALIMUMAB QUANTITATIVE: Limit of quantitation is 0.8 mcg/mL. Optimal therapeutic ranges are disease specific. ADALIMUMAB ANTIBODY: <14.0 AU/mL | Adalimumab quantitation is generally performed in conjunction with immunogenicity assessment for antibodies to adalimumab (ATAs). Most often, this testing is ordered for patients with inflammatory bowel disease (IBD) who are on adalimumab therapy and who are experiencing loss of response (reactive monitoring),(6), but the testing may be ordered for anyone on adalimumab-even when treatment is going well (proactive monitoring).(7-9) Results from adalimumab and ATAs testing play an important role in patient management. In the setting of loss of response to adalimumab therapy for adults with active IBD, a clinical decision tool from the American Gastroenterology Association (6,10,11) suggests the following scenarios for a blood draw that occurred at trough, ie, immediately before the next injected dose: -For patients who have undetectable or low concentrations of adalimumab (<8 mcg/mL) but no detectable ATAs, the patient care team may choose to increase the dose of adalimumab in an attempt to increase the amount of the drug in circulation. -If the patient has subtherapeutic adalimumab concentrations (<8 mcg/mL) in the presence of an ATA, the patient care team may switch the patient to another tumor necrosis factor inhibitor. -For patients with increased trough concentrations of adalimumab (therapeutic or greater), whether an ATA is present or not, it may be necessary to switch the patient to a therapy with a different mechanism of action such as the anti-alpha 4-beta-7-integrin antibody vedolizumab or the IL12/IL23 antibody ustekinumab. -Low trough concentrations may be correlated with loss of response to adalimumab. Adalimumab concentration results above 35 mcg/mL are suggestive of a blood draw at a timepoint in treatment other than trough. Test interpretation relies on clinical presentation and may differ from the statements above, which were designed for adults with IBD experiencing loss of response. For individuals on adalimumab therapy for other conditions such as rheumatoid arthritis, or pediatric patient populations or proactive monitoring, drug concentration therapeutic targets and patient management decision may be individualized. When both the drug quantitation and anti-drug-antibodies are ordered, an interpretive guide is offered below. Adalimumab quantitation, mcg/mL ATA, AU/mL Comment <8 Negative Absence of detectable antibody-to-adalimumab (ATA). Low concentration of adalimumab (ADL) may be attributable to other parameters related to adalimumab clearance. <8 Positive Presence of antibody-to-adalimumab (ATA) detected, which correlates with low concentration of adalimumab (ADL). ATAs may be associated with increased clearance and lower circulating concentrations of ADL. 8.1-15 Negative Absence of detectable antibody-to-adalimumab (ATA) At this concentration of adalimumab (ADL), a low-titer (50-150 AU/mL) or moderate titer (150-500 AU/mL) ATA cannot be excluded. However, the presence of a high-titer ATA (> or =500 U/mL) is unlikely. If there is clinical suspicion for a low-titer ATA, suggest submission of a new sample obtained at trough. This test has demonstrated drug tolerance up to 40 mcg/mL for ATAs > or =500 AU/mL, up to 15 mcg/mL for ATAs between 150-500, and up to 8 mcg/mL ADL for ATAs between 50-150 AU/mL. Low or moderate positive (14-499) Presence of antibody-to-adalimumab (ATA) detected. At this concentration of adalimumab (ADL), the detected titer of the ATA may be modestly underestimated. This test has demonstrated drug tolerance up to 40 mcg/mL for ATAs > or =500 AU/mL, up to 15 mcg/mL for ATAs between 150-500, and up to 8 mcg/mL ADL for ATAs between 50-150 AU/mL. High positive (> or =500) Presence of antibody-to-adalimumab (ATA) detected. This test has demonstrated drug tolerance up to 40 mcg/mL for ATAs > or =500 AU/mL, up to 15 mcg/mL for ATAs between 150-500, and up to 8 mcg/mL ADL for ATAs between 50-150 AU/mL. >15 Negative At this concentration of adalimumab (ADL), a low (50-150 AU/mL) or moderate titer (150-500 AU/mL) ATA cannot be excluded. The presence of a high-titer ATA (> or =500 U/mL) is unlikely but cannot be completely excluded. If there is clinical suspicion for an ATA, suggest submission of a new sample obtained at trough, preferably during the maintenance phase of therapy. This test has demonstrated drug tolerance up to 40 mcg/mL for ATAs > or =500 AU/mL, up to 15 mcg/mL for ATAs between 150-500, and up to 8 mcg/mL ADL for ATAs between 50-150 AU/mL. Low positive (14-149) Presence of antibody-to-adalimumab (ATA) detected. At this concentration of adalimumab (ADL), the detected titer of the ATA is likely underestimated. Suggest submission of a new sample obtained at trough, preferably during the maintenance phase of therapy. This test has demonstrated drug tolerance up to 40 mcg/mL for ATAs > or =500 AU/mL, up to 15 mcg/mL for ATAs between 150-500, and up to 8 mcg/mL ADL for ATAs between 50-150 AU/mL. Moderate positive (150-499 U/mL) Presence of antibody-to-adalimumab (ATA) detected. At this concentration of adalimumab (ADL), the detected titer of the ATA may be underestimated. Suggest submission of a new sample obtained at trough, preferably during the maintenance phase of therapy. This test has demonstrated drug tolerance up to 40 mcg/mL for ATAs > or =500 AU/mL, up to 15 mcg/mL for ATAs between 150-500, and up to 8 mcg/mL ADL for ATAs between 50-150 AU/mL. High positive (> or =500) Presence of antibody-to-adalimumab (ATA) detected. This test has demonstrated drug tolerance up to 40 mcg/mL for ATAs > or =500 AU/mL, up to 15 mcg/mL for ATAs between 150-500, and up to 8 mcg/mL ADL for ATAs between 50-150 AU/mL. | Tumor necrosis factor (TNF) measurement is not the analyte of choice for monitoring therapy with TNF inhibitors (such as adalimumab or infliximab) since TNF testing would not distinguish between free TNF and TNF bound to the monoclonal antibody, either in the extracellular or membrane-bound form of the cytokine. Toxicity effects other than acute hypersensitivity infusion reactions have not been described nor correlated with high adalimumab concentrations. Optimal therapeutic concentrations of adalimumab may vary according to the disease.(12-14) For adults with active inflammatory bowel disease, a concentration of 7.5 mcg/mL or greater is considered therapeutic.(6) For patients taking biotin supplements, it is recommended to wait at least 12 hours after the last ingestion of biotin to collect a blood sample for this test. | 1. Willrich MAV, Murray DL, Snyder MR. Tumor necrosis factor inhibitors: Clinical utility in autoimmune diseases. Transl Res. 2015;165(2):270-282 2. Ordas I, Mould DR, Feagan BG, Sandborn WJ. Anti-TNF monoclonal antibodies in inflammatory bowel disease: pharmacokinetics-based dosing paradigms. Clin Pharmacol Ther. 2012;91(4):635-646 3. Ordas I, Feagan BG, Sandborn WJ. Therapeutic drug monitoring of tumor necrosis factor antagonists in inflammatory bowel disease. Clin Gastroenterol Hepatol. 2012;10(10):1079-1087; quiz e85-86 4. Restellini S, Chao CY, Lakatos PL, et al. Therapeutic drug monitoring guides the management of Crohn's patients with secondary loss of response to adalimumab. Inflamm Bowel Dis. 2018;24(7):1531-1538 5.Cheifetz AS, Abreu MT, Afif W, et al. A comprehensive literature review and expert consensus statement on therapeutic drug monitoring of biologics in inflammatory bowel disease. Am J Gastroenterol. 2021;116(10):2014-2025. doi:10.14309/ajg.0000000000001396 6. American Gastroenterological Association: Therapeutic drug monitoring in inflammatory bowel disease: Clinical decision support tool. Gastroenterology. 2017;153(3):858-859. doi:10.1053/j.gastro.2017.07.039 7. D'Haens GR, Sandborn WJ, Loftus EV Jr, et al. Higher vs standard adalimumab induction dosing regimens and two maintenance strategies: Randomized SERENE CD trial results. Gastroenterology. 2022;162(7):1876-1890. doi:10.1053/j.gastro.2022.01.044 8. Yao J, Jiang X, You JHS. Proactive therapeutic drug monitoring of adalimumab for pediatric Crohn's disease patients: a cost-effectiveness analysis. J Gastroenterol Hepatol. 2021;36(9):2397-2407. doi:10.1111/jgh.15373 9. Kato M, Sugimoto K, Ikeya K, et al. Therapeutic monitoring of adalimumab at non-trough levels in patients with inflammatory bowel disease. PLoS One. 2021;16(7):e0254548 10. Vande Casteele N, Herfarth H, Katz J, Falck-Ytter Y, Singh S. American Gastroenterological Association Institute technical review on the role of therapeutic drug monitoring in the management of inflammatory bowel diseases. Gastroenterology. 2017;153(3):835-857.e6. doi:10.1053/j.gastro.2017.07.031 11. Feuerstein JD, Nguyen GC, Kupfer SS, Falck-Ytter Y, Singh S. American Gastroenterological Association Institute Guideline on Therapeutic Drug Monitoring in Inflammatory Bowel Disease. Gastroenterology. 2017;153(3):827-834. doi:10.1053/j.gastro.2017.07.032 12. Sejournet L, Kerever S, Mathis T, Kodjikian L, Jamilloux Y, Seve P. Therapeutic drug monitoring guides the management of patients with chronic non-infectious uveitis treated with adalimumab: a retrospective study. Br J Ophthalmol. 2022;106(10):1380-1386.doi:10.1136/bjophthalmol-2021-319072 13. Gomez-Arango C, Gorostiza I, Ucar E, et al. Cost-effectiveness of therapeutic drug monitoring-guided adalimumab therapy in rheumatic diseases: A Prospective, Pragmatic Trial. Rheumatol Ther. 2021;8(3):1323-1339. doi:10.1007/s40744-021-00345-5 14. Abdalla T, Mansour M, Bouazzi D, Lowes MA, Jemec GBE, Alavi A. Therapeutic drug monitoring in patients with suboptimal response to adalimumab for hidradenitis suppurativa: A retrospective case series. Am J Clin Dermatol. 2021;22(2):275-283. doi:10.1007/s40257-020-00575-3 | Adalimumab Quantitation: The adalimumab enzyme-linked immunosorbent assay (ELISA) is designed to determine the quantity of free adalimumab (therapeutic antibody against tumor necrosis factor-alpha: TNF-alpha) in serum samples. In a first incubation step, the free adalimumab from the sample is bound to the specific monoclonal anti-adalimumab antibody coated on the plate. To remove all unbound substances, a washing step is carried out. In a further incubation step, peroxidase-labeled antibody is added. Tetramethylbenzidine (TMB) is used as a substrate for peroxidase. Finally, an acidic stop solution is added to terminate the reaction. The color changes from blue to yellow. The intensity of the yellow color is directly proportional to the concentration of free adalimumab in the sample. A dose response curve of the absorbance unit (optical density: OD) verses concentration is generated, using the values obtained from standard. The concentrations of free adalimumab in the samples are determined directly from this curve.(Unpublished Mayo method) Antibodies to Adalimumab: An ELISA is used to determine the presence of antibodies against TNF-alpha blocker adalimumab (Amjevita and Humira). During sample preparation, the antibodies-to-adalimumab (ATA) are separated from the therapeutic antibody adalimumab using an acid dissociation to acquire free ATA. By adding the peroxidase conjugate (POD-therapeutic antibody adalimumab) and the tracer (biotinylated therapeutic antibody adalimumab), the unlabeled therapeutic antibodies are replaced, and the labeled antibodies can form a complex with the ATA. This complex binds via biotin to the streptavidin-coated microtiter plate. It is detected via the peroxidase conjugate with the peroxidase converting the substrate, TMB, to a blue product. The enzymatic reaction is stopped by adding an acidic solution. The samples convert from blue to yellow. The color change is measured in a photometer at 450 nm. The interpretation is made using the cut-off control.(Unpublished Mayo method) | 3 to 6 days | 14 days | This test was developed and its performance characteristics determined by Mayo Clinic in a manner consistent with CLIA requirements. It has not been cleared or approved by the US Food and Drug Administration. | 8014583520 | Adalimumab QN with Antibodies, S | 99781-7 | INTAD | Adalimumab Interpretation | 77202-0
ADALX | Adalimumab Quantitative with Reflex to Antibody, Serum | Therapeutic drug monitoring of adalimumab concentration and antibody levels, if appropriate | Enzyme-Linked Immunosorbent Assay (ELISA) | Yes | Adalimumab QN with Reflex to Ab, S | If the result is 8.0 mcg/mL or less, then adalimumab antibody test will be performed at an additional charge. | Patient Preparation:For 12 hours before specimen collection, patientshould nottake multivitamins or dietary supplements (eg, hair, skin, and nail supplements) containing biotin (vitamin B7 Supplies:Sarstedt Aliquot Tube, 5 mL (T914) Collection Container/Tube: Preferred:Serum gel Acceptable:Red top Submission Container/Tube:Plastic vial Specimen Volume:0.5 mL Collection Instructions:Centrifuge and aliquot serum into a plastic vial. | 0.35 mL | Adalimumab, sold under the brand names Amjevita and Humira, is a US Food and Drug Administration-approved medication used to treat rheumatoid arthritis, psoriatic arthritis, Crohn disease, ulcerative colitis, and chronic psoriasis, among others. It is usually self-administered as a subcutaneous injection every other week at a fixed dose of 40 mg in adults, although dosing can vary. Adalimumab is atumor necrosis factor(TNF)-inhibiting, antiinflammatory, biologic medication. TNF-alpha normally binds to TNF-alpha receptors, leading to the inflammatory response of autoimmune diseases. By binding to TNF-alpha, adalimumab can reduce the inflammatory response. Because TNF-alpha is also part of the immune system that protects the body from infection, treatment with adalimumab may increase the risk of infections. Treatment with adalimumab is effective in reducing disease activity, offers significant benefits in quality of life, and may have the potential to slow or halt the progression of the disease when given early. However, over 30% of patients fail to respond to anti-TNF-alpha therapy, and approximately 60% of patients who responded initially lose the response over time and require either drug dose-escalation or a switch to an alternative therapy in order to maintain response.(1) Reasons for primary loss of response may include disease processes mediated by proinflammatory molecules other than TNF. Secondary loss of response, on the other hand, is associated with low serum albumin, high body-mass index, the degree of systemic inflammation and development of an immune response to therapy, or immunogenicity.(2,3) Antidrug antibody formation may increase drug clearance in treated patients or neutralize the drug effect, thereby potentially contributing to the loss of response. Antidrug antibodies could also cause adverse events such as serum sickness and hypersensitivity reactions.(4) Currently, adalimumab quantitation is commonly performed in conjunction with immunogenicity assessment for antibodies to adalimumab (ATAs). Most often, this testing is ordered for patients on therapy who are experiencing partial or complete loss of responsebut can also be performed at any stage during therapy, whether patients are responding well to the therapy or not. There is positive correlation between the concentration of serum biologic drug concentration and favorable therapeutic outcome; whereas low or undetectable drug concentrations are associated with immunogenicity and treatment failure. Thus, therapeutic drug monitoring of TNF inhibitors and antidrug antibody is a useful tool for optimizing the use of these medications and maximize their effectiveness.(5) In addition, TNF inhibitor therapies are expensive and adverse events include greater risk for infections, such as reactivation of latent tuberculosis or hepatitis B; infusion or injection site reactions; cutaneous reactions; and reports of hepatoxicity, demyelinating disease, and higher incidence of mortality and hospitalization in patients with heart failure have been documented. This assay has been verified to measure the reference product adalimumab (Humira, AbbVie) and the biosimilar adalimumab-atto (Amjevita, Amgen) with no analytical differences in the quantitation of the medications. Humira and Amjevita have the same primary amino acid sequence. Therefore, adalimumab will be used to refer to both the reference product and the biosimilar product interchangeably. This test cannot distinguish between Humira and the adalimumab biosimilar product. | ADALIMUMAB QUANTITATIVE: Limit of quantitation is 0.8 mcg/mL. Optimal therapeutic ranges are disease specific. ADALIMUMAB ANTIBODY: <14.0 AU/mL | Adalimumab quantitation is generally performed in conjunction with immunogenicity assessment for antibodies to adalimumab (ATAs). Most often, this testing is ordered for patients with inflammatory bowel disease (IBD) who are on adalimumab therapy and who are experiencing loss of response (reactive monitoring)(6), but the testing may be ordered for anyone on adalimumab-even when treatment is going well (proactive monitoring).(7-9) Results from adalimumab and ATAs testing play an important role in patient management. In the setting of loss of response to adalimumab therapy for adults with active IBD, a clinical decision tool from the American Gastroenterology Association(6,10,11) suggests the following scenarios for a blood draw that occurred at trough, ie, immediately before the next injected dose: -For patients who have undetectable or low concentrations of adalimumab (<8 mcg/mL) but no detectable ATAs, the patient care team may choose to increase the dose of adalimumab in an attempt to increase the amount of the drug in circulation. -If the patient has subtherapeutic adalimumab concentrations (<8 mcg/mL) in the presence of an ATA, the patient care team may switch the patient to another tumor necrosis factor inhibitor. -For patients with increased trough concentrations of adalimumab (therapeutic or greater), whether an ATA is present or not, it may be necessary to switch the patient to a therapy with a different mechanism of action such as the anti-alpha4-beta-7-integrin antibody vedolizumab or the IL12/IL23 antibody ustekinumab. -Low trough concentrations may be correlated with loss of response to adalimumab. Adalimumab concentration results above 35 mcg/mL are suggestive of a blood draw at a timepoint in treatment other than trough. Test interpretation relies on clinical presentation and may differ from the statements above, which were designed for adults with IBD experiencing loss of response. For individuals on adalimumab therapy for other conditions such as rheumatoid arthritis, or pediatric patient populations or proactive monitoring, drug concentration therapeutic targets and patient management decision may be individualized. | Tumor necrosis factor (TNF) measurement is not the analyte of choice for monitoring therapy with TNF inhibitors (such as adalimumab or infliximab) since TNF testing would not distinguish between free TNF and TNF bound to the monoclonal antibody, either in the extracellular or membrane-bound form of the cytokine. Toxicity effects other than acute hypersensitivity infusion reactions have not been described nor correlated with high adalimumab concentrations. Optimal therapeutic concentrations of adalimumab may vary according to the disease.(12-14) For adults with active inflammatory bowel disease, a concentration of 7.5 mcg/mL or greater is considered therapeutic.(6) For patients taking biotin supplements, it is recommended to wait at least 12 hours after the last ingestion of biotin to collect a blood sample for this test. | 1. Willrich MAV, Murray DL, Snyder MR. Tumor necrosis factor inhibitors: clinical utility in autoimmune diseases. Transl Res. 2015;165(2):270-282 2. Ordas I, Mould DR, Feagan BG, Sandborn WJ. Anti-TNF monoclonal antibodies in inflammatory bowel disease: pharmacokinetics-based dosing paradigms. Clin Pharmacol Ther. 2012;91(4):635-646 3. Ordas I, Feagan BG, Sandborn WJ. Therapeutic drug monitoring of tumor necrosis factor antagonists in inflammatory bowel disease. Clin Gastroenterol Hepatol. 2012;10(10):1079-1087 e86 4. Restellini S, Chao CY, Lakatos PL, et al. Therapeutic drug monitoring guides the management of Crohn's patients with secondary loss of response to adalimumab. Inflamm Bowel Dis. 2018;24(7):1531-1538 5. Cheifetz AS, Abreu MT, Afif W, et al. A comprehensive literature review and expert consensus statement on therapeutic drug monitoring of biologics in inflammatory bowel disease. Am J Gastroenterol. 2021;116(10):2014-2025. doi:10.14309/ajg.0000000000001396 6. American Gastroenterological Association: Therapeutic drug monitoring in inflammatory bowel disease: Clinical decision support tool. Gastroenterology. 2017;153(3):858-859. doi:10.1053/j.gastro.2017.07.039 7. D'Haens GR, Sandborn WJ, Loftus EV Jr, et al. Higher vs standard adalimumab induction dosing regimens and two maintenance strategies: Randomized SERENE CD trial results. Gastroenterology. 2022;162(7):1876-1890. doi:10.1053/j.gastro.2022.01.044 8. Yao J, Jiang X, You JHS. Proactive therapeutic drug monitoring of adalimumab for pediatric Crohn's disease patients: a cost-effectiveness analysis. J Gastroenterol Hepatol. 2021;36(9):2397-2407. doi:10.1111/jgh.15373 9. Kato M, Sugimoto K, Ikeya K, et al. Therapeutic monitoring of adalimumab at non-trough levels in patients with inflammatory bowel disease. PLoS One. 2021;16(7):e0254548 10. Vande Casteele N, Herfarth H, Katz J, Falck-Ytter Y, Singh S. American Gastroenterological Association Institute technical review on the role of therapeutic drug monitoring in the management of inflammatory bowel diseases. Gastroenterology. 2017;153(3):835-857.e6. doi:10.1053/j.gastro.2017.07.031 11. Feuerstein JD, Nguyen GC, Kupfer SS, Falck-Ytter Y, Singh S. American Gastroenterological Association Institute Guideline on Therapeutic Drug Monitoring in Inflammatory Bowel Disease. Gastroenterology. 2017;153(3):827-834. doi:10.1053/j.gastro.2017.07.032 12. Sejournet L, Kerever S, Mathis T, Kodjikian L, Jamilloux Y, Seve P. Therapeutic drug monitoring guides the management of patients with chronic non-infectious uveitis treated with adalimumab: a retrospective study. Br J Ophthalmol. 2022;106(10):1380-1386. doi:10.1136/bjophthalmol-2021-319072 13. Gomez-Arango C, Gorostiza I, Ucar E, et al. Cost-effectiveness of therapeutic drug monitoring-guided adalimumab therapy in rheumatic diseases: A Prospective, Pragmatic Trial. Rheumatol Ther. 2021;8(3):1323-1339. doi:10.1007/s40744-021-00345-5 14. Abdalla T, Mansour M, Bouazzi D, Lowes MA, Jemec GBE, Alavi A. Therapeutic drug monitoring in patients with suboptimal response to adalimumab for hidradenitis suppurativa: A retrospective case series. Am J Clin Dermatol. 2021;22(2):275-283. doi:10.1007/s40257-020-00575-3 | Adalimumab Quantitation: The adalimumab enzyme-linked immunosorbent assay (ELISA) is designed to determine the quantity of free adalimumab (therapeutic antibody against tumor necrosis factor-alpha: [TNF]-alpha) in serum samples. In a first incubation step, the free adalimumab from the sample is bound to the specific monoclonal anti-adalimumab antibody coated on the plate. To remove all unbound substances, a washing step is carried out. In a further incubation step, peroxidase-labeled antibody is added. Tetramethylbenzidine (TMB) is used as a substrate for peroxidase. Finally, an acidic stop solution is added to terminate the reaction. The color changes from blue to yellow. The intensity of the yellow color is directly proportional to the concentration of free adalimumab in the sample. A dose response curve of the absorbance unit (optical density: OD) verses concentration is generated, using the values obtained from standard. The concentrations of free adalimumab in the samples are determined directly from this curve.(Unpublished Mayo method) Antibodies to Adalimumab: An ELISA test is used to determine the presence of antibodies against TNF-alpha blocker adalimumab (Amjevita and Humira). During sample preparation, the antibodies-to-adalimumab (ATA) are separated from the therapeutic antibody adalimumab using an acid dissociationto acquire free ATA. By adding the peroxidase conjugate (POD-therapeutic antibody adalimumab) and the tracer (biotinylated therapeutic antibody adalimumab), the unlabeled therapeutic antibodies are replaced, and the labeled antibodies can form a complex with the ATA. This complex binds via biotin to the streptavidin-coated microtiter plate. It is detected via the peroxidase conjugate with the peroxidase converting the substrate, TMB, to a blue product. The enzymatic reaction is stopped by adding an acidic solution. The samples convert from blue to yellow. The color change should be measured in a photometer at 450 nm. The interpretation is made using the cut-off control.(Unpublished Mayo method) | 2 to 4 days | 14 days | This test was developed and its performance characteristics determined by Mayo Clinic in a manner consistent with CLIA requirements. It has not been cleared or approved by the US Food and Drug Administration. | 8014583520 (if appropriate) | Adalimumab QN with Reflex to Ab, S | 86894-3 | ADALX | Adalimumab QN with Reflex to Ab, S | 86894-3
QNADL | Adalimumab Quantitative, Serum | Therapeutic drug monitoring of adalimumab concentration | Only orderable as part of a profile. For more information see ADALP / Adalimumab Quantitative with Antibody, Serum. Enzyme-Linked Immunosorbent Assay (ELISA) | Yes | Adalimumab QN, S | When this test is ordered, adalimumab quantitation and testing for antibodies to adalimumab will always be performed. | Only orderable as part of profile. For more information see ADALP /Adalimumab Quantitative with Antibody, Serum. Patient Preparation:For 12 hours before specimen collection, it is recommended that the patient nottake multivitamins or dietary supplements containing biotin (vitamin B7), which is commonly found in hair, skin, and nail supplements and multivitamins. Collection Container/Tube: Preferred:Serum gel Acceptable:Red top Submission Container/Tube:Plastic vial Specimen Volume:0.5 mL Collection Instructions:Centrifuge and aliquot serum into a plastic vial | 0.35 mL | Adalimumab, sold under the brand names Amjevita and Humira, is a medication used to treat rheumatoid arthritis, psoriatic arthritis, Crohn disease, ulcerative colitis, and chronic psoriasis, among others. Adalimumab is atumor necrosis factor(TNF)-inhibiting, antiinflammatory, biologic medication. TNF-alpha binds to TNF-alpha receptors, leading to the inflammatory response of autoimmune diseases. By binding to TNF-alpha, adalimumab can reduce the inflammatory response. Because TNF-alpha is also a part of the immune system that protects the body from infection, treatment with adalimumab may increase the risk of infections. Treatment with adalimumab is effective in reducing disease activity, offers significant benefits in quality of life, and may have the potential to slow or halt the progression of the disease when given early. However, over 30% of patients fail to respond to anti-TNF-alpha therapy and approximately 60% of patients who responded initially lose the response over time and require either drug dose-escalation or a switch to an alternative therapy in order to maintain response.(1) This assay has been verified to measure the reference product adalimumab (Humira, AbbVie) and the biosimilar adalimumab-atto (Amjevita, Amgen) with no analytical differences in the quantitation of the medications.Humira and Amjevita have the same primary amino acid sequence. Therefore, adalimumab will be used to refer to both the reference product and the biosimilar product interchangeably. This test cannot distinguish between Humira and the adalimumab biosimilar product. Reasons for primary loss of response may include disease processes mediated by proinflammatory molecules other than TNF. Secondary loss of response, on the other hand, is associated with low serum albumin, high body-mass index, the degree of systemic inflammation and development of an immune response to therapy, or immunogenicity.(2,3) Antidrug antibody formation may increase drug clearance in treated patients or neutralize the drug effect, thereby potentially contributing to the loss of response. Antidrug antibodies could also cause adverse events such as serum sickness and hypersensitivity reactions.(4) Currently, adalimumab quantitation is commonly performed in conjunction with immunogenicity assessment for antibodies to adalimumab (ATA). Most often, this testing is ordered in patients on therapy who are experiencing partial or complete loss of response but can also be performed in any stage during therapy, when patients are responding well to the therapy or not. TNF inhibitor therapies are expensive and adverse events include greater risk for infections, such as reactivation of latent tuberculosis or hepatitis B, infusion or injection site reactions, cutaneous reactions, and reports of hepatoxicity, demyelinating disease, and higher incidence of mortality and hospitalization in heart failure patients have been documented. | Only orderable as part of profile. For more information see ADALP /Adalimumab Quantitative with Antibody, Serum. ADALIMUMAB QUANTITATIVE: Limit of quantitation is 0.8 mcg/mL. Optimal therapeutic ranges are disease specific. | Adalimumab quantitation is generally performed in conjunction with immunogenicity assessment for antibodies to adalimumab (ATA). Most often, this testing is ordered for patients with inflammatory bowel disease (IBD) who are on adalimumab therapy and who are experiencing loss of response (reactive monitoring),(5) but the testing may be ordered for anyone on adalimumab-even when treatment is going well (proactive monitoring).(6-8) Results from adalimumab and ATA testing play an important role in patient management. In the setting of loss of response to adalimumab therapy for adults with active IBD, a clinical decision tool from the American Gastroenterology Association(9,10) suggests the following scenarios for a blood draw that occurred at trough, immediately before the next injection dose: -For patients who have undetectable or low concentrations of adalimumab (<8 mcg/mL) but no detectable ATA, the patient care team may choose to increase the dose of adalimumab in an attempt to increase the amount of the drug in circulation. -If the patient has subtherapeutic adalimumab concentrations (<8 mcg/mL) in the presence of an ATA, the patient care team may switch the patient to another TNF inhibitor. -For patients with increased trough concentrations of adalimumab (therapeutic or greater), whether an ATA is present or not, it may be necessary to switch the patient to a therapy with a different mechanism of action such as the anti-alpha4-beta-7-integrin antibody vedolizumab or the IL12/IL23 antibody ustekinumab. -Low trough concentrations may be correlated with loss of response to adalimumab. Adalimumab concentration results above 35 mcg/mL are suggestive of a blood draw at a time-point in treatment other than trough. Test interpretation relies on clinical presentation and may differ from the statements above, which were designed for adults with IBD experiencing loss of response. For individuals on adalimumab therapy for other conditions such as rheumatoid arthritis, or pediatric patient populations or proactive monitoring, drug concentration therapeutic targets and patient management decision may be individualized.When both the drug quantitation and anti-drug-antibodies are ordered, an interpretive guide is offered below. Adalimumab quantitation, mcg/mL ATA, AU/mL Comment <8 Negative Absence of detectable antibody-to-adalimumab (ATA). Low concentration of adalimumab (ADL) may be attributable to other parameters related to adalimumab clearance. <8 Positive Presence of antibody-to-adalimumab (ATA) detected, which correlates with low concentration of adalimumab (ADL). ATAs may be associated with increased clearance and lower circulating concentrations of ADL. 8.1-15 Negative Absence of detectable antibody-to-adalimumab (ATA). At this concentration of adalimumab (ADL), a low-titer (50-150 AU/mL) or moderate titer (150-500 AU/mL) ATA cannot be excluded. However, the presence of a high-titer ATA (> or =500 U/mL) is unlikely. If there is clinical suspicion for a low-titer ATA, suggest submission of a new sample obtained at trough. This test has demonstrated drug tolerance up to 40 mcg/mL for ATAs > or =500 AU/mL, up to 15 mcg/mL for ATAs between 150-500 and up to 8 mcg/mL ADL for ATAs between 50-150 AU/mL. Low or moderate positive (14-499) Presence of antibody-to-adalimumab (ATA) detected. At this concentration of adalimumab (ADL), the detected titer of the ATA may be modestly underestimated. This test has demonstrated drug tolerance up to 40 mcg/mL for ATAs > or =500 AU/mL, up to 15 mcg/mL for ATAs between 150-500 and up to 8 mcg/mL ADL for ATAs between 50-150 AU/mL. High positive (> or =500) Presence of antibody-to-adalimumab (ATA) detected. This test has demonstrated drug tolerance up to 40 mcg/mL for ATAs > or =500 AU/mL, up to 15 mcg/mL for ATAs between 150-500 and up to 8 mcg/mL ADL for ATAs between 50-150 AU/mL. >15 Negative At this concentration of adalimumab (ADL), a low (50-150 AU/mL) or moderate titer (150-500 AU/mL) ATA cannot be excluded. The presence of a high-titer ATA (> or =500 U/mL) is unlikely, but also cannot be completely excluded. If there is clinical suspicion for an ATA, suggest submission of a new sample obtained at trough, preferably during the maintenance phase of therapy. This test has demonstrated drug tolerance up to 40 mcg/mL for ATAs > or =500 AU/mL, up to 15 mcg/mL for ATAs between 150-500 and up to 8 mcg/mL ADL for ATAs between 50-150 AU/mL. Low positive (14-149) Presence of antibody-to-adalimumab (ATA) detected. At this concentration of adalimumab (ADL), the detected titer of the ATA is likely underestimated. Suggest submission of a new sample obtained at trough, preferably during the maintenance phase of therapy This test has demonstrated drug tolerance up to 40 mcg/mL for ATAs > or =500 AU/mL, up to 15 mcg/mL for ATAs between 150-500 and up to 8 mcg/mL ADL for ATAs between 50-150 AU/mL. Moderate positive (150 -499 U/mL) Presence of antibody-to-adalimumab (ATA) detected. At this concentration of adalimumab (ADL), the detected titer of the ATA may be underestimated. Suggest submission of a new sample obtained at trough, preferably during the maintenance phase of therapy. This test has demonstrated drug tolerance up to 40 mcg/mL for ATAs > or =500 AU/mL, up to 15 mcg/mL for ATAs between 150-500 and up to 8 mcg/mL ADL for ATAs between 50-150 AU/mL. High positive (> or =500) Presence of antibody-to-adalimumab (ATA) detected. This test has demonstrated drug tolerance up to 40 mcg/mL for ATAs > or =500 AU/mL, up to 15 mcg/mL for ATAs between 150-500 and up to 8 mcg/mL ADL for ATAs between 50-150 AU/mL. | Tumor necrosis factor (TNF) measurement is not the analyte of choice for monitoring therapy with TNF inhibitors (such as adalimumab or infliximab), since TNF testing would not distinguish between free TNF and TNF bound to the monoclonal antibody, either in the extracellular or membrane-bound form of the cytokine. Toxicity effects other than acute hypersensitivity infusion reactions have not been described nor correlated with high adalimumab concentrations. Optimal therapeutic concentrations of adalimumab may vary according to the disease.(11-13) For adults with active inflammatory bowel disease, a concentration of 7.5 mcg/mL or greater is considered therapeutic.(5) For patients taking biotin supplements, it is recommended to wait at least 12 hours after the last ingestion of biotin to collect a blood sample for this test. | 1. Willrich MAV, Murray DL, Snyder MR. Tumor necrosis factor inhibitors: clinical utility in autoimmune diseases. Transl Res. 2015;165(2):270-282 2. Ordas I, Mould DR, Feagan BG, Sandborn WJ. Anti-TNF monoclonal antibodies in inflammatory bowel disease: pharmacokinetics-based dosing paradigms. Clin Pharmacol Ther. 2012;91(4):635-646 3. Ordas I, Feagan BG, Sandborn WJ. Therapeutic drug monitoring of tumor necrosis factor antagonists in inflammatory bowel disease. Clin Gastroenterol Hepatol. 2012;10(10):1079-1087 e86 4. Restellini S, Chao CY, Lakatos PL, et al. Therapeutic drug monitoring guides the management of Crohn's patients with secondary loss of response to adalimumab. Inflamm Bowel Dis. 2018;24(7):1531-1538 5. American Gastroenterological Association. Therapeutic drug monitoring in inflammatory bowel disease: Clinical decision support tool. Gastroenterology. 2017;153(3):858-859. doi:10.1053/j.gastro.2017.07.039 6. D'Haens GR, Sandborn WJ, Loftus EV Jr, et al. Higher vs standard adalimumab induction dosing regimens and two maintenance strategies: Randomized SERENE CD trial results. Gastroenterology. 2022;162(7):1876-1890. doi:10.1053/j.gastro.2022.01.044 7. Yao J, Jiang X, You JHS. Proactive therapeutic drug monitoring of adalimumab for pediatric Crohn's disease patients: a cost-effectiveness analysis. J Gastroenterol Hepatol. 2021;36(9):2397-2407. doi:10.1111/jgh.15373 8. Kato M, Sugimoto K, Ikeya K, et al. Therapeutic monitoring of adalimumab at non-trough levels in patients with inflammatory bowel disease. PLoS One. 2021;16(7):e0254548 9. Vande Casteele N, Herfarth H, Katz J, Falck-Ytter Y, Singh S. American Gastroenterological Association Institute technical review on the role of therapeutic drug monitoring in the management of inflammatory bowel diseases. Gastroenterology. 2017;153(3):835-857.e6. doi:10.1053/j.gastro.2017.07.031 10. Feuerstein JD, Nguyen GC, Kupfer SS, Falck-Ytter Y, Singh S. American Gastroenterological Association Institute Guideline on Therapeutic Drug Monitoring in Inflammatory Bowel Disease. Gastroenterology. 2017;153(3):827-834. doi:10.1053/j.gastro.2017.07.032 11. Sejournet L, Kerever S, Mathis T, Kodjikian L, Jamilloux Y, Seve P. Therapeutic drug monitoring guides the management of patients with chronic non-infectious uveitis treated with adalimumab: a retrospective study. Br J Ophthalmol. 2022;106(10):1380-1386.doi:10.1136/bjophthalmol-2021-319072 12. Gomez-Arango C, Gorostiza I, Ucar E, et al. Cost-effectiveness of therapeutic drug monitoring-guided adalimumab therapy in rheumatic diseases: A Prospective, Pragmatic Trial. Rheumatol Ther. 2021;8(3):1323-1339. doi:10.1007/s40744-021-00345-5 13. Abdalla T, Mansour M, Bouazzi D, Lowes MA, Jemec GBE, Alavi A. Therapeutic drug monitoring in patients with suboptimal response to adalimumab for hidradenitis suppurativa: A retrospective case series. Am J Clin Dermatol. 2021;22(2):275-283. doi:10.1007/s40257-020-00575-3 | Adalimumab Quantitation: The adalimumab enzyme-linked immunosorbent assay (ELISA) is designed to determine the quantity of free adalimumab (therapeutic antibody against tumor necrosis factor-alpha: [TNF]-alpha) in serum samples. In a first incubation step, the free adalimumab from the sample is bound to the specific monoclonal anti-adalimumab antibody coated on the plate. To remove all unbound substances, a washing step is carried out. In a further incubation step, peroxidase-labeled antibody is added. Tetramethylbenzidine (TMB) is used as a substrate for peroxidase. Finally, an acidic stop solution is added to terminate the reaction. The color changes from blue to yellow. The intensity of the yellow color is directly proportional to the concentration of free adalimumab in the sample. A dose response curve of the absorbance unit (optical density: OD) verses concentration is generated, using the values obtained from standard. The concentrations of free adalimumab in the samples are determined directly from this curve.(Package insert: Adalimumab Drug Level ELISA reagent. Immun Diagnostik; 10/2020) | 2 to 4 days | 14 days | This test was developed and its performance characteristics determined by Mayo Clinic in a manner consistent with CLIA requirements. It has not been cleared or approved by the US Food and Drug Administration. | 80145 | Adalimumab QN, S | 86894-3 | QNADL | Adalimumab QN, S | 86894-3
ADAMS | ADAMTS13 Activity Assay, Plasma | Assisting with the diagnosis and monitoring of congenital, immune, or acquired thrombotic thrombocytopenic purpura | Fluorescence Resonance Energy Transfer (FRET) | Yes | ADAMTS13 Activity Assay, P | Plasma Na Cit | Patient Preparation:Fasting preferred Collection Container/Tube: Light-blue top (3.2% sodium citrate) Submission Container/Tube: Plastic vials Specimen Volume: 2 mL in 2 plastic vials each containing 1 mL Collection Instructions: 1.Specimen must be collected prior to replacement therapy. 2. For complete instructions, seeCoagulation Guidelines for Specimen Handling and Processing. 3. Centrifuge, transfer all plasma into a plastic vial, and centrifuge plasma again. 4. Aliquot plasma (1 mL per aliquot) into 2 separate plastic vials, leaving 0.25 mL in the bottom of centrifuged vial. 5. Freeze plasma immediately (no longer than 4 hours after collection) at -20 degrees C or, ideally, below -40 degrees C. Specimen Stability Information: Frozen 2 years Additional Information: 1.Double-centrifuged specimen is critical for accurate results as platelet contamination may cause spurious results. 2.Each coagulation assay requested should have its own vial. | 2 mL | Thrombotic thrombocytopenic purpura (TTP), a rare (estimated incidence of 3.7 cases per million) and potentially fatal thrombotic microangiopathy syndrome, is characterized by a pentad of symptoms: thrombocytopenia, microangiopathic hemolytic anemia (intravascular hemolysis and presence of peripheral blood schistocytes), neurological symptoms, fever, and kidney dysfunction. A large majority of patients initially present with thrombocytopenia and peripheral blood evidence of microangiopathy and, in the absence of any other potential explanation for such findings, satisfy criteria for early initiation of plasma exchange, which is critical for patient survival. TTP may rarely be congenital (Upshaw-Shulman syndrome) but, far more commonly, is acquired. Acquired TTP may be considered primary or idiopathic (the most frequent type) or associated with distinctive clinical conditions (secondary TTP) such as medications, hematopoietic stem cell or solid organ transplantation, sepsis, and malignancy. The isolation and characterization of an IgG autoantibody frequently found in patients with idiopathic TTP clarified the basis of this entity and led to the isolation and characterization of a metalloprotease called ADAMTS-13 (a disintegrin and metalloprotease with thrombospondin type 1 motif 13 repeats), which is the target for the IgG autoantibody, leading to a functional deficiency of ADAMTS-13. ADAMTS-13 cleaves the ultra-high-molecular-weight multimers of von Willebrand factor (VWF) at the peptide bond Tyr1605-Met1606 to disrupt VWF-induced platelet aggregation. The IgG antibody prevents this cleavage and leads to TTP. Although the diagnosis of TTP may be confirmed with ADAMTS-13 activity and inhibition studies, the decision to initiate plasma exchange should not be delayed pending results of this assay. ADAMTS13 activity results can have an impact on overall survival, ultimate clinical outcome, responsiveness to plasma exchange, and relapse are still controversial in recent literature. Therefore, clinical correlation is essential. | > or =70% Although not verified, the pediatric (<1 years old) reference range could be similar to or lower than that of adults. | Less than 10% ADAMTS-13 activity is highly indicative of thrombotic thrombocytopenic purpura (TTP) in an appropriate clinical setting. | This ADAMTS-13 activity assay is an in vitro assay using a synthetic substrate peptide in a static liquid environment. The measured ADAMTS-13 activity may not reflect the true in vivo biological ADAMTS-13 activity. Not all patients with a clinical diagnosis of idiopathic thrombotic thrombocytopenic purpura (TTP) have a severe ADAMTS-13 deficiency. Conversely, patients with other non-TTP conditions may have a severe ADAMTS-13 deficiency (< or =10%). These conditions include hemolytic uremic syndrome, hematopoietic stem cell and solid organ transplantation, liver disease, disseminated intravascular coagulation, sepsis, pregnancy, and certain medication. Therefore, TTP remains a clinical diagnosis. Interferences of the ADAMTS-13 activity assay include high levels of endogenous von Willebrand factor, hyperlipidemia, hyperbilirubinemia (bilirubin concentration >30 mg/dL), and cleavage by other proteases. Samples collected in EDTA instead of 3.2% sodium citrate will result in artificially reduced ADAMTS-13 activity. Recent plasma exchange or plasma transfusion may falsely normalize ADAMTS-13 levels, thus potentially masking the diagnosis of TTP. The impact of ADAMTS-13 levels and presence of inhibitors on overall survival, ultimate clinical outcome, responsiveness to plasma exchange, and relapse are still controversial. Therefore, clinical correlation is recommended. | 1. Sadler JE. Von Willebrand factor, ADAMTS13, and thrombotic thrombocytopenic purpura. Blood. 2008;112(1):11-18. doi.org/10.1182/blood-2008-02-078170 2. George JN. How I treat patients with thrombotic thrombocytopenic purpura: 2010. Blood. 2010;116(20):4060-4069. doi:10.1182/blood-2010-07-271445 3. Upshaw JD: Congenital deficiency of a factor in normal plasma that reverses microangiopathic hemolysis and thrombocytopenia. N Engl J Med. 1978;298(24):1350-1352. doi:10.1056/NEJM197806152982407 4. Chiasakul T, Cuker A. Clinical and laboratory diagnosis of TTP: an integrated approach. Hematology Am Soc Hematol Educ Program. 2018;2018(1):530-538. doi:10.1182/asheducation-2018.1.530 5. Mackie I, Mancini I, Muia J, et al. International Council for Standardization in Haematology (ICSH) recommendations for laboratory measurement of ADAMTS13. Int J Lab Hematol. 2020;42(6):685-696. doi:10.1111/ijlh.13295 | The ADAMTS-13 activity is measured by a fluorescence resonance energy transfer-based assay using a synthetic fragment of von Willebrand factor as substrate. Cleavage of this small fragment by the ADAMTS-13 protease generates fluorescence that is directly proportionate to the quantification of ADAMTS-13 activity. (Package insert: ATS-13 ADAMTS13 Activity Assay 2.0. Immucor; 08/2023) | 1 to 3 days | 7 days | This test was developed and its performance characteristics determined by Mayo Clinic in a manner consistent with CLIA requirements. It has not been cleared or approved by the US Food and Drug Administration. | 85397 | ADAMTS13 Activity Assay, P | 53622-7 | 620819 | Interpretation | 69049-5
ADAMP | ADAMTS13 Activity with Reflex Inhibitor Profile, Plasma | Assisting with the diagnosis of immune or acquired thrombotic thrombocytopenic purpura | ADAMS, ADMB: Fluorescence Resonance Energy Transfer (FRET) ADMI, AADAM: Technical Interpretation | Yes | ADAMTS13 Act w/Inhibitor Prof, P | Testing begins with the ADAMTS13 activity assay to evaluate the percent activity. If the ADAMTS13 activity is less than 30%, the inhibitor titer and ADAMTS13 profile interpretation will be performed. | Patient Preparation:Fasting preferred Collection Container/Tube: Light-blue top (3.2% sodium citrate) Submission Container/Tube: Plastic vials Specimen Volume: 2 mL in 2 plastic vials each containing 1 mL Collection Instructions: 1.Specimen must be collected prior to replacement therapy. 2. For complete instructions, seeCoagulation Guidelines for Specimen Handling and Processing 3. Centrifuge, transfer all plasma into a plastic vial, and centrifuge plasma again. 4. Aliquot plasma (1 mL per aliquot) into 2 separate plastic vials, leaving 0.25 mL in the bottom of centrifuged vial. 5. Freeze plasma immediately (no longer than 4 hours after collection) at -20 degrees C or, ideally, below -40 degrees C. Additional Information: 1.Double-centrifuged specimen is critical for accurate results as platelet contamination may cause spurious results. 2.Each coagulation assay requested should have its own vial. Specimen Stability Information: Frozen 2 years | 2 mL | Thrombotic thrombocytopenic purpura (TTP), a rare (estimated incidence of 3.7 cases per million) and potentially fatal thrombotic microangiopathy syndrome, is characterized by a pentad of symptoms: thrombocytopenia, microangiopathic hemolytic anemia (intravascular hemolysis and presence of peripheral blood schistocytes), neurological symptoms, fever, and kidney dysfunction. A large majority of patients initially present with thrombocytopenia and peripheral blood evidence of microangiopathy and, in the absence of any other potential explanation for such findings, satisfy criteria for early initiation of plasma exchange, which is critical for patient survival. TTP may rarely be congenital (Upshaw-Shulman syndrome) but, far more commonly, is acquired. Acquired TTP may be considered primary or idiopathic (the most frequent type) or associated with distinctive clinical conditions (secondary TTP) such as medications, hematopoietic stem cell or solid organ transplantation, sepsis, and malignancy. The isolation and characterization of an IgG autoantibody frequently found in patients with idiopathic TTP clarified the basis of this entity and led to the isolation and characterization of a metalloprotease called ADAMTS13 (a disintegrin and metalloprotease with thrombospondin type 1 motif 13 repeats), which is the target for the IgG autoantibody, leading to a functional deficiency of ADAMTS13. ADAMTS13 cleaves the ultra-high-molecular-weight multimers of von Willebrand factor (VWF) at the peptide bond Tyr1605-Met1606 to disrupt VWF-induced platelet aggregation. The IgG antibody prevents this cleavage and leads to TTP. Although the diagnosis of TTP may be confirmed with ADAMTS13 activity and inhibition studies, the decision to initiate plasma exchange should not be delayed pending results of this assay. ADAMTS13 and inhibitor Bethesda titer results can have an impact on overall survival, ultimate clinical outcome, responsiveness to plasma exchange, and relapse are still controversial in recent literature. Therefore, clinical correlation is essential. | ADAMTS13 Activity Assay > or =70% Although not verified, the pediatric (<1 years old) reference range could be similar to or lower than that of adults. ADAMTS13 Inhibitor Titer <0.5 BU | Less than 10% ADAMTS13 activity is highly indicative of thrombotic thrombocytopenic purpura (TTP) in an appropriate clinical setting. The presence of ADAMTS13 measurable Bethesda titer is most consistent with an acquired (autoimmune) TTP. | This ADAMTS13 activity assay is an in vitro assay using a synthetic substrate peptide in a static liquid environment. The measured ADAMTS13 activity may not reflect the true in vivo biological ADAMTS13 activity. Not all patients with a clinical diagnosis of idiopathic thrombotic thrombocytopenic purpura (TTP) have a severe ADAMTS13 deficiency. Conversely, patients with other non-TTP conditions may have a severe ADAMTS13 deficiency (< or =10%). These conditions include hemolytic uremic syndrome, hematopoietic stem cell and solid organ transplantation, liver disease, disseminated intravascular coagulation, sepsis, pregnancy, and certain medication. Therefore, TTP remains a clinical diagnosis. Interferences of the ADAMTS13 activity assay include high levels of endogenous von Willebrand factor, hyperlipidemia, hyperbilirubinemia (bilirubin concentration >30mg/dL), and cleavage by other proteases. Samples collected in EDTA instead of 3.2% sodium citrate will result in artificially reduced ADAMTS13 activity. Recent plasma exchange or plasma transfusion may falsely normalize ADAMTS13 levels, thus potentially masking the diagnosis of TTP. The impact of ADAMTS13 levels and presence of inhibitors on overall survival, ultimate clinical outcome, responsiveness to plasma exchange, and relapse are still controversial. Therefore, clinical correlation is recommended. | 1. Sadler JE. Von Willebrand factor, ADAMTS13, and thrombotic thrombocytopenic purpura. Blood. 2008;112(1):11-18. doi:10.1182/blood-2008-02-078170 2. George JN. How I treat patients with thrombotic thrombocytopenic purpura: 2010. Blood. 2010;116(20):4060-4069. doi:10.1182/blood-2010-07-271445 3. Upshaw JD Jr. Congenital deficiency of a factor in normal plasma that reverses microangiopathic hemolysis and thrombocytopenia. N Engl J Med. 1978;298(24):1350-1352. doi:10.1056/NEJM197806152982407 4. Chiasakul T, Cuker A. Clinical and laboratory diagnosis of TTP: an integrated approach. Hematology Am Soc Hematol Educ Program. 2018;2018(1):530-538. doi:10.1182/asheducation-2018.1.530 5. Mackie I, Mancini I, Muia J, et al. International Council for Standardization in Haematology (ICSH) recommendations for laboratory measurement of ADAMTS13. Int J Lab Hematol. 2020;42(6):685-696. doi.10.1111/ijlh.13295 | The ADAMTS13 activity is measured by a fluorescence resonance energy transfer-based assay using a synthetic fragment of von Willebrand factor as substrate. Cleavage of this small fragment by the ADAMTS13 protease generates fluorescence that is directly proportionate to the quantification of ADAMTS13 activity. (Package insert: ATS-13 ADAMTS13 Activity Assay 2.0. Immucor; 08/2023) | 1 to 3 days | 7 days | This test was developed and its performance characteristics determined by Mayo Clinic in a manner consistent with CLIA requirements. It has not been cleared or approved by the US Food and Drug Administration. | 8539785335 (if appropriate) | ADAMTS13 Act w/Inhibitor Prof, P | 53622-7 | 620819 | Interpretation | 69049-5
ADMB | ADAMTS13 Inhibitor Bethesda Titer, Plasma | Assisting with the diagnosis of congenital, immune or acquired thrombotic thrombocytopenic purpura as a part of a profile | Only orderable as a reflex. For more information see ADAMP / ADAMTS13 Activity with Reflex Inhibitor Profile, Plasma. Fluorescence Resonance Energy Transfer (FRET) | Yes | ADAMTS13 Inhibitor Titer, P | Plasma Na Cit | Only orderable as a reflex. For more information see ADAMP / ADAMTS13 Activity with Reflex Inhibitor Profile, Plasma. Specimen Type:Platelet-poor plasma Patient Preparation:Fasting preferred Collection Container/Tube: Light-blue top (3.2% sodium citrate) Submission Container/Tube: Plastic vials Specimen Volume: 2 mL in 2 plastic vials, each containing 1 mL Collection Instructions: 1. Specimen must be collected prior to factor replacement therapy. 2. For complete instructions, seeCoagulation Guidelines for Specimen Handling and Processing. 3. Centrifuge, transfer all plasma into a plastic vial, and centrifuge plasma again. 4. Aliquot plasma (1 mL per aliquot) into 2 separate plastic vials leaving 0.25 mL in the bottom of centrifuged vial. 5. Freeze plasma immediately (no longer than 4 hours after collection) at -20 degrees C or ideally, at or below -40 degrees C. Additional Information: 1. Double-centrifuged specimen is critical for accurate results as platelet contamination may cause spurious results. 2. Each coagulation assay requested should have its own vial. Specimen Stability Information:Frozen 2 years | 2 mL | Thrombotic thrombocytopenic purpura (TTP), a rare (estimated incidence of 3.7 cases per million) and potentially fatal thrombotic microangiopathy (TMA) syndrome, is characterized by a pentad of symptoms: thrombocytopenia, microangiopathic hemolytic anemia (intravascular hemolysis and presence of peripheral blood schistocytes), neurological symptoms, fever, and kidney dysfunction. A large majority of patients initially present with thrombocytopenia and peripheral blood evidence of microangiopathy, and in the absence of any other potential explanation for such findings, satisfy criteria for early initiation of plasma exchange, which is critical for patient survival. TTP may rarely be congenital (Upshaw-Shulman syndrome) but, far more commonly, is acquired. Acquired TTP may be considered primary or idiopathic (the most frequent type) or associated with distinctive clinical conditions (secondary TTP) such as medications, hematopoietic stem cell or solid organ transplantation, sepsis, and malignancy. The isolation and characterization of an IgG autoantibody frequently found in patients with idiopathic TTP, clarified the basis of this entity and led to the isolation and characterization of a metalloprotease called ADAMTS13 (a disintegrin and metalloprotease with thrombospondin type 1 motif 13 repeats), which is the target for the IgG autoantibody, leading to a functional deficiency of ADAMTS13. ADAMTS13 cleaves the ultra-high-molecular-weight multimers of von Willebrand factor (VWF) at the peptide bond Tyr1605-Met1606 to disrupt VWF-induced platelet aggregation. The IgG antibody prevents this cleavage and leads to TTP. Although the diagnosis of TTP may be confirmed with ADAMTS13 activity and inhibition studies, the decision to initiate plasma exchange should not be delayed pending results of this assay. ADAMTS13 and inhibitor Bethesda titer results can have an impact on overall survival, ultimate clinical outcome, responsiveness to plasma exchange, and relapse are still controversial in recent literature. Therefore, clinical correlation is essential. | Only orderable as a reflex. For more information see ADAMP / ADAMTS13 Activity with Reflex Inhibitor Profile, Plasma. <0.5 BU | Assisting with the diagnosis of congenital, immune or acquired thrombotic thrombocytopenic purpura as a part of a profile | The ADAMTS13 activity assay is an in vitro assay using a synthetic substrate peptide in a static liquid environment. The measured ADAMTS13 activity may not reflect the true in vivo biological ADAMTS13 activity. Not all patients with a clinical diagnosis of idiopathic thrombotic thrombocytopenic purpura (TTP) have a severe ADAMTS13 deficiency. Conversely, patients with other non-TTP conditions may have a severe ADAMTS13 deficiency (< or =10%). These conditions include hemolytic uremic syndrome, hematopoietic stem cell and solid organ transplantation, liver disease, disseminated intravascular coagulation, sepsis, pregnancy, and certain medication. Therefore, TTP remains a clinical diagnosis. Interferences of ADAMTS13 activity assay include high levels of endogenous von Willebrand factor, hyperlipidemia, hyperbilirubinemia (bilirubin concentration >30mg/dL), and cleavage by other proteases. Recent plasma exchange or plasma transfusion may falsely normalize ADAMTS13 levels, thus potentially masking the diagnosis of TTP. The impact of ADAMTS13 levels and presence of inhibitors on overall survival, ultimate clinical outcome, responsiveness to plasma exchange, and relapse are still controversial. Therefore, clinical correlation is recommended. | 1. Sadler JE. Von Willebrand factor, ADAMTS13, and thrombotic thrombocytopenic purpura. Blood. 2008;112(1):11-18. doi:10.1182/blood-2008-02-078170 2. George JN. How I treat patients with thrombotic thrombocytopenic purpura: 2010. Blood. 2010;116(20):4060-4069. doi:10.1182/blood-2010-07-271445 3. Upshaw JD. Congenital deficiency of a factor in normal plasma that reverses microangiopathic hemolysis and thrombocytopenia. N Engl J Med. 1978;298(24):1350-1352. doi:10.1056/NEJM197806152982407 4. Chiasakul T, Cuker A. Clinical and laboratory diagnosis of TTP: an integrated approach. Hematology Am Soc Hematol Educ Program. 2018;2018(1):530-538. doi:10.1182/asheducation-2018.1.530 5. Mackie I, Mancini I, Muia J, et al. International Council for Standardization in Haematology (ICSH) recommendations for laboratory measurement of ADAMTS13. Int J Lab Hematol. 2020;42(6):685-696. doi:10.1111/ijlh.13295 | The ADAMTS13 activity is measured by a fluorescence resonance energy transfer-based assay using a synthetic fragment of von Willebrand factor as substrate. Cleavage of this small fragment by the ADAMTS13 protease generates fluorescence that is directly proportionate to the quantification of ADAMTS13 activity. The Bethesda titer assay is performed using mixing studies. One inhibitor (Bethesda) unit is defined as the concentration of an inhibitor that is able to reduce ADAMTS13 activity of normal pooled plasma by 50%.(Package insert: ATS-13 ADAMTS13 Activity Assay 2.0. Immucor; 08/2023) | 1 to 3 days | 14 days | This test was developed and its performance characteristics determined by Mayo Clinic in a manner consistent with CLIA requirements. It has not been cleared or approved by the US Food and Drug Administration. | 85335 | ADAMTS13 Inhibitor Titer, P | 40824-5 | 620817 | ADAMTS13 Inhibitor Titer | 40824-5
ADMI | ADAMTS13 Interpretation | Technical interpretation of testing performed to assist in the diagnosis of congenital, immune, or acquired thrombotic thrombocytopenic purpura | Only orderable as part of profile. For more information see ADAMP / ADAMTS13 Activity with Reflex Inhibitor Profile, Plasma Technical Interpretation | Yes | ADAMTS13 Interpretation | Plasma Na Cit | Only orderable as part of a profile. For more information see ADAMP / ADAMTS13 Activity with Reflex Inhibitor Profile, Plasma. |  | Thrombotic thrombocytopenic purpura (TTP), a rare (estimated incidence of 3.7 cases per million) and potentially fatal thrombotic microangiopathy syndrome, is characterized by a pentad of symptoms: thrombocytopenia, microangiopathic hemolytic anemia (intravascular hemolysis and presence of peripheral blood schistocytes), neurological symptoms, fever, and kidney dysfunction. A large majority of patients initially present with thrombocytopenia and peripheral blood evidence of microangiopathy and, in the absence of any other potential explanation for such findings, satisfy criteria for early initiation of plasma exchange, which is critical for patient survival. TTP may rarely be congenital (Upshaw-Shulman syndrome) but, far more commonly, is acquired. Acquired TTP may be considered primary or idiopathic (the most frequent type) or associated with distinctive clinical conditions (secondary TTP) such as medications, hematopoietic stem cell or solid organ transplantation, sepsis, and malignancy. The isolation and characterization of an IgG autoantibody frequently found in patients with idiopathic TTP clarified the basis of this entity and led to the isolation and characterization of a metalloprotease called ADAMTS13 (a disintegrin and metalloprotease with thrombospondin type 1 motif 13 repeats), which is the target for the IgG autoantibody, leading to a functional deficiency of ADAMTS13. ADAMTS13 cleaves the ultra-high-molecular-weight multimers of von Willebrand factor (VWF) at the peptide bond Tyr1605-Met1606 to disrupt VWF-induced platelet aggregation. The IgG antibody prevents this cleavage and leads to TTP. Although the diagnosis of TTP may be confirmed with ADAMTS13 activity and inhibition studies, the decision to initiate plasma exchange should not be delayed pending results of this assay. ADAMTS13 activity results can have an impact on overall survival, ultimate clinical outcome, responsiveness to plasma exchange, and relapse are still controversial in recent literature. Therefore, clinical correlation is essential. | Only orderable as part of profile. For more information see ADAMP / ADAMTS13 Activity with Reflex Inhibitor Profile, Plasma. ADAMTS13 ACTIVITY ASSAY > or =70% ADMTS13 INHIBITOR TITER <0.5 BU | Interpretive comments are provided. Less than 10% ADAMTS13 activity is highly indicative of thrombotic thrombocytopenic purpura (TTP) in an appropriate clinical setting. | No significant cautionary statements | 1. Sadler JE. Von Willebrand factor, ADAMTS13, and thrombotic thrombocytopenic purpura. Blood. 2008;112(1):11-18. doi.org/10.1182/blood-2008-02-078170 2. George JN. How I treat patients with thrombotic thrombocytopenic purpura: 2010. Blood. 2010;116(20):4060-4069. doi:10.1182/blood-2010-07-271445 3. Upshaw JD: Congenital deficiency of a factor in normal plasma that reverses microangiopathic hemolysis and thrombocytopenia. N Engl J Med. 1978;298(24):1350-1352. doi:10.1056/NEJM197806152982407 4. Chiasakul T, Cuker A. Clinical and laboratory diagnosis of TTP: an integrated approach. Hematology Am Soc Hematol Educ Program. 2018;2018(1):530-538. doi:10.1182/asheducation-2018.1.530 5. Mackie I, Mancini I, Muia J, et al. International Council for Standardization in Haematology (ICSH) recommendations for laboratory measurement of ADAMTS13. Int J Lab Hematol. 2020;42(6):685-696. doi:10.1111/ijlh.13295 | Computer-generated interpretive comments will be provided based on the ADAMTS13 activity result. | 3 to 5 days | 7 days | Not Applicable |  | ADAMTS13 Interpretation | No LOINC Needed | 621150 | ADAMTS13 Interpretation | No LOINC Needed
AADAM | ADAMTS13 Profile Interpretation | Technical interpretation of a profile to assist with the diagnosis of congenital, immune, or acquired thrombotic thrombocytopenic purpura including inhibitor studies | Only orderable as a reflex. For more information see ADAMP / ADAMTS13 Activity with Reflex Inhibitor Profile, Plasma Technical Interpretation | Yes | ADAMTS13 Profile Interpretation | Plasma Na Cit | Only orderable as a reflex. For more information see ADAMP / ADAMTS13 Activity with Reflex Inhibitor Profile, Plasma |  | Thrombotic thrombocytopenic purpura (TTP), a rare (estimated incidence of 3.7 cases per million) and potentially fatal thrombotic microangiopathy (TMA) syndrome, is characterized by a pentad of symptoms: thrombocytopenia, microangiopathic hemolytic anemia (intravascular hemolysis and presence of peripheral blood schistocytes), neurological symptoms, fever, and kidney dysfunction. A large majority of patients initially present with thrombocytopenia and peripheral blood evidence of microangiopathy, and in the absence of any other potential explanation for such findings, satisfy criteria for early initiation of plasma exchange, which is critical for patient survival. TTP may rarely be congenital (Upshaw-Shulman syndrome) but, far more commonly, is acquired. Acquired TTP may be considered primary or idiopathic (the most frequent type) or associated with distinctive clinical conditions (secondary TTP) such as medications, hematopoietic stem cell or solid organ transplantation, sepsis, and malignancy. The isolation and characterization of an IgG autoantibody frequently found in patients with idiopathic TTP, clarified the basis of this entity and led to the isolation and characterization of a metalloprotease called ADAMTS13 (a disintegrin and metalloprotease with thrombospondin type 1 motif 13 repeats), which is the target for the IgG autoantibody, leading to a functional deficiency of ADAMTS13. ADAMTS13 cleaves the ultra-high-molecular-weight multimers of von Willebrand factor (VWF) at the peptide bond Tyr1605-Met1606 to disrupt VWF-induced platelet aggregation. The IgG antibody prevents this cleavage and leads to TTP. Although the diagnosis of TTP may be confirmed with ADAMTS13 activity and inhibition studies, the decision to initiate plasma exchange should not be delayed pending results of this assay. ADAMTS13 and inhibitor Bethesda titer results can have an impact on overall survival, ultimate clinical outcome, responsiveness to plasma exchange, and relapse are still controversial in recent literature. Therefore, clinical correlation is essential. | Only orderable as a reflex. For more information see ADAMP / ADAMTS13 Activity with Reflex Inhibitor Profile, Plasma ADAMTS13 ACTIVITY ASSAY > or =70% ADMTS13 Inhibitor Titer <0.5 BU | Interpretive comments are provided. Less than 10% ADAMTS13 activity is highly indicative of thrombotic thrombocytopenic purpura (TTP) in an appropriate clinical setting. The presence of ADAMTS-13 measurable Bethesda titer is most consistent with an acquired (autoimmune) TTP. | No significant cautionary statements | 1. Sadler JE. Von Willebrand factor, ADAMTS13, and thrombotic thrombocytopenic purpura. Blood. 2008;112(1):11-18. doi:10.1182/blood-2008-02-078170 2. George JN. How I treat patients with thrombotic thrombocytopenic purpura: 2010. Blood. 2010;116(20):4060-4069. doi:10.1182/blood-2010-07-271445 3. Upshaw JD. Congenital deficiency of a factor in normal plasma that reverses microangiopathic hemolysis and thrombocytopenia. N Engl J Med. 1978;298(24):1350-1352. doi:10.1056/NEJM197806152982407 4.Chiasakul T, Cuker A. Clinical and laboratory diagnosis of TTP: an integrated approach. Hematology Am Soc Hematol Educ Program. 2018;2018(1):530-538. doi:10.1182/asheducation-2018.1.530 5. Mackie I, Mancini I, Muia J, et al. International Council for Standardization in Haematology (ICSH) recommendations for laboratory measurement of ADAMTS13. Int J Lab Hematol. 2020;42(6):685-696. doi:10.1111/ijlh.13295 | Computer-generated interpretive comments will be provided based on the profile results. | 3 to 5 days | 14 days | Not Applicable |  | ADAMTS13 Profile Interpretation | No LOINC Needed | 620820 | ADAMTS13 Profile Interpretation | No LOINC Needed
APBCS | Adaptor Protein 3 Beta2 (AP3B2) Antibody, Cell-Binding Assay, Serum | The differential diagnosis of patients presenting with mixed cerebellar and sensory ataxia and myeloneuropathy Evaluating AP3B2 (adaptor protein 3 beta2)-IgG by cell-binding assay using serum specimens | Only orderable as a reflex. For more information see: -AIAES / Axonal Neuropathy, Autoimmune/Paraneoplastic Evaluation, Serum -DYS2 / Dysautonomia, Autoimmune/Paraneoplastic Evaluation, Serum -GID2 / Gastrointestinal Dysmotility, Autoimmune/Paraneoplastic Evaluation, Serum -MAS1 / Myelopathy, Autoimmune/Paraneoplastic Evaluation, Serum -MDS2 / Movement Disorder, Autoimmune/Paraneoplastic Evaluation, Serum Cell-Binding Assay (CBA) | Yes | AP3B2 CBA, S | If the indirect immunofluorescence (IFA) pattern suggests AP3B2 (adaptor protein 3 beta2), then this test and AP3B2 antibody IFA titer will be performed at an additional charge. | Only orderable as a reflex. For more information see: -AIAES / Axonal Neuropathy, Autoimmune/Paraneoplastic Evaluation, Serum -DYS2 / Dysautonomia, Autoimmune/Paraneoplastic Evaluation, Serum -GID2 / Gastrointestinal Dysmotility, Autoimmune/Paraneoplastic Evaluation, Serum -MAS1 / Myelopathy, Autoimmune/Paraneoplastic Evaluation, Serum -MDS2 / Movement Disorder, Autoimmune/Paraneoplastic Evaluation, Serum | See Specimen Required | AP3B2 (adaptor protein 3 beta2)-IgG is a marker of an autoimmune disorder unified by gait instability as the predominant neurologic presentation. Patients present with either cerebellar, dorsal column, or sensory neuronal dysfunction. Clinical improvement following treatment has been reported. AP3B2 autoimmunity appears rare, is accompanied by ataxia (sensory or cerebellar), and is potentially treatable. | Only orderable as a reflex. For more information see: -AIAES / Axonal Neuropathy, Autoimmune/Paraneoplastic Evaluation, Serum -DYS2 / Dysautonomia, Autoimmune/Paraneoplastic Evaluation, Serum -GID2 / Gastrointestinal Dysmotility, Autoimmune/Paraneoplastic Evaluation, Serum -MAS1 / Myelopathy, Autoimmune/Paraneoplastic Evaluation, Serum -MDS2 / Movement Disorder, Autoimmune/Paraneoplastic Evaluation, Serum Negative | A positive result supports a diagnosis of neurological autoimmunity. Neurological phenotypes encountered include cerebellar ataxia, spinocerebellar ataxia, myelopathy, sensory neuronopathy and autonomic neuropathy. Neurological stabilization or improvement may occur with immune therapy. | A negative result does not exclude neurological autoimmunity or cancer. | Honorat JA, Lopez-Chiriboga AS, Kryzer, TJ, et al: Autoimmune gait disturbance accompanying adaptor protein-3B2-IgG. Neurology. 2019 Sep 3;93(10):e954-e963. | Patient specimen is applied to a composite slide containing transfected and nontransfected HEK-293 cells. After incubation and washing, fluorescein-conjugated goat-antihuman IgG is applied to detect the presence of patient IgG binding. (Package insert: IIFT: Neurology Mosaics, Instructions for the indirect immunofluorescence test. EUROIMMUN; FA_112d-1_A_UK_C13, 02/2019) | 5 to 10 days | 28 days | This test was developed and its performance characteristics determined by Mayo Clinic in a manner consistent with CLIA requirements. It has not been cleared or approved by the US Food and Drug Administration. | 86255 | AP3B2 CBA, S | 101907-4 | 615861 | AP3B2 CBA, S | 101907-4
APBCC | Adaptor Protein 3 Beta2 (AP3B2) Antibody, Cell-Binding Assay, Spinal Fluid | The differential diagnosis of patients presenting with mixed cerebellar and sensory ataxia and myeloneuropathy EvaluatingAP3B2 (adaptor protein 3 beta2)-IgG by cell-binding assay using spinal fluid specimens | Only orderable as part of a profile. For more information see MAC1 / Myelopathy, Autoimmune/Paraneoplastic Evaluation, Spinal Fluid Cell-Binding Assay (CBA) | Yes | AP3B2 CBA, CSF | If the indirect immunofluorescence (IFA) pattern suggests AP3B2 (adaptor protein 3 beta2), then this test and AP3B2 antibody IFA titer will be performed at an additional charge. | Only orderable as a part of a profile. For more information see MAC1 / Myelopathy, Autoimmune/Paraneoplastic Evaluation, Spinal Fluid Container/Tube:Sterile vial Preferred:Vial number 1 Acceptable:Any vial Specimen Volume:1.5 mL | See Specimen Required | AP3B2 (adaptor protein 3 beta2)-IgG is a marker of an autoimmune disorder unified by gait instability as the predominant neurologic presentation. Patients present with either cerebellar, dorsal column, or sensory neuronal dysfunction. Clinical improvement following treatment has been reported. AP3B2 autoimmunity appears rare, is accompanied by ataxia (sensory or cerebellar), and is potentially treatable. | Only orderable as a part of a profile. For more information see MAC1 / Myelopathy, Autoimmune/Paraneoplastic Evaluation, Spinal Fluid Negative | A positive result supports a diagnosis of neurological autoimmunity. Neurological phenotypes encountered include cerebellar ataxia, spinocerebellar ataxia, myelopathy, sensory neuronopathy and autonomic neuropathy. Neurological stabilization or improvement may occur with immune therapy. | A negative result does not exclude neurological autoimmunity or cancer. | Honorat JA, Lopez-Chiriboga AS, Kryzer, TJ, et al: Autoimmune gait disturbance accompanying adaptor protein-3B2-IgG. Neurology. 2019 Sep 3;93(10):e954-e963 | Patient specimen is applied to a composite slide containing transfected and nontransfected HEK-293 cells. After incubation and washing, fluorescein-conjugated goat-antihuman IgG is applied to detect the presence of patient IgG binding.(Package insert: IIFT: Neurology Mosaics, Instructions for the indirect immunofluorescence test. EUROIMMUN; FA_112d-1_A_UK_C13, 02/2019) | 5 to 10 days | 28 days | This test was developed and its performance characteristics determined by Mayo Clinic in a manner consistent with CLIA requirements. It has not been cleared or approved by the US Food and Drug Administration. | 86255 | AP3B2 CBA, CSF | 101907-4 | 615860 | AP3B2 CBA, CSF | 101907-4
APBTS | Adaptor Protein 3 Beta2 (AP3B2) Antibody, Tissue Immunofluorescence Titer, Serum | The differential diagnosis of patients presenting with mixed cerebellar and sensory ataxia and myeloneuropathy Reporting an end titer result from serum specimens | Only orderable as a reflex. For more information see: -AIAES / Axonal Neuropathy, Autoimmune/Paraneoplastic Evaluation, Serum -DYS2 / Dysautonomia, Autoimmune/Paraneoplastic Evaluation, Serum -GID2 / Gastrointestinal Dysmotility, Autoimmune/Paraneoplastic Evaluation, Serum -MAS1 / Myelopathy, Autoimmune/Paraneoplastic Evaluation, Serum Indirect Immunofluorescence Assay (IFA) | Yes | AP3B2 IFA Titer, S | If the indirect immunofluorescence (IFA) pattern suggests AP3B2 (adaptor protein 3 beta2)-IgG, then AP3B2 antibody cell-binding assay (CBA) and this test will be performed at an additional charge. | Only orderable as a reflex. For more information see: -AIAES / Axonal Neuropathy, Autoimmune/Paraneoplastic Evaluation, Serum -DYS2 / Dysautonomia, Autoimmune/Paraneoplastic Evaluation, Serum -GID2 / Gastrointestinal Dysmotility, Autoimmune/Paraneoplastic Evaluation, Serum -MAS1 / Myelopathy, Autoimmune/Paraneoplastic Evaluation, Serum | See Specimen Required | AP3B2 (adaptor protein 3 beta2)-IgG is a marker of an autoimmune disorder unified by gait instability as the predominant neurologic presentation. Patients present with either cerebellar, dorsal column, or sensory neuronal dysfunction. Clinical improvement following treatment has been reported. AP3B2 autoimmunity appears rare, is accompanied by ataxia (sensory or cerebellar), and is potentially treatable. | Only orderable as a reflex. For more information see: -AIAES / Axonal Neuropathy, Autoimmune/Paraneoplastic Evaluation, Serum -DYS2 / Dysautonomia, Autoimmune/Paraneoplastic Evaluation, Serum -GID2 / Gastrointestinal Dysmotility, Autoimmune/Paraneoplastic Evaluation, Serum -MAS1 / Myelopathy, Autoimmune/Paraneoplastic Evaluation, Serum <1:240 | A positive result supports a diagnosis of neurological autoimmunity. Neurological phenotypes encountered include cerebellar ataxia, spinocerebellar ataxia, myelopathy, sensory neuronopathy and autonomic neuropathy. Neurological stabilization or improvement may occur with immune therapy. | A negative result does not exclude neurological autoimmunity or cancer. | Honorat JA, Lopez-Chiriboga AS, Kryzer, TJ, et al: Autoimmune gait disturbance accompanying adaptor protein-3B2-IgG. Neurology. 2019 Sep 3;93(10):e954-e963 | The patient’s specimen is tested by a standardized immunofluorescence assay that uses a composite frozen section of mouse cerebellum, kidney, and gut tissues. After incubation with sample and washing, fluorescein-conjugated goat-antihuman IgG is applied. Neuron-specific autoantibodies are identified by their characteristic fluorescence staining patterns. Specimens that are scored positive for any neuronal nuclear or cytoplasmic autoantibody are titrated to an endpoint. Interference by coexisting non-neuron-specific autoantibodies can usually be eliminated by serologic absorption.(Honorat JA, Komorowski L, Josephs KA, et al: IgLON5 antibody: neurological accompaniments and outcomes in 20 patients. Neurol Neuroimmunol Neuroinflamm 2017 Jul 18;4(5):e385. doi: 10.1212/NXI.0000000000000385) | 5 to 10 days | 28 days | This test was developed and its performance characteristics determined by Mayo Clinic in a manner consistent with CLIA requirements. It has not been cleared or approved by the US Food and Drug Administration. | 86256 | AP3B2 IFA Titer, S | 101908-2 | 616109 | AP3B2 IFA Titer, S | 101908-2
APBTC | Adaptor Protein 3 Beta2 (AP3B2) Antibody, Tissue Immunofluorescence Titer, Spinal Fluid | The differential diagnosis of patients presenting with mixed cerebellar and sensory ataxia and myeloneuropathy Reporting an end titer result from spinal fluid specimens | Only orderable as part of a profile. For more information see: -MAC1 / Myelopathy, Autoimmune/Paraneoplastic Evaluation, Spinal Fluid -MDC2 / Movement Disorder, Autoimmune/Paraneoplastic Evaluation, Spinal Fluid Indirect Immunofluorescence Assay (IFA) | Yes | AP3B2 IFA Titer, CSF | If the indirect immunofluorescence pattern suggests AP3B2 (adaptor protein 3 beta2), then AP3B2 antibody cell-binding assay (CBA) and this test will be performed at an additional charge. | Only orderable as part of a profile. For more information see: -MAC1 / Myelopathy, Autoimmune/Paraneoplastic Evaluation, Spinal Fluid -MDC2 / Movement Disorder, Autoimmune/Paraneoplastic Evaluation, Spinal Fluid Container/Tube:Sterile vial Preferred:Vial number 1 Acceptable:Any vial Specimen Volume:1.5 mL | See Specimen Required | AP3B2 (adaptor protein 3 beta2)-IgG is a marker of an autoimmune disorder unified by gait instability as the predominant neurologic presentation. Patients present with either cerebellar, dorsal column, or sensory neuronal dysfunction. Clinical improvement following treatment has been reported. AP3B2 autoimmunity appears rare, is accompanied by ataxia (sensory or cerebellar), and is potentially treatable. | Only orderable as part of a profile. For more information see: -MAC1 / Myelopathy, Autoimmune/Paraneoplastic Evaluation, Spinal Fluid -MDC2 / Movement Disorder, Autoimmune/Paraneoplastic Evaluation, Spinal Fluid <1:2 | A positive result supports a diagnosis of neurological autoimmunity. Neurological phenotypes encountered include cerebellar ataxia, spinocerebellar ataxia, myelopathy, sensory neuronopathy and autonomic neuropathy. Neurological stabilization or improvement may occur with immune therapy. | A negative result does not exclude neurological autoimmunity or cancer. | Honorat JA, Lopez-Chiriboga AS, Kryzer, TJ, et al: Autoimmune gait disturbance accompanying adaptor protein-3B2-IgG. Neurology. 2019 Sep 3;93(10):e954-e963 | The patient's sample is tested by a standardized immunofluorescence assay that uses a composite frozen section of mouse cerebellum, kidney, and gut tissues. After incubation with sample and washing, fluorescein-conjugated goat-antihuman IgG is applied. Neuron-specific autoantibodies are identified by their characteristic fluorescence staining patterns. Samples that are scored positive for any neuronal nuclear or cytoplasmic autoantibody are titrated to an endpoint. Interference by coexisting non-neuron-specific autoantibodies can usually be eliminated by serologic absorption.(Honorat JA, Komorowski L, Josephs KA, et al: IgLON5 antibody: neurological accompaniments and outcomes in 20 patients. Neurol Neuroimmunol Neuroinflamm 2017 Jul 18;4(5):e385. doi: 10.1212/NXI.0000000000000385) | 5 to 10 days | 28 days | This test was developed and its performance characteristics determined by Mayo Clinic in a manner consistent with CLIA requirements. It has not been cleared or approved by the US Food and Drug Administration. | 86256 | AP3B2 IFA Titer, CSF | 101908-2 | 616110 | AP3B2 IFA Titer, CSF | 101908-2
ADMPU | Addiction Medicine Profile with Reflex, 22 Drug Classes, High Resolution Mass Spectrometry and Immunoassay Screen, Random, Urine | Detecting drug use involving stimulants, barbiturate, benzodiazepines, cocaine, opioids, tetrahydrocannabinol, alcohol, and nicotine This test isnot intended for usein employment-related testing. | ADULT: Spectrophotometry PNRCH: Immunoassay followed by Gas Chromatography Mass Spectrometry (GC-MS) or Liquid Chromatography Tandem Mass Spectrometry (LC-MS/MS) as needed TOPSU, TABSU, TSTIM: Liquid Chromatography Tandem Mass Spectrometry, High-Resolution Accurate Mass (LC-MS/MS HRAM) ETGSR: Immunoassay followed by Liquid Chromatography Tandem Mass Spectrometry (LC-MS/MS) as needed NICOU: Liquid Chromatography Tandem Mass Spectrometry (LC-MS/MS) | Yes | Addiction Med Profile,22,HRMS/IA, U | Testing begins with an adulterant survey. If the sample is found to be adulterated, testing will end, and the remaining tests will be canceled. | Supplies:Urine Container, 60 mL (T313) Collection Container/Tube:Plastic urine container Submission Container/Tube:Plastic, 60-mL urine container Specimen Volume:30 mL Collection Instructions: 1. Collect a random urine specimen. 2. Submit 30 mL in 1 plastic bottle. 3. No preservative. Additional Information: 1. No specimen substitutions. 2. Submitting less than 30 mL may compromise the ability to perform all necessary testing. 3. STAT requests arenot acceptedfor this test. | 20 mL | This test uses screening techniques that involves immunoassay testing and high-resolution accurate mass spectrometry screening for drugs by class. All positive immunoassay screening results are confirmed by gas chromatography mass spectrometry (GC-MS) or liquid chromatography tandem mass spectrometry (LC-MS/MS), and quantitated, before a positive result is reported. The following drugs/drug classes are tested by immunoassay and confirmed by GC-MS: -Barbiturates -Cocaine The following drugs/drug classes are tested by immunoassay and confirmed by LC-MS/MS: -Carboxy-tetrahydrocannabinol -Ethyl glucuronide The targeted opioid, benzodiazepine, and stimulant screen portions are performed using LC-MS/MS high-resolution accurate mass and are completed for all opioids, benzodiazepines, and stimulants. Opioids are a large class of medications commonly used to relieve acute and chronic pain or help manage opioid abuse and dependence. Medications that fall into this class include buprenorphine, codeine, fentanyl, hydrocodone, hydromorphone, methadone, morphine, oxycodone, oxymorphone, tapentadol, tramadol, and others. Opioids work by binding to the opioid receptors that are found in the brain, spinal cord, gastrointestinal tract, and other organs. Common side effects for opioids include drowsiness, confusion, nausea, constipation, and, in severe cases, respiratory depression. These are dose dependant and vary with tolerance. These medications can also produce physical and psychological dependence and have a high risk for abuse and diversion, which is one of the main reasons many professional practice guidelines recommend compliance testing in patients prescribed these medications. Opioids are readily absorbed from the gastrointestinal tract, nasal mucosa, lungs, and after subcutaneous or intermuscular injection. Opioids are primarily excreted from the kidney in both free and conjugated forms. This assay does not hydrolyze the urine sample and looks for both parent drugs and metabolites (including glucuronide forms). The detection window for most opioids in urine is approximately 1 to 3 days with longer detection times for some compounds (ie, methadone). Benzodiazepines represent a large family of medications used to treat a wide range of disorders from anxiety to seizures and are also used in pain management. With a high risk for abuse and diversion, professional practice guidelines recommend compliance monitoring for these medications using urine drug tests. However, traditional benzodiazepine immunoassays suffer from a lack of cross-reactivity with all the benzodiazepines, so many compliant patients taking either clonazepam (Klonopin) or lorazepam (Ativan) may screen negative by immunoassay but are positive when confirmatory testing is done. The new targeted benzodiazepine screening test provides a more sensitive and specific test to check for compliance to all the commonly prescribed benzodiazepines and looks for both parent drugs and metabolites in the urine. Stimulants are sympathomimetic amines that stimulate the central nervous system activity and, in part, suppress the appetite. Amphetamine and methamphetamine are also prescription drugs used in the treatment of narcolepsy and attention-deficit disorder/attention-deficit hyperactivity disorder (ADHD). Methylphenidate is another stimulant used to treat ADHD. Phentermine is indicated for the management of obesity. All other amphetamines (eg, methylenedioxymethamphetamine: MDMA) are Drug Enforcement Administration-scheduled Class I compounds. Due to their stimulant effects, the drugs are commonly sold illicitly and abused. Physiological symptoms associated with very high amounts of ingested amphetamine or methamphetamine include elevated blood pressure, dilated pupils, hyperthermia, convulsions, and acute amphetamine psychosis. Ethyl glucuronide is a direct metabolite of ethanol that is formed by enzymatic conjugation of ethanol with glucuronic acid. Alcohol in urine is normally detected for only a few hours, whereas ethyl glucuronide can be detected in the urine for 1 to 3 days. This procedure uses immunoassay reagents that are designed to produce a negative result when no drugs are present in a natural (eg, unadulterated) specimen of urine; the assay is designed to have a high true-negative rate. Like all immunoassays, it can have a false-positive rate due to cross-reactivity with natural chemicals and drugs other than those they were designed to detect. The immunoassay also has a false-negative rate to the antibody's ability to cross-react with different drugs in the class for which it is being screened. Tobacco use is the leading cause of death in the United States. Nicotine, coadministered in tobacco products such as cigarettes, pipe, cigar, or chew is an addicting substance that causes individuals to continue use of tobacco despite concerted efforts to quit. Nicotine stimulates dopamine release and increases dopamine concentration in the nucleus accumbens, a mechanism that is thought to be the basis for addiction for drugs of abuse. Nicotine is rapidly metabolized in the liver to cotinine, exhibiting an elimination half-life of 2 hours. Cotinine exhibits an apparent elimination half-life of approximately 15 to 19 hours. Patients using tobacco products excrete nicotine in urine in the concentration range of 1000 to 5000 ng/mL. Cotinine accumulates in urine in proportion to dose and hepatic metabolism (which is genetically determined); most tobacco users excrete cotinine in the range of 1000 to 8000 ng/mL. Urine concentrations of nicotine and metabolites in these ranges indicate the subject is using tobacco or is receiving high-dose nicotine patch therapy. In addition to nicotine and metabolites, tobacco products also contain other alkaloids that can serve as unique markers of tobacco use. Two such markers are anabasine and nornicotine. Anabasine is present in tobacco products, but not nicotine replacement therapies. Nornicotine is present as an alkaloid in tobacco products and as a metabolite of nicotine. The presence of anabasine greater than 10 ng/mL or nornicotine greater than 30 ng/mL in urine indicates current tobacco use, irrespective of whether the subject is on nicotine replacement therapy. The presence of nornicotine without anabasine is consistent with use of nicotine replacement products. Heavy tobacco users who abstain from tobacco for 2 weeks exhibit urine nicotine values below 30 ng/mL, cotinine values below 50 ng/mL, anabasine levels below 2 ng/mL, and nornicotine levels below 2 ng/mL. Passive exposure to tobacco smoke can cause accumulation of nicotine metabolites in nontobacco users. Urine cotinine has been observed to accumulate up to 20 ng/mL from passive exposure. Neither anabasine nor nornicotine accumulates from passive exposure. Tobacco users engaged in programs to abstain from tobacco require support in the form of counseling, pharmacotherapy, and continuous encouragement. Occasionally, counselors may elect to monitor abstinence by biochemical measurement of nicotine and metabolites in a random urine specimen to verify abstinence. If results of biologic testing indicate the patient is actively using a tobacco product during therapy, additional counseling or intervention may be appropriate. Quantification of urine nicotine and metabolites while a patient is actively using a tobacco product is useful to define the concentrations that a patient achieves through self-administration of tobacco. Nicotine replacement dose can then be tailored to achieve the same concentrations early in treatment to assure adequate nicotine replacement so the patient may avoid the strong craving they may experience early in the withdrawal phase. This can be confirmed by measurement of urine nicotine and metabolite concentrations at steady-state (2-3 days after replacement therapy is started). Once the patient is stabilized on the dose necessary to achieve complete replacement and responding well to therapy, the replacement dose can be slowly tapered to achieve complete withdrawal. This test is intended to be used in a setting where the test results can be used to make a definitive diagnosis. | ADULTERANT SURVEY: Cutoff concentrations Oxidants: 200 mg/L Nitrites: 500 mg/L DRUG IMMUNOASSAY PANEL: Negative Screening cutoff concentrations: Barbiturates: 200 ng/mL Cocaine (benzoylecgonine-cocaine metabolite): 150 ng/mL Tetrahydrocannabinol carboxylic acid: 50 ng/mL This report is intended for use in clinical monitoring or management of patients. It is not intended for use in employment-related testing. TARGETED OPIOID SCREEN: Not detected Cutoff concentrations: Codeine: 25 ng/mL Codeine-6-beta-glucuronide: 100 ng/mL Morphine: 25 ng/mL Morphine-6-beta-glucuronide: 100 ng/mL 6-monoacetylmorphine: 25 ng/mL Hydrocodone: 25 ng/mL Norhydrocodone: 25 ng/mL Dihydrocodeine: 25 ng/mL Hydromorphone: 25 ng/mL Hydromorphone-3-beta-glucuronide: 100 ng/mL Oxycodone: 25 ng/mL Noroxycodone: 25 ng/mL Oxymorphone: 25 ng/mL Oxymorphone-3-beta-glucuronide: 100 ng/mL Noroxymorphone: 25 ng/mL Fentanyl: 2 ng/mL Norfentanyl: 2 ng/mL Meperidine: 25 ng/mL Normeperidine: 25 ng/mL Naloxone: 25 ng/mL Naloxone-3-beta-glucuronide: 100 ng/mL Methadone: 25 ng/mL 2-Ethylidene-1,5-dimethyl-3,3-diphenylpyrrolidine (EDDP): 25 ng/mL Propoxyphene: 25 ng/mL Norpropoxyphene: 25 ng/mL Tramadol: 25 ng/mL O-desmethyltramadol: 25 ng/mL Tapentadol: 25 ng/mL N-desmethyltapentadol: 50 ng/mL Tapentadol-beta-glucuronide: 100 ng/mL Buprenorphine: 5 ng/mL Norbuprenorphine: 5 ng/mL Norbuprenorphine glucuronide: 20 ng/mL TARGETED BENZODIAZEPINE SCREEN: Not detected Cutoff concentrations: Alprazolam: 10 ng/mL Alpha-hydroxyalprazolam: 10 ng/mL Alpha-hydroxyalprazolam glucuronide: 50 ng/mL Chlordiazepoxide: 10 ng/mL Clobazam: 10 ng/mL N-desmethylclobazam: 200 ng/mL Clonazepam: 10 ng/mL 7-Aminoclonazepam: 10 ng/mL Diazepam: 10 ng/mL Nordiazepam: 10 ng/mL Flunitrazepam: 10 ng/mL 7-Aminoflunitrazepam: 10 ng/mL Flurazepam: 10 ng/mL 2-Hydroxy ethyl flurazepam: 10 ng/mL Lorazepam: 10 ng/mL Lorazepam glucuronide: 50 ng/mL Midazolam: 10 ng/mL Alpha-hydroxymidazolam: 10 ng/mL Oxazepam: 10 ng/mL Oxazepam glucuronide: 50 ng/mL Prazepam: 10 ng/mL Temazepam: 10 ng/mL Temazepam glucuronide: 50 ng/mL Triazolam: 10 ng/mL Alpha-hydroxytriazolam: 10 ng/mL Zolpidem: 10 ng/mL Zolpidem phenyl-4-carboxylic acid: 10 ng/mL TARGETED STIMULANT SCREEN: Not detected Cutoff concentrations: Methamphetamine: 100 ng/mL Amphetamine: 100 ng/mL 3,4-Methylenedioxymethamphetamine (MDMA): 100 ng/mL 3,4-Methylenedioxy-N-ethylamphetamine (MDEA): 100 ng/mL 3,4-Methylenedioxyamphetamine (MDA): 100 ng/mL Ephedrine: 100 ng/mL Pseudoephedrine: 100 ng/mL Phentermine: 100 ng/mL Phencyclidine (PCP): 20 ng/mL Methylphenidate: 20 ng/mL Ritalinic acid: 100 ng/mL ETHYL GLUCURONIDE SCREEN: Negative Screening cutoff concentration: Ethyl glucuronide: 500 ng/mL NICOTINE AND METABOLITES: Non-tobacco user with no passive exposure: Nicotine: <5.0 ng/mL Cotinine: <5.0 ng/mL Anabasine: <2.0 ng/mL Nornicotine: <2.0 ng/mL | A positive result derived by this testing indicates that the patient has used one of the drugs detected by these techniques in the recent past. For information about drug testing, including estimated detection times andResult Interpretations, seeAddiction rehabilitation monitoringon MayoClinicLabs.com. | Care should be taken when interpreting results since there are many factors (eg, fluid intake and other biologic factors) that may influence a urine test result. It is possible that substances other than those investigated in the specificity study may interfere with the test and cause false-positive or negative results. Knowledge of time elapsed between last dose and specimen collection is important for interpretation of test results. | 1. Physicians' Desk Reference; 60th ed. Medical Economics Company, 2006 2. Bruntman LL, ed. Goodman and Gilman's: The Pharmacological Basis of Therapeutics. 11th ed. McGraw-Hill Book Company; 2006 3.Langman LJ, Bechtel LK, Holstege CP. Clinical toxicology. In: Rifai N, Chiu RWK, Young I, Burnham CAD, Wittwer CT, eds. Tietz Textbook of Laboratory Medicine. 7th ed. Elsevier; 2023:chap 43 4.Gutstein HB, Akil H.Opioid analgesics. In. Brunton LL, Lazo JS, Parker KL, eds: Goodman and Gilman's: The Pharmacological Basis of Therapeutics. 11th ed. McGraw-Hill Companies; 2006 5. Rovine T, Ferrero CL, American Pain Society: Chronic Pain in America: Roadblocks to Relief. Roper Starch Worldwide, Inc; 1999. Updated 2001. Accessed July 16, 2024. Available at http://accurateclinic.com/wp-content/uploads/2016/04/Chronic-Pain-In-America-Roadblocks-To-Relief-1999.pdf 6. Magnani B, Kwong T. Urine drug testing for pain management. Clin Lab Med. 2012;32(32):379-390 7. Jannetto PJ, Bratanow NC, Clark WA, et al. Executive summary: American Association of Clinical Chemistry Laboratory Medicine Practice Guideline-using clinical laboratory tests to monitor drug therapy in pain management patients. J Appl Lab Med. 2018;2(4):489-526 8. McMillin GA, Marin SJ, Johnson-Davis KL, Lawlor BG, Strathmann FG. A hybrid approach to urine drug testing using high-resolution mass spectrometry and select immunoassays. Am J Clin Pathol. 2015;143(2):234-240 9. Cone EJ, Caplan YH, Black DL, Robert T, Moser F. Urine drug testing of chronic pain patients: licit and illicit drug patterns. J Anal Toxicol. 2008;32(8):530-543 10. American Society of Addiction Medicine Consensus Statement. Appropriate Use of Drug Testing in Clinical Addiction Medicine. American Society of Addiction Medicine; 2017. Accessed July 16, 2024. Available at www.asam.org/docs/default-source/quality-science/the-asam-appropriate-use-of-drug-testing-in-clinical-addiction-medicine-full-document.pdf | Adulterant: All results are measured using spectrophotometry at wavelengths specified by the reagent manufacturer. The use of a refractometer may also be used in the specific gravity measurement.(Package inserts: Specimen Validity Test Creatinine. Roche Diagnostics; V3.0, 08/2015; Specimen Validity Test Nitrite. Roche Diagnostics; V3.0, 08/2018, Specimen Validity Test Oxidant. Roche Diagnostics; V 3.0, 08/2018; Specimen Validity Test pH Roche Diagnostics; V3.0, 02/2019, Specimen Validity Test Specific Gravity. Roche Diagnostics; V4.0, 08/2022) Drug Panel: The barbiturate, cocaine metabolite, and tetrahydrocannabinol metabolite assays are based on the kinetic interaction of microparticles in a solution as measured by changes in light transmission. In the absence of sample drug, soluble drug conjugates bind to antibody-bound microparticles, causing the formation of particle aggregates. As the aggregation reaction proceeds in the absence of sample drug, the absorbance increases. When a urine sample contains the drug in question, this drug competes with the drug derivative conjugate for microparticle-bound antibody. Antibody bound to sample drug is no longer available to promote particle aggregation, and subsequent particle lattice formation is inhibited. The presence of sample drug diminishes the increasing absorbance in proportion to the concentration of drug in the sample. Sample drug content is determined relative to the value obtained for a known cutoff concentration of drug.(Package inserts: BARB. Roche Diagnostics; V 13.0, 09/2021; THC2. Roche Diagnostics; V 13.0, 03/2022; COC2. Roche Diagnostics; V 9.0, 03/2019) Targeted Screening Panels for opioids, benzodiazepines, and stimulants: The urine sample is diluted with internal standard and clinical laboratory reagent water and then analyzed by liquid chromatography tandem mass spectrometry using a high resolution-accurate mass orbitrap detector.(Unpublished Mayo method) Ethyl Glucuronide Screen: This assay is a homogeneous, semiquantitative enzyme immunoassay. The assay is based on competition between free drug in the urine sample and a drug labeled with the enzyme glucose-6-phosphate dehydrogenase for a fixed amount of specific antibody binding sites. Active enzyme converts nicotinamide adenine dinucleotide (NAD[+]) to NADH, which results in an absorbance change that can be measured spectrophotometrically at 340 nm.(Package insert: DRI Ethyl Glucuronide Assay. Microgenics Corporation; 09/2015) Nicotine and Metabolites: Nicotine and metabolites are extracted from urine by solid-phase extraction techniques. The extract eluate is quantified by high-performance liquid chromatography tandem mass spectrometry.(Moyer TP, Charlson JR, Enger RJ, et al. Simultaneous analysis of nicotine, nicotine metabolites, and tobacco alkaloids in serum or urine by tandem mass spectrometry, with clinically relevant metabolic profiles. Clin Chem. 2002;48[9]:1460-1471;Oh J, Park MS, Chun MR, et al. A simple and high-throughput LC-MS/MS method for simultaneous measurement of nicotine, cotinine, 3-OH cotinine, nornicotine, and anabasine in urine and its application in the general Korean population. J Anal Toxicol. 2022:46(1):25-36. doi:10.1093/jat/bkaa177) | 2 to 5 days | 2 weeks | This test was developed and its performance characteristics determined by Mayo Clinic in a manner consistent with CLIA requirements. It has not been cleared or approved by the US Food and Drug Administration. | 8030780347803648032680323G0482 (if appropriate)G0483 (if appropriate) | Addiction Med Profile,22,HRMS/IA, U | 12286-1 | 616033 | Ethyl Glucuronide Screen, U | 58375-7
ADSTM | Additional Flow Stimulant (Bill Only) |  | This test is for billing purposes only. This is not an orderable test. Flow Cytometry | Yes | Additional Flow Stimulant | Varies | This test is for billing purposes only. This is not an orderable test. |  |  | This test is for billing purposes only. This is not an orderable test. | [6 empty] | Not Applicable | 86353
AGSTM | Additional Flow Stimulant, LPAGF (Bill Only) |  | This test is for billing purposes only. This is not an orderable test. Flow Cytometry | Yes | Additional Flow Stimulant, LPAGF | Varies | This test is for billing purposes only. This is not an orderable test. |  |  | This test is for billing purposes only. This is not an orderable test. | [6 empty] | Not Applicable | 86353
MGSTM | Additional Flow Stimulant, LPMGF (Bill Only) |  | This test is for billing purposes only. This is not an orderable test. Flow Cytometry | Yes | Additional Flow Stimulant, LPMGF | Varies | This test is for billing purposes only. This is not an orderable test. |  |  | This test is for billing purposes only. This is not an orderable test. | [6 empty] | Not Applicable | 86353
XSRM | Additional Sample for Reflex Oligoclonal Banding, Serum |  | Only orderable as part of a profile. For more information see: -MSP3 / Multiple Sclerosis (MS) Profile, Serum and Spinal Fluid -OLIG / Oligoclonal Banding, Serum and Spinal Fluid Collection Only | No | Additional sample for reflex OLIGS | Serum | Only orderable as part of a profile. For more information see: -MSP3 / Multiple Sclerosis (MS) Profile, Serum and Spinal Fluid -OLIG / Oligoclonal Banding, Serum and Spinal Fluid Specimen Type:Serum Collection Container/Tube: Preferred:Serum gel Acceptable:Red top Submission Container/Tube:Plastic vial Specimen Volume:1 mL Collection Instructions: 1. Centrifuge and aliquot serum in plastic vial within 2 hours of collection. 2. Label specimen as serum. | 0.5 mL | [7 empty] | 14 days | Not Applicable |  | Additional sample for reflex OLIGS | No LOINC Needed | XSRM | Additional sample for Reflex OLIGS | No LOINC Needed
VID2 | Additional Testing Virus Ident (Bill Only) |  | This test is for Billing Purposes Only. This is not an orderable test. | Yes | Additional Testing Virus Ident | Varies | This test is for Billing Purposes Only. This is not an orderable test. |  |  | This test is for Billing Purposes Only. This is not an orderable test. | [6 empty] | Not Applicable | 87253
FADCF | Adenosine Deaminase in CSF |  | Quantitative Spectrophotometry | Yes | Adenosine Deaminase in CSF | CSF | Collect CSF in a leak-proof container. Centrifuge specimen at room temperature and send 0.5 mL frozen. | 0.2 mL |  | 0-9 U/L |  |  |  |  | 1 to 8 days |  | This test was developed and its performance characteristics determined by ARUP Laboratories. It has not been cleared or approved by the US Food and Drug Administration. This test was performed in a CLIA certified laboratory and is intended for clinical purposes. | 84311 | Adenosine Deaminase in CSF | 35703-8 | Z5892 | Adenosine Deaminase, CSF | 35703-8
FADFL | Adenosine Deaminase in Peritoneal Fluid |  | Quantitative Spectrophotometry | Yes | Adenosine Deaminase Peritoneal Fld | Peritoneal | Specimen Type: Peritoneal fluid (Ascites, Paracentesis)Container/Tube: Standard transport container Specimen volume:0.5 mL Collection Instructions:Collect Peritoneal Fluid in a leak-proof container. Centrifuge specimen at room temperature, transfer 0.5 mL peritoneal fluid to plastic vial and Ship frozen. The specimen must remain frozen until received at the performing lab. | 0.2 mL |  | 0 - 30 U/L |  |  |  |  | 1 to 8 days |  | This test was developed and its performance characteristics determined by ARUP Laboratories. It has not been cleared or approved by the U.S. Food and Drug Administration. This test was performed in a CLIA certified laboratory and is intended for clinical purposes. | 84311 | Adenosine Deaminase Peritoneal Fld | 49759-4 | FADFL | Adenosine Deaminase Peritoneal Fld | 49759-4
FADDP | Adenosine Deaminase, Pericardial Fluid |  | Quantitative Spectrophotometry | Yes | Adenosine Deaminase Pericardial Fld | Body Fluid | Specimen Type:Pericardial Fluid Sources:Pericardial Fluid Container/Tube:Standard Transport Tube Specimen Volume:0.5 mL Collection Instructions:Collect Pericardial Fluid in a leak-proof container. Centrifuge specimen at room temperature, transfer 0.5 mL pericardial fluid to plastic vial and freeze. Note:Specimen must remain frozen until received at performing lab. | 0.2 mL |  | 0-40 U/L |  |  |  |  | 1 to 8 days |  | This test was developed and its performance characteristics determined by ARUP Laboratories. It has not been cleared or approved by the US Food and Drug Administration. This test was performed in a CLIA certified laboratory and is intended for clinical purposes. | 84311 | Adenosine Deaminase Pericardial Fld | 49760-2 | Z5894 | Adenosine Deaminase Pericardial Fld | 49760-2
FADPF | Adenosine Deaminase, Pleural Fluid |  | Quantitative Spectrometry | Yes | Adenosine Deaminase Pleural Fld | Pleural Fluid | Specimen Type: Pleural Fluid Sources: Pleural Fluid Container/Tube: Standard Transport Tube Specimen Volume: 0.5 mL Collection Instructions:Collect Pleural fluid in a leak proof container; centrifuge specimen at room temperature, transfer 0.5 mL to standard tube and freeze. Ship frozen. Note: Specimen must remain frozen until received at performing lab. | 0.2 mL |  | 0 - 30 U/L |  |  |  |  | 1 to 8 days |  | This test was developed and its performance characteristics determined by ARUP Laboratories. It has not been cleared or approved by the US Food and Drug Administration. This test was performed in a CLIA certified laboratory and is intended for clinical purposes. | 84311 | Adenosine Deaminase Pleural Fld | 35704-6 | Z5889 | Adenosine Deaminase Pleural Fld | 35704-6
FADBC | Adenosine Deaminase, RBC |  | Kinetic Spectrophotometry | No | Adenosine Deaminase RBC | Whole Blood EDTA | Specimen Type: Whole Blood Container/Tube: Lavender top (EDTA) Specimen Volume: 1 mL Collection Instructions: Draw blood in a lavender-top (EDTA), or green-top (sodium or lithium heparin) tube(s). Send 1 mL EDTA or Sodium or Lithium heparin whole blood refrigerate. | 0.5 mL |  | 400 - 900 mU/g Hb | Adenosine Deaminase (ADA) deficiency is an autosomal recessive disorder of purine metabolism primarily affecting lymphocyte development, viability, and function. Affected individuals have less than 1 percent of normal ADA catalytic activity in red cell hemolysates. ADA deficiency is the cause of 20-30 percent of SCID cases. Ifthe patient has been recently transfused, ADA deficiency may be masked; interpret results with caution. Heterozygotes cannot be identified by this test. |  |  |  | 1 to 7 days |  | This test was developed and its performance characteristics determined by ARUP Laboratories. The U.S. Food and Drug Administration has not approved or cleared this test; however, FDA clearance or approval is not currently required for clinical use. The results are not intended to be used as the sole means for clinical diagnosis or patient management decisions. | 84311 | Adenosine Deaminase RBC | 47549-1 | FADBC | Adenosine Deaminase RBC | 47549-1
FADNA | Adenovirus DNA, Quantitative Real-Time PCR, Plasma |  | Real-Time Polymerase Chain Reaction (RT-PCR) | Yes | Adenovirus DNA, Quant RT PCR, P | Plasma | Source is required. Specimen Type:Plasma Collection Container/Tube:lavender-top (EDTA) Submission Container Type:12x75 mm screw capped vial Specimen Volume:1 mL Collection Instructions:Draw blood in a lavender-top (EDTA) tube(s). Spin down and transfer 1 mL EDTA plasma into a plastic, screw capped vial. Send specimen refrigerated. | 0.6 mL |  | Not Detected |  |  |  |  | 4 to 8 days |  | This test was developed and its analytical performance characteristics have been determined by Quest Diagnostics. It has not been cleared or approved by FDA. This assay has been validated pursuant to the CLIA regulations and is used for clinical purposes. | 87799 | Adenovirus DNA, Quant RT PCR, P | 49340-3 | Z6090 | Adenovirus DNA, QN RT PCR | 64038-3
FADQP | Adenovirus DNA, Quantitative Real-Time PCR, WB |  | Real-Time Polymerase Chain Reaction (RT-PCR) | Yes | Adenovirus DNA, Quant RT PCR, WB | Whole blood | Source is required. Specimen Type:Whole Blood Container/Tube:Lavender-top (EDTA) Specimen Volume:1 mL Collection Instructions:Draw blood in a lavender-top (EDTA) tube(s) and send 1 mL whole blood refrigerated(DO NOT FREEZE). | 0.6 mL |  | Not Detected |  |  |  |  | 4 to 8 days |  | This test was developed and its analytical performance characteristics have been determined by Quest Diagnostics. It has not been cleared or approved by FDA. This assay has been validated pursuant to the CLIA regulations and is used for clinical purposes. | 87799 | Adenovirus DNA, Quant RT PCR, WB | Not Provided | Z6311 | Adenovirus DNA, QN RT PCR | 64038-3
ADV | Adenovirus Immunostain, Technical Component Only | Identification of adenovirus infection | Immunohistochemistry (IHC) | Yes | Adenovirus IHC, Tech Only | For the initial technical component only immunohistochemical (IHC) stain performed, the appropriate bill-only test ID will be reflexed and charged (IHTOI). For each additional technical component only IHC stain performed, an additional bill-only test ID will be reflexed and charged (IHTOA). | Supplies:Immunostain Technical Only Envelope (T693) Specimen Type:Tissue Container/Tube:Immunostain Technical Only Envelope Preferred:2 Unstained positively charged glass slide (25- x 75- x 1-mm) per test ordered; sections 4-microns thick. Acceptable:Formalin-fixed, paraffin-embedded (FFPE) tissue block | See Specimen Required | Adenoviruses are 65 to 80 nm, nonenveloped, regular icosahedron pathogens containing double-stranded DNA. Adenovirus infection is often associated with respiratory (HAdV-B and C) and gastrointestinal illness (HAdV-F serotypes 40 and 41) as well as conjunctivitis (HAdV-B and D). Over 51 types of immunologically distinct adenovirus serotypes have been categorized. |  | This test does not include pathologist interpretation, only technical performance of the stain. If interpretation is required, order PATHC / Pathology Consultation for a full diagnostic evaluation or second opinion of the case. The positive and negative controls are verified as showing appropriate immunoreactivity. If a control tissue is not included on the slide, a scanned image of the relevant quality control tissue is available upon request; call 855-516-8404. Interpretation of this test should be performed in the context of the patient's clinical history and other diagnostic tests by a qualified pathologist. | Age of a cut paraffin section can affect immunoreactivity. Stability thresholds vary widely among published literature and are antigen dependent. Best practice is for paraffin sections to be cut within 6 weeks. | 1. Wu E, Nemerow GR. Virus yoga: the role of flexibility in virus host cell recognition. Trends Microbiol 2004;124(4):162-169 2. Ohori NP, Michaels MG, Jaffe R, et al. Adenovirus pneumonia in lung transplant recipients. Hum Pathol 1995;26(10):1073-1079 3. Koneru B, Jaffe R, Esquivel CO, et al. Adenoviral infections in pediatric liver transplant recipients. JAMA 1987;258(4):489-492 4. Magaki S, Hojat SA, Wei B, So A, Yong WH. An introduction to the performance of immunohistochemistry. Methods Mol Biol. 2019;1897:289-298. doi:10.1007/978-1-4939-8935-5_25 | Immunohistochemistry on sections of paraffin-embedded tissue.(Unpublished Mayo method) | 1 to 3 days | Until staining is complete. | This test has been cleared, approved, or is exempt by the US Food and Drug Administration and is used per manufacturer's instructions. Performance characteristics were verified by Mayo Clinic in a manner consistent with CLIA requirements. | 88342-TC, primary88341-TC, if additional IHC | Adenovirus IHC, Tech Only | Order only;no result | 70666 | Adenovirus IHC, Tech Only | Bill only; no result
LCADP | Adenovirus, Molecular Detection, PCR, Plasma | Aiding in diagnosing adenovirus infections using plasma specimens | Real-Time Polymerase Chain Reaction (PCR)/DNA Probe Hybridization | Yes | Adenovirus PCR, P | Plasma EDTA | Collection Container/Tube:Lavender top (EDTA) Submission Container/Tube:Screw-capped, sterile container Specimen Volume:1 mL Collection Instructions:Centrifuge and aliquot plasma into a sterile, plastic vial. | 0.3 mL | Human adenoviruses cause a variety of diseases, including pneumonia, cystitis, conjunctivitis, diarrhea, hepatitis, myocarditis, and encephalitis. In humans, adenoviruses have been recovered from almost every organ system. Infections can occur at any time of the year and in all age groups. Currently, there are over 50 adenovirus serotypes that have been grouped into 6 separate subgenera. Although adenovirus can be recovered in cell culture, it can take up to 3 weeks for the virus to be identified by culture methods (Mayo's shell vial culture provides more rapid results, reported at 2 and 5 days). Polymerase chain reaction assays offer a rapid, specific, and sensitive means of diagnosis by detecting adenovirus DNA. | Negative | A positive result indicates the presence of adenovirus nucleic acid in the clinical specimen. A negative result does not rule out the presence of adenoviruses because viral DNA may be present at levels below the detection limits of this assay. | Test results should be used as an aid in diagnosis and should not be considered diagnostic in themselves. Although the reference range is generally considered to be "Negative" for this assay, adenovirus DNA may be detected from asymptomatic individuals in certain settings. This assay should only be used to test patients with clinical history and symptoms consistent with adenovirus disease, and is not used to screen healthy patients. | 1.Florescu DF, Schaenman JM: Adenovirus in solid organ transplant recipients: Guidelines from the American Society of Transplantation Infectious Diseases Community of Practice. Clin Transplant. 2019 Sep;33(9):e13527 2. Buckwalter SP, Teo R, Espy MJ, Sloan LM, Smith TF, Pritt BS: Real-time qualitative PCR for 57 human adenovirus types from multiple specimen sources. J Clin Microbiol. 2012 Mar;50(3):766-771. doi:10.1128/jcm.05629-11 3. Ebner K, Pinsker W, Lion T: Comparative sequence analysis of the hexon gene in the entire spectrum of human adenovirus serotypes: phylogenetic, taxonomic, and clinical implications. J Virol. 2005 Oct;79(20):12635-12642 4. Ebner K, Suda M, Watzinger F, Lion T: Molecular detection and quantitative analysis of the entire spectrum of human adenoviruses by a two-reaction real-time PCR assay. J Clin Microbiol. 2005 Jul;43(7):3049-3053 5. Jothikumar N, Cromeans TL, Hill VR, Lu X, Sobsey MD, Erdman DD: Quantitative real-time PCR assays for the detection of human adenoviruses and identification of serotypes 40 and 41. Appl Environ Microbiol. 2005 Jun;71(6):3131-3136 6. Robinson C, Echavarria M: Adenovirus. In: Murray PR, Baron EJ, Jorgensen JH, eds. Manual of Clinical Microbiology. ASM Press; 2007:1589-1600 7. Kaneko H, Maruko I, Iida T, et al: The possibility of human adenovirus detection from the conjunctiva in asymptomatic cases during a nosocomial infection. Cornea 2008 Jun;27(5):527-530 | Respiratory, swabs, stools, tissues, plasma, and urine samples are processed according to specimen source. Viral nucleic acid is extracted by the MagNA Pure automated instrument (Roche Applied Science). Primers and fluorescence resonance energy transfer (FRET) probes target a relatively conserved 185 base-pair region of the adenovirus penton gene. The LightCycler instrument (Roche Applied Science) amplifies and monitors the development of target nucleic acid sequences after the annealing step during polymerase chain reaction (PCR) cycling. This automated PCR system rapidly detects amplicon development through stringent air-controlled temperature cycling in capillary cuvettes. The detection of amplified products is based on the FRET principle. For FRET product detection, a hybridization probe with a donor fluorophore, fluorescein, on the 3'-end is excited by an external light source and emits light that is absorbed by a second hybridization probe with an acceptor fluorophore, LC-Red 640, at the 5'-end. The acceptor fluorophore then emits a light of a different wavelength that can be measured with a signal that is proportional to the amount of specific PCR product.(Unpublished Mayo method) | 2 to 5 days | 1 week | This test was developed and its performance characteristics determined by Mayo Clinic in a manner consistent with CLIA requirements. It has not been cleared or approved by the US Food and Drug Administration. | 87798 | Adenovirus PCR, P | 21055-9 | 56088 | Adenovirus PCR, P | 21055-9
LADV | Adenovirus, Molecular Detection, PCR, Varies | Aiding in the diagnosis of adenovirus infections | Real-Time Polymerase Chain Reaction (PCR)/DNA Probe Hybridization | Yes | Adenovirus PCR | Varies | Submit only 1 of the following specimens: Specimen Type:Body fluid Sources:Pleural, peritoneal, ascites, pericardial, or amniotic Container/Tube:Sterile container Specimen Volume:0.5 mL Collection Instructions:Do not centrifuge. Specimen Type:Respiratory Sources:Bronchial washing, bronchoalveolar lavage, nasopharyngeal aspirate or washing, sputum, or tracheal aspirate Container/Tube:Sterile container Specimen Volume:1 mL Specimen Type:Spinal fluid Container/Tube:Sterile vial Specimen Volume:0.5 mL Collection Instructions:Do not centrifuge. Specimen Type:Stool Supplies:Stool Collection Kit, Random (T635) Container/Tube:Sterile container Specimen Volume:1 g Specimen Type:Swab Supplies:M4-RT (T605) Sources:Nasal, throat, respiratory, genital, or ocular Container/Tube:Multimicrobe media (M4-RT) and Eswabs Specimen Volume:Entire specimen Collection Instructions:Place swab back into a multimicrobe media (M4-RT, M4, or M5). Specimen Type:Tissue Supplies:M4-RT (T605) Container/Tube:Sterile container containing 1 mL to 2 mL of sterile saline or multimicrobe medium (M4-RT, M4, or M5) Specimen Volume:Entire collection Collection Instructions:Collect fresh tissue specimen. Specimen Type:Urine Container/Tube:Sterile container Specimen Volume:1 mL Collection Instructions:Collect a random urine specimen. | Body fluid and respiratory specimens: 0.5 mL Spinal fluid and urine: 0.3 mL Stool: 0.5 g Swab or Tissue: See Specimen Required | Human adenoviruses cause a variety of diseases, including pneumonia, cystitis, conjunctivitis, diarrhea, hepatitis, myocarditis, and encephalitis. In humans, adenoviruses have been recovered from almost every organ system. Infections can occur at any time of the year and in all age groups. Currently, there are over 50 adenovirus serotypes that have been grouped into 6 separate subgenera. Although adenovirus can be recovered in cell culture, it can take up to 3 weeks for the virus to be identified by culture methods (Mayo Clinic's shell vial culture provides more rapid results, reported at 2 and 5 days). Serological tests have faster turnaround times but can be less sensitive compared to culture. Polymerase chain reaction assays offer a rapid, specific, and sensitive means of diagnosis by detecting adenovirus DNA. | Negative | A positive result indicates the presence of adenovirus DNA in the clinical specimen. A negative result does not rule out the presence of adenovirus because viral DNA may be present at levels below the detection limits of this assay. | Test results should be used as an aid in diagnosis and should not be considered diagnostic in themselves. Although the reference range is generally considered to be "Negative" for this assay, adenovirus DNA may be detected from asymptomatic individuals in certain settings. This assay should only be used to test patients with clinical history and symptoms consistent with adenovirus disease, and is not used to screen healthy patients. | 1. Florescu DF, Schaenman JM. Adenovirus in solid organ transplant recipients: Guidelines from the American Society of Transplantation Infectious Diseases Community of Practice. Clin Transplant. 2019;33(9):e13527 2. Buckwalter SP, Teo R, Espy MJ, Sloan LM, Smith TF, Pritt BS. Real-time qualitative PCR for 57 human adenovirus types from multiple specimen sources. J Clin Microbiol. 2012;50(3):766-771. doi:10.1128/jcm.05629-11 3. Ebner K, Pinsker W, Lion T. Comparative sequence analysis of the hexon gene in the entire spectrum of human adenovirus serotypes: phylogenetic, taxonomic, and clinical implications. J Virol. 2005;79(20):12635-12642 4. Ebner K, Suda M, Watzinger F, Lion T. Molecular detection and quantitative analysis of the entire spectrum of human adenoviruses by a two-reaction real-time PCR assay. J Clin Microbiol. 2005;43(7):3049-3053 5. Jothikumar N, Cromeans TL, Hill VR, Lu X, Sobsey MD, Erdman DD. Quantitative real-time PCR assays for the detection of human adenoviruses and identification of serotypes 40 and 41. Appl Environ Microbiol. 2005;71(6):3131-3136 6. Robinson C, Echavarria M: Adenovirus. In: Murray PR, Baron EJ, Jorgensen JH, eds. Manual of Clinical Microbiology. ASM Press; 2007:1589-1600 7. Kaneko H, Maruko I, Iida T, et al. The possibility of human adenovirus detection from the conjunctiva in asymptomatic cases during a nosocomial infection. Cornea. 2008;27(5):527-530 | Respiratory, swabs, stools, tissues, plasma, and urine samples are processed according to specimen source. Viral nucleic acid is extracted by the MagNA Pure automated instrument (Roche Applied Science). Primers and fluorescence resonance energy transfer (FRET) probes target a relatively conserved 185 base-pair region of the adenovirus penton gene. The LightCycler instrument (Roche Applied Science) amplifies and monitors the development of target nucleic acid sequences after the annealing step during polymerase chain reaction (PCR) cycling. This automated PCR system rapidly detects amplicon development through stringent air-controlled temperature cycling in capillary cuvettes. The detection of amplified products is based on the FRET principle. For FRET product detection, a hybridization probe with a donor fluorophore, fluorescein, on the 3'-end is excited by an external light source and emits light that is absorbed by a second hybridization probe with an acceptor fluorophore, LC-Red 640, at the 5'-end. The acceptor fluorophore then emits a light of a different wavelength that can be measured with a signal that is proportional to the amount of specific PCR product.(Unpublished Mayo method) | 2 to 5 days | 1 week | This test was developed and its performance characteristics determined by Mayo Clinic in a manner consistent with CLIA requirements. It has not been cleared or approved by the US Food and Drug Administration. | 87798 | Adenovirus PCR | 39528-5 | 89074 | Adenovirus PCR | 39528-5
AK1 | Adenylate Kinase Enzyme Activity, Blood | Evaluation of chronic nonspherocytic hemolytic anemia | Kinetic Spectrophotometry | Yes | Adenylate Kinase, B | Whole Blood ACD-B | Collection Container/Tube: Preferred:Yellow top (ACD solution B) Acceptable:Lavender top (EDTA) Specimen Volume:6 mL Collection Instructions:Send specimen in original tube.Do nottransfer blood to other containers. | 1 mL | Adenylate kinase (AK) is a monomeric enzyme that catalyzes the nucleotide phosphoryl interconversion ofadenosine triphosphate (ATP) andadenosine monophosphate(AMP) to 2 molecules of adenosine diphosphate(ADP). The level of enzyme activity in neonates is normally mildly to moderately lower than in adults. AK deficiency (OMIM 612631) is a rare cause of autosomal recessive nonspherocytic hemolytic anemia. Although rare, AK deficient-associated anemia has been described in multiple families of varied ethnic origin. Those individuals with heterozygous genetic alterations are predominantly asymptomatic and show a normal phenotype. Those individuals with homozygous or compound heterozygous genetic alterations display congenital chronic nonspherocytic hemolytic anemia (hemoglobin [Hb] levels of 8-9 g/dL) with hyperbilirubinemia and gallstones. Patients typically present at birth or in early childhood. Some patients have psychomotor impairment, although the pathogenesis is not well understood. Concurrentglucose 6-phosphate dehydrogenase (G6PD)deficiency exacerbates the anemia (Hb 6 g/dL). AK activity levels range from 0% to 44%, although most show less than 30% activity. Carriers have normal to only mildly decreased enzyme activity (1). Patients may respond well to splenectomy. | > or =12 months: 195-276 U/g Hb Reference values have not been established for patients who are less than 12 months of age. | In adenylate kinase deficiency, values are expected to be less than 30% of normal mean, although this value should be interpreted in the context of age of the patient and other enzyme values. | Recent transfusion may mask the patient's intrinsic enzyme activity and cause unreliable results. Some enzyme deficiency disorders can be masked by reticulocytosis and comparison of activities of other RBC enzyme activities in this panel can be useful. Adenylate kinase enzyme activity can normally be mildly to moderately decreased in neonates. | 1. Niizuma H, Kanno H, Sato A, Ogura H, Imaizumi M: Splenectomy resolves hemolytic anemia caused by adenylate kinase deficiency. Pediatr Int. 2017;59(2):228-230 2. Rapley S, Harris H: Red cell adenylate kinase activity in AK1 and AK 2-1 phenotypes. Annals of Human Genetics. 1970;33:361-364. doi: 10.1111/j.1469-1809 3. Mohrenweiser HW. Frequency of enzyme deficiency variants in erythrocytes of newborn infants. Proc Natl Acad Sci U S A. 1981;78(8):5046-5050 4. Corrons JL, Garcia E, Tusell JJ, Varughese KI, West C, Beutler E: Red cell adenylate kinase deficiency: molecular study of 3 new mutations (118G>A, 190G>A, and GAC deletion) associated with hereditary nonspherocytic hemolytic anemia. Blood. 2003;102(1):353-356 5. Toren A., Brok-Simoni F, Ben-Bassat I, et al: Congenital haemolytic anaemia associated with adenylate kinase deficiency. Brit. J. Haemat. 1994;87(2):376-380 6. Bianchi P, Zappa M, Bredi E, et al: A case of complete adenylate kinase deficiency due to a nonsense mutation in AK-1 gene (arg107-to-stop, CGA-to-TGA) associated with chronic haemolytic anaemia. Brit. J. Haemat. 1999;105(1):75-79 7. Lachant NA, Zerez CR, Barredo J, et al: Hereditary erythrocyte adenylate kinase deficiency: A defect of multiple phosphotransferases? Blood. 1991;77(12):2774-2784 8. Koralkova P, van Solinge WW, van Wijk R: Rare hereditary red blood cell enzymopathies associated with hemolytic anemia-pathophysiology, clinical aspects and laboratory diagnosis. Int J Lab Hematol. 2014;36(3):388-397 | Adenylate kinase (myokinase) catalyzes the dismutation of adenosine diphosphate (ADP) into adenosine monophosphate and adenosine triphosphate. In this assay, the reverse reaction is measured by following the formation of ADP with pyruvate kinase and lactate dehydrogenase reactions resulting in1,4-dihydronicotinamide adenine dinucleotide(NADH) being oxidized to NAD(+). The decrease in absorbance that occurs as NADH is oxidized is measured spectrophotometrically at 340 nm by an automated chemistry analyzer.(Beutler E: Red Cell Metabolism. A Manual of Biochemical Methods. 3rd ed. Grune and Stratton; 1984:93-95;van Solinge WW, van Wijk: Enzymes of the red blood cell.In: Rifai N, Horvath AR, Wittwer CT: eds. Tietz Textbook of Clinical Chemistry and Molecular Diagnostics. 6th ed. Elsevier; 2018:chap 30) | 1 to 6 days | 7 days | This test was developed and its performance characteristics determined by Mayo Clinic in a manner consistent with CLIA requirements. It has not been cleared or approved by the US Food and Drug Administration. | 82657 | Adenylate Kinase, B | 44051-1 | AKCL | Adenylate Kinase, B | 44051-1
AKC | Adenylate Kinase Enzyme Activity, Blood | Assessment of adenylate kinase activity as part of the evaluation of chronic nonspherocytic hemolytic anemia | Only available as part of a profile. For more information see: -HAEV1 / Hemolytic Anemia Evaluation, Blood -EEEV1 / Red Blood Cell (RBC) Enzyme Evaluation, Blood Kinetic Spectrophotometry (KS) | Yes | Adenylate Kinase, B | Whole Blood ACD-B | Only available as part of a profile. For more information see: -HAEV1 / Hemolytic Anemia Evaluation, Blood -EEEV1 / Red Blood Cell (RBC) Enzyme Evaluation, Blood |  | Adenylate kinase (AK) is a monomeric enzyme that catalyzes the nucleotide phosphoryl interconversion ofadenosine triphosphate (ATP) andadenosine monophosphate(AMP) to 2 molecules of adenosine diphosphate(ADP). The level of enzyme activity in neonates is normally mildly to moderately lower than in adults. AK deficiency (OMIM 612631) is a rare cause of autosomal recessive nonspherocytic hemolytic anemia. Although rare, AK deficient-associated anemia has been described in multiple families of varied ethnic origin. Those individuals with heterozygous genetic alterations are predominantly asymptomatic and show a normal phenotype. Those individuals with homozygous or compound heterozygous genetic alterations display congenital chronic nonspherocytic hemolytic anemia (hemoglobin [Hb] levels of 8-9 g/dL) with hyperbilirubinemia and gallstones. Patients typically present at birth or in early childhood. Some patients have psychomotor impairment, although the pathogenesis is not well understood. Concurrentglucose 6-phosphate dehydrogenase (G6PD)deficiency exacerbates the anemia (Hb 6 g/dL). AK activity levels range from 0% to 44%, although most show less than 30% activity. Carriers have normal to only mildly decreased enzyme activity (1). Patients may respond well to splenectomy. | Only available as part of a profile. For more information see: -HAEV1 / Hemolytic Anemia Evaluation, Blood -EEEV1 / Red Blood Cell (RBC) Enzyme Evaluation, Blood > or =12 months: 195-276 U/g Hb Reference values have not been established for patients who are younger than 12 months of age. | In adenylate kinase deficiency, values are expected to be less than 30% of normal mean, although this value should be interpreted in the context of age of the patient and other enzyme values. | Recent transfusion may mask the patient’s intrinsic enzyme activity and cause unreliable results. Adenylate kinase (AK)enzyme activity can normally be mildly to moderately decreased in neonates. | 1. Niizuma H, Kanno H, Sato A, Ogura H, Imaizumi M: Splenectomy resolves hemolytic anemia caused by adenylate kinase deficiency. Pediatr Int. 2017;59(2):228-230 2. Rapley S, Harris H. Red cell adenylate kinase activity in AK1 and AK 2-1 phenotypes. Annals of Human Genetics. 1970;33:361-364. doi:10.1111/j.1469-1809 3. Mohrenweiser HW. Frequency of enzyme deficiency variants in erythrocytes of newborn infants. Proc Natl Acad Sci U S A. 1981;78(8):5046-5050 4. Corrons JL, Garcia E, Tusell JJ, Varughese KI, West C, Beutler E. Red cell adenylate kinase deficiency: molecular study of 3 new mutations (118G>A, 190G>A, and GAC deletion) associated with hereditary nonspherocytic hemolytic anemia. Blood. 2003;102(1):353-356 5. Toren A., Brok-Simoni F, Ben-Bassat I, et al. Congenital haemolytic anaemia associated with adenylate kinase deficiency. Brit. J. Haemat. 1994;87:376-380 6. Bianchi P, Zappa M, Bredi E, et al. A case of complete adenylate kinase deficiency due to a nonsense mutation in AK-1 gene (arg107-to-stop, CGA-to-TGA) associated with chronic haemolytic anaemia. Brit. J. Haemat. 1999;105(1):75-79 7. Lachant NA, Zerez CR, Barredo J, et al. Hereditary erythrocyte adenylate kinase deficiency: A defect of multiple phosphotransferases? Blood. 1991;77(12):2774-2784 8. Koralkova P, van Solinge WW, van Wijk R. Rare hereditary red blood cell enzymopathies associated with hemolytic anemia-pathophysiology, clinical aspects and laboratory diagnosis. Int J Lab Hematol. 2014;36:388-397 | Adenylate kinase (myokinase) catalyzes the dismutation of adenosine diphosphate (ADP) into adenosine monophosphate and adenosine triphosphate. In this assay, the reverse reaction is measured by following the formation of ADP with pyruvate kinase and lactate dehydrogenase reactions resulting in1,4-dihydronicotinamide adenine dinucleotide(NADH) being oxidized to NAD(+). The decrease in absorbance that occurs as NADH is oxidized is measured spectrophotometrically at 340 nm by an automated chemistry analyzer.(Beutler E: Red Cell Metabolism. A Manual of Biochemical Methods. 3rd ed. Grune and Stratton; 1984:93-95;van Solinge WW, van Wijk: Enzymes of the red blood cell.In: Rifai N, Horvath AR, Wittwer CT: eds. Tietz Textbook of Clinical Chemistry and Molecular Diagnostics. 6th ed. Elsevier; 2018:chap 30) | 5 days | 7 days | This test was developed and its performance characteristics determined by Mayo Clinic in a manner consistent with CLIA requirements. It has not been cleared or approved by the US Food and Drug Administration. | 82657 | Adenylate Kinase, B | 44051-1 | AKCL | Adenylate Kinase, B | 44051-1
ACC | Adrenal Mass Panel, 24 Hour, Urine | Aiding in assessing malignancy in adrenal masses May aid in improving diagnostic and prognostic prediction and dissect disease mechanisms for the following applications: -Diagnostic assessment and follow up ofadrenal cortical carcinoma (ACC) -Differential diagnostic assessment of adrenal tumors -Additional assessment related to Cushing syndrome, mild autonomous cortisol secretion, primary aldosteronism, inborn errors of steroidogenesis, polycystic ovary syndrome This test isnot useful forestablishing eligibility for a specific treatment as results must be interpreted in conjunction with the clinical status of the patient. | Liquid Chromatography Tandem Mass Spectrometry, High-Resolution Accurate Mass (LC-MS/MS HRAM) | Yes | Adrenal Mass Panel, 24 Hr, U | Testing begins with a clinical risk assessment based on clinical data before integration with biochemical steroid data to assess the probability of a malignant adrenal cortical carcinoma (ACC) or other malignancy (sarcoma, lymphoma, other) as well as the probability of a benign mass (adenoma, myelolipoma, cyst, other). | Supplies:Sarstedt Aliquot Tube, 5 mL (T914) Container/Tube:Plastic urine tube Specimen Volume:4 mL Collection Instructions: 1. Collect urine for a full 24 hours (required) and record the total volume. 2.Do not add preservatives.Specimens containing preservatives will be canceled. 3. Entire24 hourcollection must be mixed well prior to aliquoting into a 5 mL plastic tube. Additional Information:SeeUrine Preservatives-Collection and Transportation for 24-Hour Urine Specimensfor multiple collections. | 2 mL | Approximately 80 million computerized tomography (CT) scans are performed in the United States every year. Adrenal tumors are found incidentally in about 5% of patients undergoing abdominal CT. Most of these tumors will be benign, but a small fraction are adrenal cortical carcinomas (ACC), a cancer with high mortality and frequent recurrence. Even for localized disease, the 5-year survival rates do not exceed 65%, while distant spread is associated with a greater than 90% mortality rate.Early diagnosis of a malignant adrenal mass is therefore imperative to assure timely and appropriate therapy. Unfortunately, CT imaging alone is very limited in its ability to distinguish benign from malignant adrenal tumors since only very small and hypodense lesions can be easily dismissed as benign. The sizeable group of patients with larger or denser tumors ends up with an arduous workup that frequently includes additional imaging studies, hormonal testing, and biopsy. However, even the latter has both a high diagnostic false-positive and false-negative rate, and ultimately the tumor is often resected, sometimes unnecessarily. On the other hand, the delays due to the diagnostic work might compromise optimal care for those tumors that prove malignant. In addition, patients who are believed to probably not have adrenal cancer after their workup, and those who opt out of surgery, often still require long-term follow up with regular re-imaging and repeated hormone testing, with resultant radiation exposure and high healthcare costs. This adrenal mass panel is a noninvasive and more accurate test to diagnose malignant adrenal tumors, via urinary steroid profiling. It differentiates ACC, a rare and lethal tumor, from benign adrenocortical adenomas (ACA), including those that overproduce corticosteroids, or mineral steroids, or sex steroids, or those that are hormonally inactive. The test utilizes both clinical and laboratory data. The clinical parameters are age at diagnosis and sex of the patient, the size of the tumor by CT scanning and its CT density in Hounsfield units, whether it was detected incidentally or not, and whether there is evidence of hormone overproduction. All of this data are readily available for almost all patients with an adrenal mass and are used by an algorithm to calculate the pretest probability of having ACC. The steroid profile testing is then performed, and the results are added into the risk calculation algorithm to generate an integrated probability. The final result will provide the referring physicians a highly accurate probability for ACC and will thereby facilitate the optimal choice of further investigation, if any, based on an informed discussion between doctor and patient. In addition, it allows, albeit with lesser accuracy, the detection of malignant adrenal tumors that are not ACCs. Finally, standalone steroid profiles can be performed for the purpose of offering the diagnosis of complex assessment of steroidal disorders, disease monitoring of patients with ACC, and for novel investigations, such as biopharma studies. Understanding the Adrenal Glands: The human body has 2 adrenal glands, one above each kidney. Adrenal glands influence many processes and functions of the body, mainly through production of 3 types of steroid hormones: -Mineralocorticoids (eg, aldosterone, which helps control blood pressure) -Glucocorticoids (eg, cortisol, which is important for metabolism, immune response, and stress) -Sex steroids (eg, DHEAS, a precursor of testosterone and estradiol) These steroids are all synthesized from cholesterol via enzymes in the adrenal glands. In benign ACA, near-normal levels of precursor and bioactive steroids are produced. By contrast, ACC frequently shows abnormal patterns of steroid production. By measuring 25 different steroid metabolites, even subtle abnormalities can be detected. This is the basis for the assessment capability of profiling 25 steroids. In addition, catecholamines-the "flight or fight hormones"-are also synthesized in a different portion of the adrenal glands. This portion is not examined in the ACC panel. Epidemiology of Adrenal Tumors: Adrenal masses are found in 1% to 5% of the adult population. The prevalence increases with age, to around 10% in 70-year-old patients. Although the majority of these tumors are benign, around 30% of adrenal tumors (>4cm) are malignant (half are represented by ACC), and the survival rate for these patients is very poor unless detected early. | Note:Due to the wide range of urine steroid metabolite concentrations seen in healthy individuals and their skewed distribution, the reference values are based on the back calculated +/- 3SD of log transformed data. Males 18-49 years: Androsterone: 182-29,212 mcg/24 hour Etiocholanolone: 133-23,272 mcg/24 hour Dehydroepiandrosterone: <5-81,554 mcg/24 hour 16a-OH-Dehydroepiandrosterone: 13-29,945 mcg/24 hour 5-Pregnenetriol: 23-7,328 mcg/24 hour 5-Pregnenediol: 13-2,823 mcg/24 hour Tetrahydro-11-Corticosterone: 8-1,961 mcg/24 hour Tetrahydro-11-Deoxycorticosterone: <5-316 mcg/24 hour Pregnanediol: 12-3,812 mcg/24 hour 17a-OH-Pregnanolone: 15-2,466 mcg/24 hour Pregnanetriol: 66-9,409 mcg/24 hour Pregnanetriolone: <5-550 mcg/24 hour Tetrahydrodeoxycortisol: 7-1520 mcg/24 hour Cortisol: <5-903 mcg/24 hour 6B-OH-Cortisol: 13-2,303 mcg/24 hour Tetrahydrocortisol: 152-22,723 mcg/24 hour 5a-Tetrahydrocortisol: 157-24,059 mcg/24 hour B-Cortol: 30-5,115 mcg/24 hour 11B-OH-Androsterone: 108-11,987 mcg/24 hour 11B-OH-Etiocholanolone: 22-8,312 mcg/24 hour Cortisone: 12-842 mcg/24 hour Tetrahydrocortisone: 271-44,355 mcg/24 hour a-Cortolone: 140-14,885 mcg/24 hour B-Cortolone: 72-9,740 mcg/24 hour 11-Oxoetiocholanolone: 70-8,446 mcg/24 hour Males > or =50 years: Androsterone: 118-25,389 mcg/24 hour Etiocholanolone: 127-15,640 mcg/24 hour Dehydroepiandrosterone: 7-4,260 mcg/24 hour 16a-OH-Dehydroepiandrosterone: 11-6,183 mcg/24 hour 5-Pregnenetriol: 24-2,162 mcg/24 hour 5-Pregnenediol: 17-1,296 mcg/24 hour Tetrahydro-11-Corticosterone: 16-1,674 mcg/24 hour Tetrahydro-11-Deoxycorticosterone: <5-297 mcg/24 hour Pregnanediol: 23-1,846 mcg/24 hour 17a-OH-Pregnanolone: 18-1,747 mcg/24 hour Pregnanetriol: 115-5,432 mcg/24 hour Pregnanetriolone: 5-221 mcg/24 hour Tetrahydrodeoxycortisol: 12-1,277 mcg/24 hour Cortisol: 12-597 mcg/24 hour 6B-OH-Cortisol: 22-2,406 mcg/24 hour Tetrahydrocortisol: 331-19,009 mcg/24 hour 5a-Tetrahydrocortisol: 155-35,266 mcg/24 hour B-Cortol: 56-3,541 mcg/24 hour 11B-OH-Androsterone: 142-13,135 mcg/24 hour 11B-OH-Etiocholanolone: 69-6,805 mcg/24 hour Cortisone: 24-732 mcg/24 hour Tetrahydrocortisone: 454-34,576 mcg/24 hour a-Cortolone: 211-17,591 mcg/24 hour B-Cortolone: 114-8,434 mcg/24 hour 11-Oxoetiocholanolone: 155-7,174 mcg/24 hour Females 18-49 years: Androsterone: 90-29,625 mcg/24 hour Etiocholanolone: 127-24,568 mcg/24 hour Dehydroepiandrosterone: <5-12,317 mcg/24 hour 16a-OH-Dehydroepiandrosterone: 5-31,248 mcg/24 hour 5-Pregnenetriol: 17-4,166 mcg/24 hour 5-Pregnenediol: 6-2,900 mcg/24 hour Tetrahydro-11-Corticosterone: 13-1,548 mcg/24 hour Tetrahydro-11-Deoxycorticosterone: <5-833 mcg/24 hour Pregnanediol: 8-44,760 mcg/24 hour 17a-OH-Pregnanolone: 7-3,208 mcg/24 hour Pregnanetriol: 50-9,768 mcg/24 hour Pregnanetriolone: <5-139 mcg/24 hour Tetrahydrodeoxycortisol: 7-1,047 mcg/24 hour Cortisol: 11-642 mcg/24 hour 6B-OH-Cortisol: 22-2,061 mcg/24 hour Tetrahydrocortisol: 185-16,515 mcg/24 hour 5a-Tetrahydrocortisol: 45-22,591 mcg/24 hour B-Cortol: 28-4260 mcg/24 hour 11B-OH-Androsterone: 59-12,462 mcg/24 hour 11B-OH-Etiocholanolone: 32-6,354 mcg/24 hour Cortisone: 19-749 mcg/24 hour Tetrahydrocortisone: 262-32,461 mcg/24 hour a-Cortolone: 207-13,931 mcg/24 hour B-Cortolone: 63-7,489 mcg/24 hour 11-Oxoetiocholanolone: 63-7,449 mcg/24 hour Females > or =50 years: Androsterone: 32-10,134 mcg/24 hour Etiocholanolone: 52-10,946 mcg/24 hour Dehydroepiandrosterone: <5-10,046 mcg/24 hour 16a-OH-Dehydroepiandrosterone: <5-9,982 mcg/24 hour 5-Pregnenetriol: 10-1,901 mcg/24 hour 5-Pregnenediol: <5-2,732 mcg/24 hour Tetrahydro-11-Corticosterone: 14-1,229 mcg/24 hour Tetrahydro-11-Deoxycorticosterone: <5-123 mcg/24 hour Pregnanediol: 8-2,138 mcg/24 hour 17a-OH-Pregnanolone: <5-571 mcg/24 hour Pregnanetriol: 26-3,444 mcg/24 hour Pregnanetriolone: <5-348 mcg/24 hour Tetrahydrodeoxycortisol: 8-801 mcg/24 hour Cortisol: 9-336 mcg/24 hour 6B-OH-Cortisol: 25-1,365 mcg/24 hour Tetrahydrocortisol: 237-14,050 mcg/24 hour 5a-Tetrahydrocortisol: 92-12,604 mcg/24 hour B-Cortol: 29-3289 mcg/24 hour 11B-OH-Androsterone: 86-9,280 mcg/24 hour 11B-OH-Etiocholanolone: 40-7,002 mcg/24 hour Cortisone: 15-555 mcg/24 hour Tetrahydrocortisone: 359-24,320 mcg/24 hour a-Cortolone: 125-17,472 mcg/24 hour B-Cortolone: 82-5,784 mcg/24 hour 11-Oxoetiocholanolone: 78-6,571 mcg/24 hour Reference values have not been established for patients who are younger than 18 years of age. | Test provides clinical risk values based on clinical data alone as well as integrated risk values based on clinical data in combination with biochemical steroid data. Reported risk values correspond to the probability of a malignant adrenal cortical carcinoma (ACC) or other malignancy (eg, sarcoma, lymphoma) as well as the probability of a benign mass (eg, adenoma, myelolipoma, cyst). Test results provide the referring physician with probabilities for a variety of outcomes, thereby aiding the interpretation of clinical status and optimal paths for further investigation, if any, based on an informed discussion between provider and patient. Test results should always be interpreted in conjunction with all other clinical findings as they cannot be interpreted as absolute evidence for the presence or absence of malignant disease. For more information seeAdrenal Mass Panel Clinical Data Definition of Malignancy Predictors. | Test not offered for pediatric patients. Risk assessments are based on adult populations. Test results cannot be interpreted as absolute evidence for the presence or absence of malignant disease.This test should not form the sole basis for a diagnosis or treatment decision as results must be interpreted within the clinical context of the patient and should always be used in conjunction with clinical findings. This test may be difficult to interpret in pregnant women and in patients with severe impairment of liver or kidney function. Risk assignments for other malignancy may not be as accurate as risk assignment for adrenal cortical carcinoma or adrenal cortical adenoma. | 1. Arlt W, Biehl M, Taylor AE, et al. Urine steroid metabolomics as a biomarker tool for detecting malignancy in adrenal tumors. J Clin Endocrinol Metab. 2011;96(12):3775-3784. doi:10.1210/jc.2011-1565 2. Hines JM, Bancos I, Bancos C, et al. High-resolution, accurate-mass (HRAM) mass spectrometry urine steroid profiling in the diagnosis of adrenal disorders. Clin Chem. 2017;63(12):1824-1835. doi:10.1373/clinchem.2017.271106 3. Bancos I, Arlt W.Diagnosis of a malignant adrenal mass: the role of urinary steroid metabolite profiling.Curr Opin Endocrinol Diabetes Obes.2017;24(3):200-207. doi:10.1097/MED.0000000000000333 4. Fassnacht M, Arlt W, Bancos I, et al. Management of adrenal incidentalomas: European Society of Endocrinology Clinical Practice Guideline in collaboration with the European Network for the Study of Adrenal Tumors.Eur J Endocrinol.2016;175(2):G1-G34. doi:10.1530/EJE-16-0467 | Steroids and their metabolites are extracted and analyzed with internal standard for detection by liquid chromatography-tandem mass spectrometry, high-resolution accurate mass.(Unpublished Mayo method) Clinical predictors and steroid data are algorithmically integrated to give a likelihood of adrenal cortical carcinoma, other malignancy, or benign mass. | 7 to 18 days | 14 months | This test was developed and its performance characteristics determined by Mayo Clinic in a manner consistent with CLIA requirements. It has not been cleared or approved by the US Food and Drug Administration. | 0015M | Adrenal Mass Panel, 24 Hr, U | 95556-7 | 607282 | Interpretation | 73884-9
ACTHI | Adrenocorticotropic Hormone (ACTH) Immunostain, Technical Component Only | Aiding in the classification of pituitary adenomas and neoplasms with ectopic hormone production | Immunohistochemistry (IHC) | Yes | ACTH IHC, Tech Only | For the initial technical component only immunohistochemical (IHC) stain performed, the appropriate bill-only test ID will be reflexed and charged (IHTOI). For each additional technical component only IHC stain performed, an additional bill-only test ID will be reflexed and charged (IHTOA). | Supplies:Immunostain Technical Only Envelope (T693) Specimen Type:Tissue Container/Tube:Immunostain Technical Only Envelope Preferred:2 Unstained positively charged glass slide (25- x 75- x 1-mm) per test ordered; sections 4-microns thick. Acceptable:Formalin-fixed, paraffin-embedded (FFPE) tissue block |  | Adrenocorticotropic hormone (ACTH) is a hormone produced and secreted by corticotrophs in the adenohypophysis (anterior lobe) of the pituitary gland. Normal pituitary exhibits positive staining in a large population of cells (approximately 15% to 20%). Immunohistochemical detection of ACTH may be useful in the classification of pituitary adenomas. |  | This test does not include pathologist interpretation, only technical performance of the stain. If interpretation is required, order PATHC / Pathology Consultation for a full diagnostic evaluation or second opinion of the case. The positive and negative controls are verified as showing appropriate immunoreactivity. If a control tissue is not included on the slide, a scanned image of the relevant quality control tissue is available upon request; call 855-516-8404. Interpretation of this test should be performed in the context of the patient's clinical history and other diagnostic tests by a qualified pathologist. | Age of a cut paraffin section can affect immunoreactivity. Stability thresholds vary widely among published literature and are antigen dependent. Best practice is for paraffin sections to be cut within 6 weeks. | 1. Hamid Z, Mrak RE, Ijaz MT, Faas FH. Sensitivity and specificity of immunohistochemistry in pituitary adenomas. The Endocrinologist. 2009;19(1):38-43 2. Osamura RY, Kajiva H, Takei M, et al: Pathology of the human pituitary adenomas. Histochem Cell Biol. 2008;130(3):495-507 3. Scheithauer BW, Jaap AJ, Horvath E, et al, Clinically silent corticotroph tumors of the pituitary gland. Neurosurgery. 2000;47(3):723-730 4. Magaki S, Hojat SA, Wei B, So A, Yong WH. An introduction to the performance of immunohistochemistry. Methods Mol Biol. 2019;1897:289-298. doi:10.1007/978-1-4939-8935-5_25 | Immunohistochemistry on sections of paraffin-embedded tissue.(Unpublished Mayo method) | 1 to 3 days | Until staining is complete. | This test has been cleared, approved, or is exempt by the US Food and Drug Administration and is used per manufacturer's instructions. Performance characteristics were verified by Mayo Clinic in a manner consistent with CLIA requirements. | 88342-TC, primary88341-TC, if additional IHC | ACTH IHC, Tech Only | Order only;no result | 70665 | ACTH IHC, Tech Only | Bill only; no result
ACTH | Adrenocorticotropic Hormone, Plasma | Determining the cause of hypercortisolism and hypocortisolism | Electrochemiluminescence Immunoassay | Yes | Adrenocorticotropic Hormone, P | Plasma EDTA | Patient Preparation:For 12 hours before specimen collection, patientshould nottake multivitamins or dietary supplements (eg, hair, skin, and nail supplements) containing biotin (vitamin B7). Supplies:Sarstedt 5 mL Aliquot Tube (T914) Collection Container/Tube:Ice-cooled, lavender top (EDTA) Submission Container/Tube:Plastic vial Specimen Volume:1 mL Collection Instructions: 1.Morning (7 a.m.-10 a.m.) specimen is desirable. 2. Collect with a pre-chilled lavender top (EDTA) tube and transport to the laboratory on ice. 3. Within 2 hours of collection centrifuge at refrigerated temperature and immediately separate plasma from cells. 4. Immediately freeze plasma. | 0.75 mL | Corticotropin (previously adrenocorticotropic hormone: ACTH)is synthesized by the pituitary in response to corticotropin-releasing hormone (CRH), which is released by the hypothalamus. ACTH stimulates adrenal cortisol production. Plasma ACTH and cortisol levels exhibit peaks (6-8 a.m.) and nadir (11 p.m.). Disorders of cortisol production that might affect circulating ACTH concentrations include: Hypercortisolism -Cushing syndrome: - Cushing disease (pituitary ACTH-producing tumor) - Ectopic ACTH-producing tumor - Ectopic CRH - Adrenal cortisol-producing tumor - Adrenal hyperplasia (non-ACTH dependent, autonomous cortisol-producing adrenal nodules) Hypocortisolism -Addison disease-primary adrenal insufficiency -Secondary adrenal insufficiency -Pituitary insufficiency -Hypothalamic insufficiency -Congenital adrenal hyperplasia-defects in enzymes involved in cortisol synthesis | 7.2-63 pg/mL (a.m. draws) Reference ranges are based on samples drawn between 7 a.m.-10 a.m. No established reference values for p.m. draws Pediatric reference values are the same as adults, as confirmed by peer reviewed literature. Petersen KE. ACTH in normal children and children with pituitary and adrenal diseases. I. Measurement in plasma by radioimmunoassay-basal values. Acta Paediatr Scand. 1981;70(3):341-345 For International System of Units (SI) conversion for Reference Values, seewww.mayocliniclabs.com/order-tests/si-unit-conversion.html. | In a patient with hypocortisolism, an elevatedcorticotropin (previously adrenocorticotropic hormone: ACTH)indicates primary adrenal insufficiency, whereas a value that is not elevated is consistent with secondary adrenal insufficiency from a pituitary or hypothalamic cause. In a patient with hypercortisolism (Cushing syndrome), a suppressed value is consistent with a cortisol-producing adrenal adenoma or carcinoma, primary adrenal micronodular hyperplasia, or exogenous corticosteroid use. Normal or elevated ACTH in a patient with Cushing syndrome puts the patient in the ACTH-dependent Cushing syndrome category. This is due to either an ACTH-producing pituitary adenoma or ectopic production of ACTH (bronchial carcinoid, small cell lung cancer, others). Further diagnostic studies such as dexamethasone suppression testing, corticotropin-releasing hormone stimulation testing, petrosal sinus sampling, and imaging studies are usually necessary to define the ACTH source. ACTH concentrations vary considerably depending on physiological conditions. Therefore, ACTH results should always be evaluated with simultaneously measured cortisol concentrations. | In very rare instances of the ectopiccorticotropin (previously adrenocorticotropic hormone: ACTH)syndrome, the elevated ACTH may be biologically active but not detected by the immunometric assay. In rare cases, some individuals can develop antibodies to mouse or other animal antibodies (often referred to as human anti-mouse antibodies [HAMA] or heterophile antibodies), which may cause interference in some immunoassays. The presence of antibodies to streptavidin or ruthenium can also rarely occur and may also interfere in this assay. Caution should be used in interpretation of results and the laboratory should be alerted if the result does not correlate with the clinical presentation. Under ACTH 1-24 medication, ACTH measurement is not recommended, due to negative interference with the sandwich assay. Patients taking glucocorticoids may have suppressed levels of ACTH with an apparent high level of cortisol. This may be due to cross-reactivity with the cortisol immunoassays. If exogenous Cushing is suspected, a cortisol level determined by liquid chromatography tandem mass spectrometry (eg, CINP / Cortisol, Mass Spectrometry, Serum) should be used with the ACTH level for the interpretation. Values obtained with different assay methods or kits may be different and cannot be used interchangeably. Test results cannot be interpreted as absolute evidence for the presence or absence of malignant disease. | 1. Bornstein SR, Allolio B, Arlt W, et al. Diagnosis and treatment of primary adrenal insufficiency: an endocrine society clinical practice guideline. J Clin Endocrinol Metab. 2016;101(2):364-389. 2. Nieman LK, Biller BMK, Findling JW, et al. The diagnosis of Cushing's syndrome: an Endocrine Society clinical practice guideline. J Clin Endocrinol Metab. 2008;93(5):1526-1540. | The Roche Elecsys ACTH (corticotropin, previously adrenocorticotropic hormone) assay is a sandwich, electrochemiluminescence immunoassay that employs a biotinylated monoclonal ACTH-specific antibody and a monoclonal ACTH specific antibody labeled with a ruthenium complex. ACTH in the specimen reacts with both the biotinylated monoclonal ACTH-specific antibody and the monoclonal ACTH-specific antibody labeled with a ruthenium complex, forming a sandwich complex. Streptavidin-coated microparticles are added and the mixture incubates allowing the newly formed sandwich complex to become bound to the solid phase via the biotin streptavidin interaction. The reaction mixture is aspirated into the measuring cell where the microparticles are magnetically captured onto the surface of the electrode. Application of voltage to the electrode induces the chemiluminescent emission, which is then measured. The assay employs two monoclonal antibodies specific for ACTH (9-12) and for the C-terminal region (ACTH 36-39). Due to common antigenic structure, the antibodies recognize intact biologically active ACTH 1-39 and the ACTH precursors pro-opiomelanocortin and pro-ACTH.(Package insert: Elecsys ACTH. Roche Diagnostics; V 1.0, 12/2020) | 1 to 3 days | 2 weeks | This test has been cleared, approved, or is exempt by the US Food and Drug Administration and is used per manufacturer's instructions. Performance characteristics were verified by Mayo Clinic in a manner consistent with CLIA requirements. | 82024 | Adrenocorticotropic Hormone, P | 2141-0 | ACTH | Adrenocorticotropic Hormone, P | 2141-0
ADLTX | Adulterants Survey, Chain of Custody, Random, Urine | Assess the possible adulteration of a urine specimen submitted for drug of abuse testing Providing the urine creatinine concentration for normalization purposes Chain of custody is required whenever the results of testing could be used in a court of law. Its purpose is to protect the rights of the individual contributing the specimen by demonstrating that it was always under the control of personnel involved with testing the specimen; this control implies that the opportunity for specimen tampering would be limited. | Spectrophotometry | Yes | Adulterants Survey, CoC, U | For more information seeAdulterant Survey Algorithm. | Supplies:Chain of Custody Kit (T282) Container/Tube:Chain-of-custody kit containing the specimen containers, seals, and documentation required. Specimen Volume:1.5 mL Collection Instructions:Collect a random specimen without preservative in the provided container, seal, and submit with the associated documentation to satisfy the legal requirements for chain-of-custody testing. Additional Information:Submitting less than 1.5 mL will compromise the ability to perform all necessary testing. | 1 mL | Specimen adulteration is the manipulation of a sample that may cause false-negative test results for the presence of drugs of abuse. Common adulterants that may affect testing are water, soap, bleach, vinegar, oxidants, and salt. The adulteration testing includes assessment of creatinine concentration, pH, urine specific gravity, presence or absence of an oxidant, and presence or absence of nitrite. Chain of custody is a record of the disposition of a specimen to document the individuals who collected the specimen, handled it, and performed the analysis. When a specimen is submitted in this manner, analysis will be performed in such a way that it will withstand regular court scrutiny. | Cutoff concentrations Oxidants: 200 mg/L Nitrites: 500 mg/L | For information seeAdulterant Survey Algorithm. | No significant cautionary statements | 1. US Department of Health and Human Services,Substance Abuse and Mental Health Services Administration (SAMHSA). Mandatory Guidelines for Federal Workplace Drug Testing Programs. Federal Register. 2017 January 23;82(13):FR 7920. Accessed July 15, 2024. Available atwww.samhsa.gov/sites/default/files/workplace/frn_vol_82_7920_.pdf 2.US Department of Health and Human Services, Substance Abuse and Mental Health Services Administration (SAMHSA). Drug-Free Workplace Programs: Employer Resources. Updated October 11, 2023. Accessed July 15, 2024.Available atwww.samhsa.gov/workplace/resources 3. US Department of Health and Human Services (HHS), Substance Abuse and Mental Health Services Administration (SAMHSA). Mandatory Guidelines for Federal Workplace Drug Testing Programs. Updated October 12, 2023. Accessed July 15, 2024.Available atwww.federalregister.gov/documents/2023/10/12/2023-21734/mandatory-guidelines-for-federal-workplace-drug-testing-programs | All results are measured using spectrophotometry at wavelengths specified by the reagent manufacturer. The use of a refractometer may also be used in the specific gravity measurement.(Package inserts: Specimen Validity Test Creatinine. Roche Diagnostics; V3.0, 08/2015; Specimen Validity Test Nitrite. Roche Diagnostics; V3.0, 08/2018, Specimen Validity Test Oxidant. Roche Diagnostics; V 3.0, 08/2018; Specimen Validity Test pH Roche Diagnostics; V3.0, 02/2019, Specimen Validity Test Specific Gravity. Roche Diagnostics; V4.0, 08/2022) | 2 to 3 days | 2 weeks | This test has been cleared, approved, or is exempt by the US Food and Drug Administration and is used per manufacturer's instructions. Performance characteristics were verified by Mayo Clinic in a manner consistent with CLIA requirements. |  | Adulterants Survey, CoC, U | 58715-4 | 36126 | Comment | 48767-8
ADULT | Adulterants Survey, Random, Urine | Assessment of possible adulteration of a urine specimen submitted for drug of abuse testing Providing the creatinine concentration for normalization purposes | Spectrophotometry (SP) | Yes | Adulterants Survey, U | For more information seeAdulterant Survey Algorithm. | Container/Tube:Plastic, 60-mL urine bottle Specimen Volume:1.5 mL Collection Instructions: 1. Collect a random urine specimen. 2. No preservative. Additional Information:Submitting less than 1.5 mL may compromise the ability to perform all necessary testing. | 1 mL | Specimen adulteration is the manipulation of a sample that may cause false-negative test results for the presence of drugs of abuse. Common adulterants that may affect testing are water, soap, bleach, vinegar, oxidants, and salt. The adulteration testing includes assessment of creatinine concentration, pH, urine specific gravity, presence or absence of an oxidant, and presence or absence of nitrite. | Cutoff concentrations Oxidants: 200 mg/L Nitrites: 500 mg/L | For information seeAdulterant Survey Algorithm. | No significant cautionary statements | 1. US Department of Health and Human Services,Substance Abuse and Mental Health Services Administration (SAMHSA). Mandatory Guidelines for Federal Workplace Drug Testing Programs. Federal Register. 2017 January 23;82(13):FR 7920. Accessed July 15, 2024. Available atwww.samhsa.gov/sites/default/files/workplace/frn_vol_82_7920_.pdf 2.US Department of Health and Human Services, Substance Abuse and Mental Health Services Administration (SAMHSA). Drug-Free Workplace Programs: Employer Resources. Updated October 11, 2023. Accessed July 15, 2024.Available atwww.samhsa.gov/workplace/resources 3. US Department of Health and Human Services (HHS), Substance Abuse and Mental Health Services Administration (SAMHSA). Mandatory Guidelines for Federal Workplace Drug Testing Programs. Updated October 12, 2023. Accessed July 15, 2024.Available atwww.federalregister.gov/documents/2023/10/12/2023-21734/mandatory-guidelines-for-federal-workplace-drug-testing-programs | All results are measured using spectrophotometry at wavelengths specified by the reagent manufacturer. The use of a refractometer may also be used in the specific gravity measurement.(Package inserts: Specimen Validity Test Creatinine. Roche Diagnostics; V3.0, 08/2015; Specimen Validity Test Nitrite. Roche Diagnostics; V3.0, 08/2018, Specimen Validity Test Oxidant. Roche Diagnostics; V 3.0, 08/2018; Specimen Validity Test pH Roche Diagnostics; V3.0, 02/2019, Specimen Validity Test Specific Gravity. Roche Diagnostics; V4.0, 08/2022) | Same day/1 to 2 days | 2 weeks | This test has been cleared, approved, or is exempt by the US Food and Drug Administration and is used per manufacturer's instructions. Performance characteristics were verified by Mayo Clinic in a manner consistent with CLIA requirements. |  | Adulterants Survey, U | 58714-7 | 30914 | Comment | 48767-8
ISAE | Aerobe Identification by Sequencing (Bill Only) |  | This test is for billing purposes only. This is not an orderable test. | Yes | Aerobe Ident by Sequencing | Varies | This test is for billing purposes only. This is not an orderable test. |  |  | This test is for billing purposes only. This is not an orderable test. | [7 empty] | 87153
AERMC | Aeromonas Culture, Feces | Determining whetherAeromonasspecies may be the cause of diarrhea This test is generallynot useful forpatients hospitalized more than 3 days because the yield from specimens from these patients is very low, as is the likelihood of identifying a pathogen that has not been detected previously. | Conventional Culture | Yes | Aeromonas Culture, F | When this test is ordered, the reflex tests may be performed and charged separately. | Patient Preparation:Medications: Do not use barium or bismuth before collection of specimen. Supplies:Culture and Sensitivity Stool Transport Vial (T058) Specimen Type:Preserved Feces Container/Tube:Commercially available transport system specific for recovery of enteric pathogens from fecal specimens (15 mL of non-nutritive transport medium containing phenol red as a pH indicator, either Cary-Blair or Para-Pak C and S) Specimen Volume:Representative portion of fecal specimen Collection Instructions: 1. Collect fresh feces and submit 1 gram or 5 mL in container with transport medium. 2. Place feces in preservative within 2 hours of collection. 3. Place vial in a sealed plastic bag. | 1 mL | Diarrhea may be caused by a number of agents, including bacteria, viruses, parasites, and chemicals; these agents may result in similar symptoms. A thorough patient history covering symptoms, severity and duration of illness, age, travel history, food consumption, history of recent antibiotic use, and illnesses in the family or other contacts will help the healthcare provider determine the appropriate testing to be performed. Aeromonasspecies are associated with a range of diarrheal presentations including acute secretory diarrhea with vomiting, chronic diarrhea lasting more than 10 days, and traveler’s diarrhea.Most cases ofAeromonas-associated diarrhea are self-limited and may be managed with supportive therapy (eg, rehydration), but in severe cases or those in patients with a history of immunosuppression, antimicrobial therapy may be considered. Clinical studies have demonstrated differences in antimicrobial susceptibility profiles betweenAeromonasspecies, highlighting the importance of both species identification and susceptibility testing for all isolates, particularly in serious infections. | No growth of pathogen | The growth ofAeromonasspecies identifies a potential cause of diarrhea. | The yield ofAeromonasspecies is reduced when specimens are delayed in transit to the laboratory (>2 hours from collection for unpreserved specimens). Check local public health requirements, which may require submission of isolates to a public health laboratory. | 1. Pillai DR. Fecal culture for aerobic pathogens of gastroenteritis. In: Clinical Microbiology Procedures Handbook, 4th ed. ASM Press; 2016, Section 3.8.1 2. Pillai DR. Fecal culture forCampylobacterand related organisms. In: Clinical Microbiology Procedures Handbook, 4th ed. ASM Press; 2016, Section 3.8.2 3. DuPont HL. Persistent diarrhea: A clinical review. JAMA. 2016;315(24):2712-2723 doi:10.1001/jama.2016.7833 | The fecal specimen is inoculated onto sheep blood agar and cefsulodin-irgasan-novobiocin (CIN) agar. After incubation, suspect colonies are identified using one or a combination of the following techniques: matrix-assisted laser desorption/ionization-time of flight (MALDI-TOF) mass spectrometry, conventional biochemical tests, carbon source utilization, serologic methods, or nucleic acid sequencing of the 16S ribosomal RNA (rRNA) gene. Isolates are reported asAeromonas caviaecomplex;Aeromonas hydrophilacomplex; orAeromonas veroniicomplex.(Lamy B, Horneman AJ.Aeromonas. In: Jorgensen J, Pfaller M, et al. Manual of Clinical Microbiology. 12th ed. ASM Press; 2019:765-774) | 3 to 5 days | 7 days | This test has been cleared, approved, or is exempt by the US Food and Drug Administration and is used per manufacturer's instructions. Performance characteristics were verified by Mayo Clinic in a manner consistent with CLIA requirements. | 87046-Aeromonas Culture, Feces-with isolation and preliminary examination87077-Bacteria Identification (if appropriate)87153-Aerobe Ident by Sequencing (if appropriate)87077-Additional Identification Procedure (if appropriate)87077-Ident by MALDI-TOF mass spec (if appropriate) | Aeromonas Culture, F | 30122-6 | AERMC | Aeromonas Culture, F | 30122-6
_STAC | Ag-Nor/CBL Stain (Bill Only) |  | This test is for billing purposes only. This is not an orderable test. Chromosome Analysis | Yes | Ag-Nor/CBL Stain | This test is for billing purposes only. | This test is for billing purposes only. This is not an orderable test. |  |  | This test is for billing purposes only. This is not an orderable test. | [6 empty] | Not Applicable | 88283
ALAGP | Alagille Syndrome Gene Panel, Varies | Providing a genetic evaluation for patients with a personal or family history suggestive of Alagille syndrome Establishing a diagnosis of Alagille syndrome | Sequence Capture and Next Generation Sequencing (NGS) | Yes | Alagille Syndrome Gene Panel | Varies | Patient Preparation:A previous bone marrow transplant from an allogenic donor will interfere with testing. Call 800-533-1710 for instructions for testing patients who have received a bone marrow transplant. Container/Tube: Preferred:Lavender top (EDTA) or yellow top (ACD) Acceptable:Any anticoagulant Specimen Volume:3 mL Collection Instructions: 1. Invert several times to mix blood. 2. Send whole blood specimen in original tube.Do not aliquot. Specimen Stability Information:Ambient (preferred)/Refrigerated | 1 mL | Alagille syndrome (ALGS) is a multisystemic genetic condition with a wide spectrum of clinical variability. Characteristic features of ALGS include bile duct paucity, cholestasis, congenital heart defects, butterfly vertebrae, eye findings, and facial features including a broad forehead, deeply set eyes, and a small, pointed chin.(1) Approximately 40% of individuals also have kidney disease. The kidney features may include structural abnormalities (eg, small hyperechoic kidney, kidney cysts, or ureteropelvic obstruction) as well as kidney dysfunction, such as renal tubular acidosis. Disease-causing variants in theJAG1gene account for approximately 94% to 97% of ALGS, while disease-causingNOTCH2gene variants account for approximately 1% to 3% of cases.(1,2) A small percentage of individuals with a clinical diagnosis of ALGS do not have an identified disease-causing variant in eitherJAG1orNOTCH2. The severity of ALGS is highly variable among individuals, ranging from mild and subclinical, to severe heart or liver disease requiring transplantation. ALGS is inherited in an autosomal dominant manner. Approximately 30% to 50% of individuals inherit ALGS from an affected parent, while about 50% to 70% of cases arede novo. Parental somatic mosaicism and germline mosaicism have been reported. | An interpretive report will be provided. | All detected variants are evaluated according to American College of Medical Genetics and Genomics recommendations.(3) Variants are classified based on known, predicted, or possible pathogenicity and reported with interpretive comments detailing their potential or known significance. | Clinical Correlations: Test results should be interpreted in the context of clinical findings, family history, and other laboratory data. Misinterpretation of results may occur if the information provided is inaccurate or incomplete. If testing was performed because of a clinically significant family history, it is often useful to first test an affected family member. Detection of a reportable variant in an affected family member would allow for more informative testing of at-risk individuals. To discuss the availability of additional testing options or for assistance in the interpretation of these results, contact the Mayo Clinic Laboratories genetic counselors at 800-533-1710. Technical Limitations: Next-generation sequencing may not detect all types of genomic variants. In rare cases, false-negative or false-positive results may occur. The depth of coverage may be variable for some target regions; assay performance below the minimum acceptable criteria or for failed regions will be noted. Given these limitations, negative results do not rule out the diagnosis of a genetic disorder. If a specific clinical disorder is suspected, evaluation by alternative methods can be considered. There may be regions of genes that cannot be effectively evaluated by sequencing or deletion and duplication analysis as a result of technical limitations of the assay, including regions of homology, high guanine-cytosine (GC) content, and repetitive sequences. Confirmation of select reportable variants will be performed by alternate methodologies based on internal laboratory criteria. This test is validated to detect 95% of deletions up to 75 base pairs (bp) and insertions up to 47 bp. Deletions-insertions (delins) of 40 or more bp, including mobile element insertions, may be less reliably detected than smaller delins. Deletion/Duplication Analysis: This analysis targets single and multi-exon deletions/duplications; however, in some instances single exon resolution cannot be achieved due to isolated reduction in sequence coverage or inherent genomic complexity. Balanced structural rearrangements (such as translocations and inversions) may not be detected. This test is not designed to detect low levels of mosaicism or to differentiate between somatic and germline variants. If there is a possibility that any detected variant is somatic, additional testing may be necessary to clarify the significance of results. Genes may be added or removed based on updated clinical relevance. Refer to theTargeted Genes and Methodology Details for Alagille Syndrome Gene Panelfor the most up to date list of genes included in this test. For detailed information regarding gene specific performance and technical limitations, see Method Description or contact a laboratory genetic counselor. If the patient has had an allogeneic hematopoietic stem cell transplant or a recent blood transfusion, results may be inaccurate due to the presence of donor DNA. Call Mayo Clinic Laboratories for instructions for testing patients who have received a bone marrow transplant. Reclassification of Variants: Currently, it is not standard practice for the laboratory to systematically review previously classified variants on a regular basis. The laboratory encourages healthcare providers to contact the laboratory at any time to learn how the classification of a particular variant may have changed over time. Variant Evaluation: Evaluation and categorization of variants are performed using published American College of Medical Genetics and Genomics and the Association for Molecular Pathology recommendations as a guideline.(3) Other gene-specific guidelines may also be considered. Variants are classified based on known, predicted, or possible pathogenicity and reported with interpretive comments detailing their potential or known significance. Variants classified as benign or likely benign are not reported. Multiple in silico evaluation tools may be used to assist in the interpretation of these results. The accuracy of predictions made by in silico evaluation tools is highly dependent upon the data available for a given gene, and periodic updates to these tools may cause predictions to change over time. Results from in silico evaluation tools are interpreted with caution and professional clinical judgement. Rarely, incidental findings or secondary findings may implicate another predisposition or presence of active disease. Incidental findings may include, but are not limited to, results related to the sex chromosomes. These findings will be carefully reviewed to determine whether they will be reported. | 1. Spinner NB, Gilbert MA, Loomes KM, Krantz ID: Alagille syndrome. In: Adam MP, Ardinger HH, Pagon RA, et al, eds. GeneReviews [Internet]. University of Washington, Seattle; 2000. Updated December 12, 2019. Accessed June 7, 2022. Available at www.ncbi.nlm.nih.gov/books/NBK1273/ 2. Turnpenny P, Ellard S: Alagille syndrome: pathogenesis, diagnosis and management. Eur J Hum Genet. 2012 Mar;20(3):251-257 3. Richards S, Aziz N, Bale S, et al: Standards and guidelines for the interpretation of sequence variants: a joint consensus recommendation of the American College of Medical Genetics and Genomics and the Association for Molecular Pathology. Genet Med. 2015 May;17(5):405-424 | Next-generation sequencing (NGS) and/or Sanger sequencing are performed to test for the presence of variants in coding regions and intron/exon boundaries of the genes analyzed, as well as some other regions that have known pathogenic variants. The human genome reference GRCh37/hg19 build was used for sequence read alignment. At least 99% of the bases are covered at a read depth over 30X. Sensitivity is estimated at above 99% for single nucleotide variants, above 94% for deletions-insertions (delins) less than 40 base pairs (bp), above 95% for deletions up to 75 bp and insertions up to 47 bp. NGS and/or a polymerase chain reaction-based quantitative method is performed to test for the presence of deletions and duplications in the genes analyzed. There may be regions of genes that cannot be effectively evaluated by sequencing or deletion and duplication analysis as a result of technical limitations of the assay, including regions of homology, high guanine-cytosine (GC) content, and repetitive sequences. SeeTargeted Genes and Methodology Details for Alagille Syndrome Gene Panelfor details regarding the targeted genes analyzed for each test and specific gene regions not routinely covered.(Unpublished Mayo method) Confirmation of select reportable variants may be performed by alternate methodologies based on internal laboratory criteria. Genes analyzed:JAG1, NOTCH2 | 28 to 42 days | Whole blood: 2 weeks (if available); Extracted DNA: 3 months | This test was developed and its performance characteristics determined by Mayo Clinic in a manner consistent with CLIA requirements. It has not been cleared or approved by the US Food and Drug Administration. | 814078147981479 (if appropriate for government payers) | Alagille Syndrome Gene Panel | 51966-0 | 618043 | Released By | 18771-6
ALT | Alanine Aminotransferase (ALT) (GPT), Serum | Diagnosis and monitoring of liver diseaseassociated with hepatic necrosis | Photometric Rate, L-Alanine with Pyridoxal-5-Phosphate | Yes | Alanine Aminotransferase (ALT), S | Serum | Container/Tube: Preferred:Serum gel Acceptable:Red top Specimen Volume:0.5 mL Collection Instructions: 1. Serum gel tubes should be centrifuged within 2 hours of collection. 2. Red-top tubes should be centrifuged and aliquoted within 2 hours of collection. | 0.25 mL | Alanine aminotransferase (ALT) is present primarily in liver cells. Inviral hepatitis and other forms of liver disease associated with hepaticnecrosis, serum ALT is elevated even before the clinical signs andsymptoms of the disease appear. Although serum levels of both aspartate aminotransferase (AST) and ALT become elevated whenever disease processes affect livercell integrity, ALT is a more liver-specific enzyme. Serum elevationsof ALT are rarely observed in conditions other than parenchymal liverdisease. Moreover, the elevation of ALT activity persists longer thandoes AST activity. | Males > or =1 year: 7-55 U/L Reference values have not been established for patients who are <12 months of age. Females > or =1 year: 7-45 U/L Reference values have not been established for patients who are <12 months of age. | Elevated alanine aminotransferase (ALT) values are seen in parenchymal liver diseases characterized by a destruction of hepatocytes. Values are typically at least 10 times above the normal range. Levels may reach values as high as 100 times the upper reference limit, although 20- to 50-fold elevations are most frequently encountered. In infectious hepatitis and other inflammatory conditions affecting the liver, ALT is characteristically as high as or higher than aspartate aminotransferase (AST), and the ALT:AST ratio, which normally and in other condition is less than 1, becomes greater than unity. ALT levels are usually elevated before clinical signs and symptoms of disease appear. | Pyridoxal phosphate is a cofactor in the reaction and must bepresent for optimal enzyme activity. | Tietz Textbook of Clinical Chemistry. Edited by CA Burtis, ER Ashwood. Philadelphia, WB Saunders Company, 1994 | Alanine aminotransferase (ALT) activity is determined by a kinetic method using a coupledenzyme reaction where the rate of NADH consumption is measuredat 340 nm. The NADH decrease is directly proportional to the ALTactivity.(Package insert: Roche ALT reagent, Indianapolis,IN, January 2000) | Same day/1 to 2 days | 1 week | This test has been cleared, approved, or is exempt by the US Food and Drug Administration and is used per manufacturer's instructions. Performance characteristics were verified by Mayo Clinic in a manner consistent with CLIA requirements. | 84460 | Alanine Aminotransferase (ALT), S | 1743-4 | ALT | Alanine Aminotransferase (ALT), S | 1743-4
ALB24 | Albumin, 24 Hour, Urine | Evaluating diabetic patients to assess the potential for early onset of nephropathy | Immunoturbidity | Yes | Albumin, 24 Hr, U | Urine | Supplies:Sarstedt 5 mL Aliquot Tube (T914) Container/Tube:Plastic urine tube Specimen Volume:4 mL Collection Instructions: 1. Collect urine for 24 hours. 2. Refrigerate specimen within 4 hours of completion of 24-hour collection. 3. Mix well before taking 4-mL aliquot. Additional Information:SeeUrine Preservatives-Collection and Transportation for 24-Hour Urine Specimensfor multiple collections. | 1 mL | Albumin excretion increases in patients with diabetes who are destined to develop diabetic nephropathy. More importantly, at this phase of increased albumin excretion before overt proteinuria develops, therapeutic maneuvers can be expected to significantly delay, or possibly prevent, development of nephropathy. These maneuvers include aggressive blood pressure maintenance (particularly with angiotensin-converting enzyme inhibitors), aggressive blood sugar control, and possibly decreased protein intake. Thus, there is a need for addressing small amounts of urinary albumin excretion (in the range of 30-300 mg/day, ie, microalbuminuria). The National Kidney Foundation convened an expert panel to recommend guidelines for the management of patients with diabetes and microalbuminuria. These guidelines recommend that all type 1 diabetic patients older than 12 years and all type 2 diabetic patients younger than 70 years should have their urine tested for microalbuminuria yearly when they are under stable glucose control.(1) The preferred specimen is a 24-hour collection, but a 10-hour overnight collection (9 p.m.-7 a.m.) or a random collection are acceptable. Recent studies have shown that correcting albumin for creatinine excretion rates has similar discriminatory value with respect to diabetic renal involvement, and it is now suggested that an albumin/creatinine ratio from a random urine specimen is a valid screening tool.(2) Several studies have addressed the question of whether this needs to be a fasting urine, an exercised urine, or an overnight urine specimen. From these studies, it is clear that the first-morning urine specimen is less sensitive, but more specific. A positive result should be confirmed by a first-morning random or 24-hour timed urine specimen. Studies have also shown that microalbuminuria is a marker of generalized vascular disease and is associated with stroke and heart disease. | 24-Hour excretion: <30 mg/24 hours Excretion rate: <20 mcg/min | An albumin excretion rate of more than 30 mg/24 hours is considered to be microalbuminuric. By definition, the upper end of microalbuminuria is thought to be 300 mg/24 hours. Although this level has not been rigorously defined, it is felt that at this level it is more difficult to change the course of diabetic nephropathy. Laboratory normal values agree with the 30 mg/24 hour level. A normal excretion rate of 20 mcg/minute has also been established in the literature and is consistent with the laboratory data. Thus, microalbuminuria has been defined at 30 to 300 mg/24 hours. The literature has defined the albumin/creatinine ratio (mg/g) below 17 as normal for males and below 25 for females(2) and is consistent with the laboratory's normal data. A ratio of albumin to creatinine of 300 or more indicates overt albuminuria. Thus, microalbuminuria has been defined as an albumin/creatinine ratio of 17 to 299 for males and 25 to 299 for females. Due to biologic variability, any patient who has an albumin/creatinine ratio or urinary albumin excretion rate in the positive microalbuminuria range should have this confirmed with a second specimen. If there is discrepancy, a third specimen is recommended. If 2 of 3 results are in the positive microalbuminuria range, this is evidence for incipient nephropathy and warrants increased efforts at glucose control, aggressive blood pressure control, and institution of therapy with an angiotensin-converting enzyme inhibitor (if the patient can tolerate it). | Urine may be collected and transported ambient, refrigerated, frozen, or preserved in thymol, boric acid, or sodium carbonate. Urine collected in or that has had nitric, hydrochloric, or acetic acid added is unacceptable because of precipitation of albumin by these acids. Urine collected during menses may contain excess albumin and collection during this time should be avoided. Heavy exercise may increase albumin excretion and should be avoided during collection. Normal values apply to a non-exercised state. | 1. Bennett PH, Haffner S, Kasiske BL, et al: Screening and management of microalbuminuria in patients with diabetes mellitus: recommendations to the Scientific Advisory Board of the National Kidney Foundation from an ad hoc committee of the Council on Diabetes Mellitus of the National Kidney Foundation. Am J Kidney Dis. 1995;25:107-112 2. Zelmanovitz T, Gross JL, Oliveira JR, et al: The receiver operating characteristics curve in the evaluation of a random urine specimen as a screening test for diabetic nephropathy. Diabetes Care. 1997;20:516-519 3. Krolewski AS, Laffel LM, Krolewski M, et al: Glycosylated hemoglobin and the risk of microalbuminuria in patients with insulin-dependent diabetes mellitus. N Engl J Med. 1995;332:1251-1255 4.Miller GW, Bruns DE, Hortin GL, et al: Current Issues in Measurement and Reporting of Urinary Albumin Excretion. Clin Chem. 2009;55(1):24-38 5.Lamb EJ, Jones GRD: Kidney functions tests. In: Rifai N, Horvath AR, Wittwer CT, eds. Tietz Textbook of Clinical Chemistry and Molecular Diagnostics. 6th ed. Elsevier; 2018:480-488 6. Sacks DB: Diabetes mellitus. In: Rifai N, Horvath AR, Wittwer CT, eds.Tietz Textbook of Clinical Chemistry and Molecular Diagnostics. 6th ed. In: Elsevier; 2018:1197-1199 | Albumin is measured by immunoturbidimetry utilizing antibody to human albumin in an automated immunoprecipitin analysis system.(Package insert: Tina-Quant Albumin reagents kit. Roche Diagnostics; 09/2018) | Same day/1 to 3 days | 7 days | This test has been modified from the manufacturer's instructions. Its performance characteristics were determined by Mayo Clinic in a manner consistent with CLIA requirements. This test has not been cleared or approved by the US Food and Drug Administration. | 82043 | Albumin, 24 Hr, U | 1755-8 | AL24H | Albumin, 24 Hr, U | 1755-8
ALBFL | Albumin, Body Fluid | Aiding in identifying the cause of ascites Aiding in differentiating exudative and transudative pleural effusions | Colorimetric | Yes | Albumin, BF | Body Fluid | Specimen Type:Body fluid Preferred Source: -Peritoneal fluid (peritoneal, abdominal, ascites, paracentesis) -Pleural fluid (pleural, chest, thoracentesis) -Drain fluid (drainage, JP drain) Acceptable Source:Write in source name with source location (if appropriate) Collection Container/Tube:Sterile container Submission Container/Tube:Plastic vial Specimen Volume:1 mL Collection Instructions: 1. Centrifuge to remove any cellular material and transfer into a plastic vial. 2. Indicate the specimen source and source location on label. | 0.5 mL | Peritoneal fluid: Ascites is the pathologic accumulation of excess fluid in the peritoneal cavity caused by changes in vascular permeability, hydrostatic pressure, and oncotic pressure. The most common causes of ascites in individuals are cirrhosis (80%), malignancy (10%), cardiac failure (5%), and infection. Total protein results of 3.0 g/dL or greater, historically used to classify ascites fluid as transudate or exudate, has a reported accuracy of only 55% in identifying exudates and has been largely replaced with measurement of the serum-ascites albumin gradient (SAAG), calculated as serum albumin concentration minus ascites albumin concentration. SAAG has been shown to correlate directly with portal pressure and SAAG results of 1.1 g/dL or greater are 97% accurate at identifying portal hypertension. Conditions associated with high SAAG include cirrhosis, acute liver failure, fatty liver disease, alcoholic hepatitis, portal vein thrombosis, hepatic malignancy, and veno-occlusive disease. Cardiac ascitic fluid caused by congestive heart failure has both a high SAAG result (> or =1.1 g/dL) and total protein concentration greater than 2.5 g/dL. Conditions associated with low SAAG measurement (<1.1 g/dL) include peritoneal malignancy, tuberculosis, pancreatitis, connective tissue disease, and nephrotic syndrome. Pleural fluid: Pleural fluid is normally present within the pleural cavity surrounding the lungs, serving as a lubricant between the lungs and inner chest wall. Pleural effusion develops when the pleural cavity experiences an overproduction of fluid due to increased capillary hydrostatic and osmotic pressure that exceeds the ability of the lymphatic or venous system to return the fluid to circulation. Laboratory-based criteria are often used to classify pleural effusions as either exudative or transudative. Exudative effusions form due to infection or inflammation of the capillary membranes allowing excess fluid into the pleural cavity. Patients with these conditions benefit from further investigation and treatment of the local cause of inflammation. Transudative effusions form due to systemic conditions such as volume overload, end-stage renal disease, and heart failure that can lead to excess fluid accumulation in the pleural cavity. Patients with transudative effusions benefit from treatment of the underlying condition.(1) Dr. Richard Light derived criteria in the 1970s for patients with pleural effusions that are still used today.(2) Dr. Light's criteria were designed to be sensitive for detecting exudates at the expense of specificity.(3) Heart failure and recent diuretic use contribute to most misclassifications by Dr. Light's criteria (transudates falsely categorized as exudates). Serum-to-fluid protein or albumin gradient (serum protein or albumin minus fluid protein or albumin) may be calculated in these cases and when more than 3.1 g/dL (protein) or 1.2 g/dL (albumin) suggests the patient has a transudative effusion. | An interpretive report will be provided | Peritoneal fluid albumin is used to calculate the serum-ascites albumin gradient. Values of 1.1 g/dL or higher suggest portal hypertension. Pleural fluid albumin may be used to calculate a serum-effusion albumin gradient. Values above 1.2 g/dL are most consistent with a transudative process. For all other fluids, the albumin concentration and gradient have only been evaluated in peritoneal and pleural fluids. All other fluid albumin concentrations should be interpreted in conjunction with serum albumin concentration and other clinical findings. | Serum and ascitic fluid for determination of serum-albumin ascites gradient should be collected on the same day. In very rare cases of gammopathy, in particulartype IgM (Waldenstrom macroglobulinemia), (may cause unreliable results. Colorimetric methods used for the determination of albumin may lead to falsely elevated test results in patients suffering from renal failure or insufficiency due to interference with other proteins. Immunoturbidimetric methods are less affected. | 1. Runyon BA, Montano AA, Akriviadis EA, Antillon MR, Irving MA, McHutchison JG. The serum-ascites albumin gradient is superior to the exudate-transudate concept in the differential diagnosis of ascites. Ann Intern Med. 1992;117(3):215-220. doi:10.7326/0003-4819-117-3-215 2. Clinical and Laboratory Standards Institute: Analysis of Body Fluids in Clinical Chemistry; Approved Guideline. CLSI document C49-A (ISBN 1-56238-638-7). Clinical and Laboratory Standards Institute, 2007 3. Block DR, Algeciras-Schimnich A. Body fluid analysis: Clinical utility and applicability of published studies to guide interpretation of today's laboratory testing in serous fluids. Crit Rev Clin Lab Sci. 2013; 50(4-5):107-124 4. Heffner JE, Brown LK, Barbieri CA. Diagnostic value of tests that discriminate between exudative and transudative pleural effusions. Chest. 1997;111(4):970-980 5. Du L, Wei N, Maiwall R, Song Y. Differential diagnosis of ascites: etiologies, ascitic fluid analysis, diagnostic algorithm. ClinChem Lab Med.. 2023;62(7):1266-1276. Published 2023 Dec 20. doi:10.1515/cclm-2023-1112 | The dye, bromcresol green (BCG), is added to the sample in an acid buffer. The color intensity of the blue-green albumin-BCG complex is directly proportional to the albumin concentration and is determined photometrically.(Package insert: Albumin reagent. Roche Diagnostic; V 11.0, 02/2022) | Same day/1 to 2 days | 1 week | This test has been modified from the manufacturer's instructions. Its performance characteristics were determined by Mayo Clinic in a manner consistent with CLIA requirements. This test has not been cleared or approved by the US Food and Drug Administration. | 82042 | Albumin, BF | 1747-5 | 797FL | Fluid Type, Albumin | 14725-6
RALB1 | Albumin, Random, Urine | Assessing the potential for early onset of nephropathy in diabetic patients using random urine specimens | Only orderable as part of a profile. For more information see: -ALBR / Albumin, Random, Urine -RALB / Albumin, Random, Urine. Immunoturbidity | Yes | Albumin, Random, U | Urine | Only orderable as part of a profile. For more information see: -ALBR / Albumin, Random, Urine -RALB / Albumin, Random, Urine. Supplies:Sarstedt 5 mL Aliquot Tube (T914) Specimen Volume:5 mL Collection Instructions: 1. Collect a random urine specimen. 2. No preservative. | 1 mL | Diabetic nephropathy is a complication of diabetes and is characterized by proteinuria (normal urinary albumin excretion is <30 mg/day; overt proteinuria is >300 mg/day).Before overt proteinuria develops, albumin excretion increases in those diabetic patients who are destined to develop diabetic nephropathy. Therapeutic maneuvers (eg, aggressive blood pressure maintenance, particularly with angiotensin-converting enzyme inhibitors; aggressive blood sugar control; and possibly decreased protein intake) can significantly delay, or possibly prevent, development of nephropathy. Thus, there is a need to identify small, but abnormal, increases in the excretion of urinary albumin (in the range of 30-300 mg/day, ie, microalbuminuria). The National Kidney Foundation guidelines for the management of patients with diabetes and microalbuminuria recommend that all type 1 diabetic patients older than 12 years and all type 2 diabetic patients younger than 70 years have their urine tested for microalbuminuria yearly when they are under stable glucose control.(1) The preferred specimen is a 24-hour collection, but a random collection is acceptable. Studies have shown that correcting albumin for creatinine excretion rates has similar discriminatory value with respect to diabetic renal involvement. The albumin:creatinine ratio from a random urine specimen is also considered a valid screening tool.(2) Several studies have addressed whether the specimen needs to be a fasting urine, an exercised urine, or an overnight urine specimen. These studies have shown that the first-morning urine specimen is less sensitive, but more specific. Studies also have shown that microalbuminuria is a marker of generalized vascular disease and is associated with stroke and heart disease. | Only orderable as part of a profile. For more information see: -ALBR / Albumin, Random, Urine -RALB / Albumin, Random, Urine. Males: <17 mg/g creatinine Females: <25 mg/g creatinine | In random urine specimens, normal urinary albumin excretion is below 17 mg/g creatinine for males and below 25 mg/g creatinine for females.(3) Microalbuminuria is defined as an albumin:creatinine ratio of 17 to 299 for males and 25 to 299 for females. A ratio of albumin:creatinine of 300 or higher is indicative of overt proteinuria. Due to biologic variability, positive results should be confirmed by a second, first-morning random or 24-hour timed urine specimen. If there is discrepancy, a third specimen is recommended. When 2 out of 3 results are in the microalbuminuria range, this is evidence for incipient nephropathy and warrants increased efforts at glucose control, blood pressure control, and institution of therapy with an angiotensin-converting-enzyme (ACE) inhibitor (if the patient can tolerate it). | Urine collected during menses may contain excess albumin due to blood contamination. Collection during this time should be avoided. Heavy exercise may increase albumin excretion and should be avoided during collection. Normal values apply to a non-exercised state. Bilirubin at 20 mg/dL reduces creatinine by 15% to 20%. | 1. Bennett PH, Haffner S, Kasiske BL, et al: Screening and management of microalbuminuria in patients with diabetes mellitus: recommendations to the Scientific Advisory Board of the National Kidney Foundation from anad hoccommittee of the Council on Diabetes Mellitus of the National Kidney Foundation. Am J Kidney Dis. 1995 Jan;25:107-112.doi: 10.1016/0272-6386(95)90636-3 2. Krolewski AS, Laffel LM, Krolewski M, Quinn M, Warram JH: Glycosylated hemoglobin and the risk of microalbuminuria in patients with insulin-dependent diabetes mellitus. N Engl J Med. 1995 May 11;332:1251-1255.doi: 10.1056/NEJM199505113321902 3. Zelmanovitz T, Gross JL, Oliveira JR, Paggi A, Tatsch M, Azevedo MJ: The receiver operating characteristics curve in the evaluation of a random urine specimen as a screening test for diabetic nephropathy. Diabetes Care. 1997 April;20:516-519.doi: 10.2337/diacare.20.4.516 4. Miller GW, Bruns DE, Hortin GL, et al: Current issues in measurement and reporting of urinary albumin excretion. Clin Chem 2009 Jan;55(1):24-38. doi: 10.1373/clinchem.2008.106567 5.Lamb EJ, Jones GRD: Kidney functions tests. In: Rifai N, Horvath AR, Wittwer CT, eds. Tietz Textbook of Clinical Chemistry and Molecular Diagnostics. 6th ed. Elsevier; 2018:480-488 6. Sacks DB: Diabetes mellitus. In: Rifai N, Horvath AR, Wittwer CT, eds. Tietz Textbook of Clinical Chemistry and Molecular Diagnostics. 6th ed. In: Elsevier; 2018:1197-1199 | Albumin is measured by immunoturbidimetry utilizing antibody to human albumin in an automated immunoprecipitation analysis system.(Package insert: ALBT2: Tina-Quant Albumin Gen 2. Roche Diagnostics V13.0 01/2020) | 1 day | 7 days | This test has been modified from the manufacturer's instructions. Its performance characteristics were determined by Mayo Clinic in a manner consistent with CLIA requirements. This test has not been cleared or approved by the US Food and Drug Administration. | 82043 | Albumin, Random, U | 9318-7 | RALB1 | Albumin, Random, U | 89999-7
RALB1 | Albumin, Random, Urine | Assessing the potential for early onset of nephropathy in diabetic patients using random urine specimens | Only orderable as part of a profile. For more information see: -ALBR / Albumin, Random, Urine -RALB / Albumin, Random, Urine. Immunoturbidity | Yes | Albumin, Random, U | Urine | Only orderable as part of a profile. For more information see: -ALBR / Albumin, Random, Urine -RALB / Albumin, Random, Urine. Supplies:Sarstedt 5 mL Aliquot Tube (T914) Specimen Volume:5 mL Collection Instructions: 1. Collect a random urine specimen. 2. No preservative. | 1 mL | Diabetic nephropathy is a complication of diabetes and is characterized by proteinuria (normal urinary albumin excretion is <30 mg/day; overt proteinuria is >300 mg/day).Before overt proteinuria develops, albumin excretion increases in those diabetic patients who are destined to develop diabetic nephropathy. Therapeutic maneuvers (eg, aggressive blood pressure maintenance, particularly with angiotensin-converting enzyme inhibitors; aggressive blood sugar control; and possibly decreased protein intake) can significantly delay, or possibly prevent, development of nephropathy. Thus, there is a need to identify small, but abnormal, increases in the excretion of urinary albumin (in the range of 30-300 mg/day, ie, microalbuminuria). The National Kidney Foundation guidelines for the management of patients with diabetes and microalbuminuria recommend that all type 1 diabetic patients older than 12 years and all type 2 diabetic patients younger than 70 years have their urine tested for microalbuminuria yearly when they are under stable glucose control.(1) The preferred specimen is a 24-hour collection, but a random collection is acceptable. Studies have shown that correcting albumin for creatinine excretion rates has similar discriminatory value with respect to diabetic renal involvement. The albumin:creatinine ratio from a random urine specimen is also considered a valid screening tool.(2) Several studies have addressed whether the specimen needs to be a fasting urine, an exercised urine, or an overnight urine specimen. These studies have shown that the first-morning urine specimen is less sensitive, but more specific. Studies also have shown that microalbuminuria is a marker of generalized vascular disease and is associated with stroke and heart disease. | Only orderable as part of a profile. For more information see: -ALBR / Albumin, Random, Urine -RALB / Albumin, Random, Urine. Males: <17 mg/g creatinine Females: <25 mg/g creatinine | In random urine specimens, normal urinary albumin excretion is below 17 mg/g creatinine for males and below 25 mg/g creatinine for females.(3) Microalbuminuria is defined as an albumin:creatinine ratio of 17 to 299 for males and 25 to 299 for females. A ratio of albumin:creatinine of 300 or higher is indicative of overt proteinuria. Due to biologic variability, positive results should be confirmed by a second, first-morning random or 24-hour timed urine specimen. If there is discrepancy, a third specimen is recommended. When 2 out of 3 results are in the microalbuminuria range, this is evidence for incipient nephropathy and warrants increased efforts at glucose control, blood pressure control, and institution of therapy with an angiotensin-converting-enzyme (ACE) inhibitor (if the patient can tolerate it). | Urine collected during menses may contain excess albumin due to blood contamination. Collection during this time should be avoided. Heavy exercise may increase albumin excretion and should be avoided during collection. Normal values apply to a non-exercised state. Bilirubin at 20 mg/dL reduces creatinine by 15% to 20%. | 1. Bennett PH, Haffner S, Kasiske BL, et al: Screening and management of microalbuminuria in patients with diabetes mellitus: recommendations to the Scientific Advisory Board of the National Kidney Foundation from anad hoccommittee of the Council on Diabetes Mellitus of the National Kidney Foundation. Am J Kidney Dis. 1995 Jan;25:107-112.doi: 10.1016/0272-6386(95)90636-3 2. Krolewski AS, Laffel LM, Krolewski M, Quinn M, Warram JH: Glycosylated hemoglobin and the risk of microalbuminuria in patients with insulin-dependent diabetes mellitus. N Engl J Med. 1995 May 11;332:1251-1255.doi: 10.1056/NEJM199505113321902 3. Zelmanovitz T, Gross JL, Oliveira JR, Paggi A, Tatsch M, Azevedo MJ: The receiver operating characteristics curve in the evaluation of a random urine specimen as a screening test for diabetic nephropathy. Diabetes Care. 1997 April;20:516-519.doi: 10.2337/diacare.20.4.516 4. Miller GW, Bruns DE, Hortin GL, et al: Current issues in measurement and reporting of urinary albumin excretion. Clin Chem 2009 Jan;55(1):24-38. doi: 10.1373/clinchem.2008.106567 5.Lamb EJ, Jones GRD: Kidney functions tests. In: Rifai N, Horvath AR, Wittwer CT, eds. Tietz Textbook of Clinical Chemistry and Molecular Diagnostics. 6th ed. Elsevier; 2018:480-488 6. Sacks DB: Diabetes mellitus. In: Rifai N, Horvath AR, Wittwer CT, eds. Tietz Textbook of Clinical Chemistry and Molecular Diagnostics. 6th ed. In: Elsevier; 2018:1197-1199 | Albumin is measured by immunoturbidimetry utilizing antibody to human albumin in an automated immunoprecipitation analysis system.(Package insert: ALBT2: Tina-Quant Albumin Gen 2. Roche Diagnostics V13.0 01/2020) | 1 day | 7 days | This test has been modified from the manufacturer's instructions. Its performance characteristics were determined by Mayo Clinic in a manner consistent with CLIA requirements. This test has not been cleared or approved by the US Food and Drug Administration. | 82043 | Albumin, Random, U | 9318-7 | RALB1 | Albumin, Random, U | 89999-7
RALB1 | Albumin, Random, Urine | Assessing the potential for early onset of nephropathy in diabetic patients using random urine specimens | Only orderable as part of a profile. For more information see: -ALBR / Albumin, Random, Urine -RALB / Albumin, Random, Urine. Immunoturbidity | Yes | Albumin, Random, U | Urine | Only orderable as part of a profile. For more information see: -ALBR / Albumin, Random, Urine -RALB / Albumin, Random, Urine. Supplies:Sarstedt 5 mL Aliquot Tube (T914) Specimen Volume:5 mL Collection Instructions: 1. Collect a random urine specimen. 2. No preservative. | 1 mL | Diabetic nephropathy is a complication of diabetes and is characterized by proteinuria (normal urinary albumin excretion is <30 mg/day; overt proteinuria is >300 mg/day).Before overt proteinuria develops, albumin excretion increases in those diabetic patients who are destined to develop diabetic nephropathy. Therapeutic maneuvers (eg, aggressive blood pressure maintenance, particularly with angiotensin-converting enzyme inhibitors; aggressive blood sugar control; and possibly decreased protein intake) can significantly delay, or possibly prevent, development of nephropathy. Thus, there is a need to identify small, but abnormal, increases in the excretion of urinary albumin (in the range of 30-300 mg/day, ie, microalbuminuria). The National Kidney Foundation guidelines for the management of patients with diabetes and microalbuminuria recommend that all type 1 diabetic patients older than 12 years and all type 2 diabetic patients younger than 70 years have their urine tested for microalbuminuria yearly when they are under stable glucose control.(1) The preferred specimen is a 24-hour collection, but a random collection is acceptable. Studies have shown that correcting albumin for creatinine excretion rates has similar discriminatory value with respect to diabetic renal involvement. The albumin:creatinine ratio from a random urine specimen is also considered a valid screening tool.(2) Several studies have addressed whether the specimen needs to be a fasting urine, an exercised urine, or an overnight urine specimen. These studies have shown that the first-morning urine specimen is less sensitive, but more specific. Studies also have shown that microalbuminuria is a marker of generalized vascular disease and is associated with stroke and heart disease. | Only orderable as part of a profile. For more information see: -ALBR / Albumin, Random, Urine -RALB / Albumin, Random, Urine. Males: <17 mg/g creatinine Females: <25 mg/g creatinine | In random urine specimens, normal urinary albumin excretion is below 17 mg/g creatinine for males and below 25 mg/g creatinine for females.(3) Microalbuminuria is defined as an albumin:creatinine ratio of 17 to 299 for males and 25 to 299 for females. A ratio of albumin:creatinine of 300 or higher is indicative of overt proteinuria. Due to biologic variability, positive results should be confirmed by a second, first-morning random or 24-hour timed urine specimen. If there is discrepancy, a third specimen is recommended. When 2 out of 3 results are in the microalbuminuria range, this is evidence for incipient nephropathy and warrants increased efforts at glucose control, blood pressure control, and institution of therapy with an angiotensin-converting-enzyme (ACE) inhibitor (if the patient can tolerate it). | Urine collected during menses may contain excess albumin due to blood contamination. Collection during this time should be avoided. Heavy exercise may increase albumin excretion and should be avoided during collection. Normal values apply to a non-exercised state. Bilirubin at 20 mg/dL reduces creatinine by 15% to 20%. | 1. Bennett PH, Haffner S, Kasiske BL, et al: Screening and management of microalbuminuria in patients with diabetes mellitus: recommendations to the Scientific Advisory Board of the National Kidney Foundation from anad hoccommittee of the Council on Diabetes Mellitus of the National Kidney Foundation. Am J Kidney Dis. 1995 Jan;25:107-112.doi: 10.1016/0272-6386(95)90636-3 2. Krolewski AS, Laffel LM, Krolewski M, Quinn M, Warram JH: Glycosylated hemoglobin and the risk of microalbuminuria in patients with insulin-dependent diabetes mellitus. N Engl J Med. 1995 May 11;332:1251-1255.doi: 10.1056/NEJM199505113321902 3. Zelmanovitz T, Gross JL, Oliveira JR, Paggi A, Tatsch M, Azevedo MJ: The receiver operating characteristics curve in the evaluation of a random urine specimen as a screening test for diabetic nephropathy. Diabetes Care. 1997 April;20:516-519.doi: 10.2337/diacare.20.4.516 4. Miller GW, Bruns DE, Hortin GL, et al: Current issues in measurement and reporting of urinary albumin excretion. Clin Chem 2009 Jan;55(1):24-38. doi: 10.1373/clinchem.2008.106567 5.Lamb EJ, Jones GRD: Kidney functions tests. In: Rifai N, Horvath AR, Wittwer CT, eds. Tietz Textbook of Clinical Chemistry and Molecular Diagnostics. 6th ed. Elsevier; 2018:480-488 6. Sacks DB: Diabetes mellitus. In: Rifai N, Horvath AR, Wittwer CT, eds. Tietz Textbook of Clinical Chemistry and Molecular Diagnostics. 6th ed. In: Elsevier; 2018:1197-1199 | Albumin is measured by immunoturbidimetry utilizing antibody to human albumin in an automated immunoprecipitation analysis system.(Package insert: ALBT2: Tina-Quant Albumin Gen 2. Roche Diagnostics V13.0 01/2020) | 1 day | 7 days | This test has been modified from the manufacturer's instructions. Its performance characteristics were determined by Mayo Clinic in a manner consistent with CLIA requirements. This test has not been cleared or approved by the US Food and Drug Administration. | 82043 | Albumin, Random, U | 9318-7 | RALB1 | Albumin, Random, U | 89999-7
RALB1 | Albumin, Random, Urine | Assessing the potential for early onset of nephropathy in diabetic patients using random urine specimens | Only orderable as part of a profile. For more information see: -ALBR / Albumin, Random, Urine -RALB / Albumin, Random, Urine. Immunoturbidity | Yes | Albumin, Random, U | Urine | Only orderable as part of a profile. For more information see: -ALBR / Albumin, Random, Urine -RALB / Albumin, Random, Urine. Supplies:Sarstedt 5 mL Aliquot Tube (T914) Specimen Volume:5 mL Collection Instructions: 1. Collect a random urine specimen. 2. No preservative. | 1 mL | Diabetic nephropathy is a complication of diabetes and is characterized by proteinuria (normal urinary albumin excretion is <30 mg/day; overt proteinuria is >300 mg/day).Before overt proteinuria develops, albumin excretion increases in those diabetic patients who are destined to develop diabetic nephropathy. Therapeutic maneuvers (eg, aggressive blood pressure maintenance, particularly with angiotensin-converting enzyme inhibitors; aggressive blood sugar control; and possibly decreased protein intake) can significantly delay, or possibly prevent, development of nephropathy. Thus, there is a need to identify small, but abnormal, increases in the excretion of urinary albumin (in the range of 30-300 mg/day, ie, microalbuminuria). The National Kidney Foundation guidelines for the management of patients with diabetes and microalbuminuria recommend that all type 1 diabetic patients older than 12 years and all type 2 diabetic patients younger than 70 years have their urine tested for microalbuminuria yearly when they are under stable glucose control.(1) The preferred specimen is a 24-hour collection, but a random collection is acceptable. Studies have shown that correcting albumin for creatinine excretion rates has similar discriminatory value with respect to diabetic renal involvement. The albumin:creatinine ratio from a random urine specimen is also considered a valid screening tool.(2) Several studies have addressed whether the specimen needs to be a fasting urine, an exercised urine, or an overnight urine specimen. These studies have shown that the first-morning urine specimen is less sensitive, but more specific. Studies also have shown that microalbuminuria is a marker of generalized vascular disease and is associated with stroke and heart disease. | Only orderable as part of a profile. For more information see: -ALBR / Albumin, Random, Urine -RALB / Albumin, Random, Urine. Males: <17 mg/g creatinine Females: <25 mg/g creatinine | In random urine specimens, normal urinary albumin excretion is below 17 mg/g creatinine for males and below 25 mg/g creatinine for females.(3) Microalbuminuria is defined as an albumin:creatinine ratio of 17 to 299 for males and 25 to 299 for females. A ratio of albumin:creatinine of 300 or higher is indicative of overt proteinuria. Due to biologic variability, positive results should be confirmed by a second, first-morning random or 24-hour timed urine specimen. If there is discrepancy, a third specimen is recommended. When 2 out of 3 results are in the microalbuminuria range, this is evidence for incipient nephropathy and warrants increased efforts at glucose control, blood pressure control, and institution of therapy with an angiotensin-converting-enzyme (ACE) inhibitor (if the patient can tolerate it). | Urine collected during menses may contain excess albumin due to blood contamination. Collection during this time should be avoided. Heavy exercise may increase albumin excretion and should be avoided during collection. Normal values apply to a non-exercised state. Bilirubin at 20 mg/dL reduces creatinine by 15% to 20%. | 1. Bennett PH, Haffner S, Kasiske BL, et al: Screening and management of microalbuminuria in patients with diabetes mellitus: recommendations to the Scientific Advisory Board of the National Kidney Foundation from anad hoccommittee of the Council on Diabetes Mellitus of the National Kidney Foundation. Am J Kidney Dis. 1995 Jan;25:107-112.doi: 10.1016/0272-6386(95)90636-3 2. Krolewski AS, Laffel LM, Krolewski M, Quinn M, Warram JH: Glycosylated hemoglobin and the risk of microalbuminuria in patients with insulin-dependent diabetes mellitus. N Engl J Med. 1995 May 11;332:1251-1255.doi: 10.1056/NEJM199505113321902 3. Zelmanovitz T, Gross JL, Oliveira JR, Paggi A, Tatsch M, Azevedo MJ: The receiver operating characteristics curve in the evaluation of a random urine specimen as a screening test for diabetic nephropathy. Diabetes Care. 1997 April;20:516-519.doi: 10.2337/diacare.20.4.516 4. Miller GW, Bruns DE, Hortin GL, et al: Current issues in measurement and reporting of urinary albumin excretion. Clin Chem 2009 Jan;55(1):24-38. doi: 10.1373/clinchem.2008.106567 5.Lamb EJ, Jones GRD: Kidney functions tests. In: Rifai N, Horvath AR, Wittwer CT, eds. Tietz Textbook of Clinical Chemistry and Molecular Diagnostics. 6th ed. Elsevier; 2018:480-488 6. Sacks DB: Diabetes mellitus. In: Rifai N, Horvath AR, Wittwer CT, eds. Tietz Textbook of Clinical Chemistry and Molecular Diagnostics. 6th ed. In: Elsevier; 2018:1197-1199 | Albumin is measured by immunoturbidimetry utilizing antibody to human albumin in an automated immunoprecipitation analysis system.(Package insert: ALBT2: Tina-Quant Albumin Gen 2. Roche Diagnostics V13.0 01/2020) | 1 day | 7 days | This test has been modified from the manufacturer's instructions. Its performance characteristics were determined by Mayo Clinic in a manner consistent with CLIA requirements. This test has not been cleared or approved by the US Food and Drug Administration. | 82043 | Albumin, Random, U | 9318-7 | RALB1 | Albumin, Random, U | 89999-7
ALBR | Albumin, Random, Urine | Assessing the potential for early onset of nephropathy in diabetic patients using random urine specimens | RALB1: Immunoturbidity CRE2: Enzymatic Colorimetric Assay | Yes | Albumin, Random, U | Urine | Patient Preparation:Heavy exercise should be avoided prior to collection. Supplies:Sarstedt 5 mL Aliquot Tube (T914) Container/Tube:Plastic tube Specimen Volume:5 mL Collection Instructions: 1. Collect a random urine specimen. 2. No preservative. | 1 mL | Diabetic nephropathy is a complication of diabetes and is characterized by proteinuria (normal urinary albumin excretion is <30 mg/day; overt proteinuria is >300 mg/day).Before overt proteinuria develops, albumin excretion increases in those diabetic patients who are destined to develop diabetic nephropathy. Therapeutic maneuvers (eg, aggressive blood pressure maintenance, particularly with angiotensin-converting enzyme inhibitors; aggressive blood sugar control; and possibly decreased protein intake) can significantly delay, or possibly prevent, development of nephropathy. Thus, there is a need to identify small, but abnormal, increases in the excretion of urinary albumin (in the range of 30-300 mg/day, ie, microalbuminuria). The National Kidney Foundation guidelines for the management of patients with diabetes and microalbuminuria recommend that all type 1 diabetic patients older than 12 years and all type 2 diabetic patients younger than 70 years have their urine tested for microalbuminuria yearly when they are under stable glucose control.(1) The preferred specimen is a 24-hour collection, but a random collection is acceptable. Studies have shown that correcting albumin for creatinine excretion rates has similar discriminatory value with respect to diabetic renal involvement. The albumin:creatinine ratio from a random urine specimen is also considered a valid screening tool.(2) Several studies have addressed whether the specimen needs to be a fasting urine, an exercised urine, or an overnight urine specimen. These studies have shown that the first-morning urine specimen is less sensitive, but more specific. Studies also have shown that microalbuminuria is a marker of generalized vascular disease and is associated with stroke and heart disease. | Males: <17 mg/g creatinine Females: <25 mg/g creatinine | In random urine specimens, normal urinary albumin excretion is below 17 mg/g creatinine for males and below 25 mg/g creatinine for females.(3) Microalbuminuria is defined as an albumin:creatinine ratio of 17 to 299 for males and 25 to 299 for females. A ratio of albumin:creatinine of 300 or higher is indicative of overt proteinuria. Due to biologic variability, positive results should be confirmed by a second, first-morning random or 24-hour timed urine specimen. If there is discrepancy, a third specimen is recommended. When 2 out of 3 results are in the microalbuminuria range, this is evidence for incipient nephropathy and warrants increased efforts at glucose control, blood pressure control, and institution of therapy with an angiotensin-converting-enzyme (ACE) inhibitor (if the patient can tolerate it). | Urine collected during menses may contain excess albumin due to blood contamination. Collection during this time should be avoided. Heavy exercise may increase albumin excretion and should be avoided during collection. Reference values apply to a non-exercised state. Bilirubin at 20 mg/dL reduces creatinine by 15% to 20%. | 1. Bennett PH, Haffner S, Kasiske BL, et al: Screening and management of microalbuminuria in patients with diabetes mellitus: recommendations to the Scientific Advisory Board of the National Kidney Foundation from anad hoccommittee of the Council on Diabetes Mellitus of the National Kidney Foundation. Am J Kidney Dis. 1995 Jan;25:107-112.doi: 10.1016/0272-6386(95)90636-3 2. Krolewski AS, Laffel LM, Krolewski M, Quinn M, Warram JH: Glycosylated hemoglobin and the risk of microalbuminuria in patients with insulin-dependent diabetes mellitus. N Engl J Med. 1995 May 11;332:1251-1255.doi: 10.1056/NEJM199505113321902 3. Zelmanovitz T, Gross JL, Oliveira JR, Paggi A, Tatsch M, Azevedo MJ: The receiver operating characteristics curve in the evaluation of a random urine specimen as a screening test for diabetic nephropathy. Diabetes Care. 1997 April;20:516-519.doi: 10.2337/diacare.20.4.516 4. Miller GW, Bruns DE, Hortin GL, et al: Current issues in measurement and reporting of urinary albumin excretion. Clin Chem. 2009 Jan;55(1):24-38. doi: 10.1373/clinchem.2008.106567 5.Lamb EJ, Jones GRD: Kidney functions tests. In: Rifai N, Horvath AR, Wittwer CT, eds. Tietz Textbook of Clinical Chemistry and Molecular Diagnostics. 6th ed. Elsevier; 2018:480-488 6. Sacks DB: Diabetes mellitus. In: Rifai N, Horvath AR, Wittwer CT, eds. Tietz Textbook of Clinical Chemistry and Molecular Diagnostics. 6th ed. In: Elsevier; 2018:1197-1199 | Albumin is measured by immunoturbidimetry utilizing antibody to human albumin in an automated immunoprecipitation analysis system.(Package insert: ALBT2: Tina-Quant Albumin Gen 2. Roche Diagnostics V13.0 01/2020) Creatinine is measured by the enzymatic method, which is based on the determination of sarcosine from creatinine with the aid of creatininase, creatinase, and sarcosine oxidase. The liberated hydrogen peroxide is measured via a modified Trinder reaction using a colorimetric indicator. Optimization of the buffer system and the colorimetric indicator enables the creatinine concentration to be quantified both precisely and specifically.(Package insert: Creatinine plus v2. Roche Diagnostics; V15.0, 03/2019) | 1 to 3 days | 7 days | This test has been modified from the manufacturer's instructions. Its performance characteristics were determined by Mayo Clinic in a manner consistent with CLIA requirements. This test has not been cleared or approved by the US Food and Drug Administration. | 8204382570 | Albumin, Random, U | 9318-7 | A_CR | Albumin/Creatinine Ratio | 9318-7
ALB | Albumin, Serum | Assessing nutritional status | Photometric, Bromcresol Green | Yes | Albumin, S | For more information see: | Collection Container/Tube: Preferred:Serum gel Acceptable:Red top Specimen Volume:0.5 mL Submission Container/Tube:Plastic vial Collection Instructions: 1. Serum gel tubes should be centrifuged within 2 hours of collection. 2. Red-top tubes should be centrifuged, and the serum aliquoted into a plastic vial within 2 hours of collection. | 0.25 mL | Albumin is a carbohydrate-free protein, which constitutes 55% to 65% oftotal plasma protein. It maintains oncotic plasma pressure, is involvedin the transport and storage of a wide variety of ligands, and is a sourceof endogenous amino acids. Albumin binds and solubilizes variouscompounds, including bilirubin, calcium, long-chain fatty acids, toxicheavy metal ions, and numerous pharmaceuticals. Hypoalbuminemia is caused by several factors: impaired synthesisdue either to liver disease (primary) or due to diminished protein intake(secondary), increased catabolism as a result of tissue damage andinflammation, malabsorption of amino acids, and increased renalexcretion (eg, nephrotic syndrome). | > or =12 months: 3.5-5.0 g/dL Reference values have not been established for patients who are <12 months of age. For SI unit Reference Values, seehttps://www.mayocliniclabs.com/order-tests/si-unit-conversion.html | Hyperalbuminemia is of little diagnostic significance except in the caseof dehydration. When plasma or serum albumin values fall below 2.0g/dL, edema is usually present. | Albumin values determined by the bromcresol green method may not beidentical to the albumin values determined by electrophoresis. | 1. Tietz Textbook of Clinical Chemistry. Edited by CA Burtis, ER Ashwood. Philadelphia, WB Saunders Company, 1999 2. Peters T, Jr: Serum albumin.InThe Plasma Proteins. Vol 1. Second edition. Edited by F Putnam, New York, Academic Press, 1975 | The dye, bromcresol green (BCG), is added to serum in an acid buffer.The color intensity of the blue-green albumin-BCG complex is directlyproportional to the albumin concentration and is determinedphotometrically.(Package insert: Roche Albumin reagent; RocheDiagnostic Corp., Indianapolis, IN, July 1999) | Same day/1 to 2 days | 1 week | This test has been cleared, approved, or is exempt by the US Food and Drug Administration and is used per manufacturer's instructions. Performance characteristics were verified by Mayo Clinic in a manner consistent with CLIA requirements. | 82040 | Albumin, S | 1751-7 | ALB | Albumin, S | 1751-7
ALBS1 | Albumin, Serum | Assessing nutritional status Aiding in the diagnosis of multiple sclerosis when used in conjunction with serum IgG, and cerebrospinal fluid IgG and albumin concentrations | Only orderable as part of profile. For more information see: SFIG / Cerebrospinal Fluid (CSF) IgG Index Profile, Serum and Spinal Fluid. Photometric | Yes | Albumin, S | Serum | Only orderable as part of profile. For more information see: SFIG / Cerebrospinal Fluid (CSF) IgG Index Profile, Serum and Spinal Fluid. Collection Container/Tube: Preferred:Serum gel Acceptable:Red top Submission Container/Tube:Plastic vial Specimen Volume:1mL Collection Instructions: 1. Serum gel tubes should be centrifuged within 2 hours of collection. 2. Red-top tubes should be centrifuged, and the serum aliquoted into a plastic vial within 2 hours of collection. | 0.5 mL | Albumin is a carbohydrate-free protein, which constitutes 55% to 65% of total plasma protein. It maintains oncotic plasma pressure, is involved in the transport and storage of a wide variety of ligands, and is a source of endogenous amino acids. Albumin binds and solubilizes various compounds, including bilirubin, calcium, long-chain fatty acids, toxic heavy metal ions, and numerous pharmaceuticals. Hypoalbuminemia is caused by several factors: impaired synthesis due either to liver disease (primary) or due to diminished protein intake (secondary), increased catabolism as a result of tissue damage and inflammation, malabsorption of amino acids, and increased renal excretion (eg, nephrotic syndrome). Measurement of albumin in serum is helpful when paired with albumin measured in cerebrospinal fluid (CSF) along with total IgG in serum and CSF as an aid in evaluating multiple sclerosis and other conditions where the integrity of the blood brain barrier is reviewed. The combination of these four analytes is referred to as CSF IgG index. | Only orderable as part of profile. For more information see: SFIG / Cerebrospinal Fluid (CSF) IgG Index Profile, Serum and Spinal Fluid. > or =12 months: 3500-5000 mg/dL Reference values have not been established for patients who are <12 months of age. | Hyperalbuminemia is of little diagnostic significance except in the case of dehydration. When plasma or serum albumin values fall below 2.0 g/dL, edema is usually present. | Albumin concentration determined by the bromcresol green method may not be identical to the albumin concentration determined by electrophoresis. | 1. Rifai N, Horvath AR, Wittwer CT, eds. Tietz Textbook of Clinical Chemistry and Molecular Diagnostics. 6th ed. Elsevier; 2018 2. Peters T, Jr: Serum albumin. In: Putnam F, ed. The plasma proteins. Vol 1. 2nd ed. Academic Press; 1975 | The dye, bromocresol green (BCG), is added to serum in an acid buffer. The color intensity of the blue-green albumin-BCG complex is directly proportional to the albumin concentration and is determined photometrically.(Package insert: Roche Albumin reagent. Roche Diagnostics; 03/2015) | Same day/1 day | 1 week | This test has been cleared, approved, or is exempt by the US Food and Drug Administration and is used per manufacturer's instructions. Performance characteristics were verified by Mayo Clinic in a manner consistent with CLIA requirements. | 82040 | Albumin, S | 1751-7 | ALB_S | Albumin, S | 1751-7
ALBSF | Albumin, Spinal Fluid | Assessment of blood-brain barrier permeability | Nephelometry | Yes | Albumin, CSF | CSF | Specimen Type:Spinal fluid Container/Tube:Sterile vial Specimen Volume:1 mL Collection Instructions:Label specimen as spinal fluid. | 0.5 mL | Elevated albumin concentration in spinal fluid may serve as an indicator of the permeability status of the blood-brain barrier. Comparison to an ALB / Albumin, Serum concentration is recommended. | 0.0-27.0 mg/dL | Elevated albumin concentrations may be observed in patients with a compromised blood-brain barrier. | Cerebrospinal fluid albumin has limited utility as a standalone test. | Schliep G, Felgenhauer K. Serum-CSF protein gradients, the blood-GSF barrier and the local immune response. J Neurol. 1978;218(2):77-96 | The cerebrospinal fluid albumin is determined by immunonephelometry on a Siemens Nephelometer II. In this assay, the light scattered onto the antigen-antibody complexes is measured. The intensity of the measured scattered light is proportional to the amount of antigen-antibody complexes in the sample under certain conditions. If the antibody volume is kept constant, the signal behaves proportionally to the antigen volume. A reference curve is generated by a standard with a known antigen content on which the scattered light signals of the samples can be evaluated and calculated as an antigen concentration. Antigen-antibody complexes are formed when a sample containing antigen and the corresponding antiserum are put into a cuvette. A light beam is generated with a light emitting diode, which is transmitted through the cuvette. The light is scattered onto the immuno-complexes that are present. Antigen and antibody are mixed in the initial measurement, but no complex is yet formed. An antigen-antibody complex is formed in the final measurement. The result is calculated by subtracting the value of the final measurement from the initial measurement. The distribution of intensity of the scattered light depends on the ratio of the particle size of the antigen-antibody complexes to the radiated wavelength.(Instruction manual: Siemens Nephelometer II. Siemens, Inc; Version 2.3, 2008; Addendum to the Instruction Manual 2.3, 08/2017) | 1 to 3 days | 2 weeks | This test has been cleared, approved, or is exempt by the US Food and Drug Administration and is used per manufacturer's instructions. Performance characteristics were verified by Mayo Clinic in a manner consistent with CLIA requirements. | 82042 | Albumin, CSF | 1746-7 | ALBSF | Albumin, CSF | 1746-7
A_CR | Albumin/Creatinine Ratio | Calculating the albumin concentration per creatinine Assessing the potential for early onset of nephropathy in diabetic patients using random urine specimens | Only orderable as part of a profile. For more information see: ALBR / Albumin, Random, Urine RALB / Albumin, Random, Urine. Calculation | Yes | Albumin/Creatinine Ratio | Urine | Only orderable as part of a profile. For more information see: ALBR / Albumin, Random, Urine RALB / Albumin, Random, Urine. |  | Diabetic nephropathy is a complication of diabetes and is characterized by proteinuria (normal urinary albumin excretion is <30 mg/day; overt proteinuria is >300 mg/day).Before overt proteinuria develops, albumin excretion increases in those diabetic patients who are destined to develop diabetic nephropathy. Therapeutic maneuvers (eg, aggressive blood pressure maintenance, particularly with angiotensin-converting enzyme inhibitors; aggressive blood sugar control; and possibly decreased protein intake) can significantly delay, or possibly prevent, development of nephropathy. Thus, there is a need to identify small, but abnormal, increases in the excretion of urinary albumin (in the range of 30-300 mg/day, ie, microalbuminuria). The National Kidney Foundation guidelines for the management of patients with diabetes and microalbuminuria recommend that all type 1 diabetic patients older than 12 years and all type 2 diabetic patients younger than 70 years have their urine tested for microalbuminuria yearly when they are under stable glucose control.(1) The preferred specimen is a 24-hour collection, but a random collection is acceptable. Studies have shown that correcting albumin for creatinine excretion rates has similar discriminatory value with respect to diabetic renal involvement. The albumin:creatinine ratio from a random urine specimen is also considered a valid screening tool.(2) Several studies have addressed whether the specimen needs to be a fasting urine, an exercised urine, or an overnight urine specimen. These studies have shown that the first-morning urine specimen is less sensitive, but more specific. Studies also have shown that microalbuminuria is a marker of generalized vascular disease and is associated with stroke and heart disease. | Only orderable as part of a profile. For more information see: ALBR / Albumin, Random, Urine RALB / Albumin, Random, Urine. Males: <17 mg/g creatinine Females: <25 mg/g creatinine | In random urine specimens, normal urinary albumin excretion is below 17 mg/g creatinine for males and below 25 mg/g creatinine for females.(3) Microalbuminuria is defined as an albumin:creatinine ratio of 17 to 299 for males and 25 to 299 for females. A ratio of albumin:creatinine of 300 or higher is indicative of overt proteinuria. Due to biologic variability, positive results should be confirmed by a second, first-morning random or 24-hour timed urine specimen. If there is discrepancy, a third specimen is recommended. When 2 out of 3 results are in the microalbuminuria range, this is evidence for incipient nephropathy and warrants increased efforts at glucose control, blood pressure control, and institution of therapy with an angiotensin-converting-enzyme (ACE) inhibitor (if the patient can tolerate it). | Urine collected during menses may contain excess albumin due to blood contamination. Collection during this time should be avoided. Heavy exercise may increase albumin excretion and should be avoided during collection. Normal values apply to a non-exercised state. Bilirubin at 20 mg/dL reduces creatinine by 15% to 20%. | 1. Bennett PH, Haffner S, Kasiske BL, et al: Screening and management of microalbuminuria in patients with diabetes mellitus: recommendations to the Scientific Advisory Board of the National Kidney Foundation from anad hoccommittee of the Council on Diabetes Mellitus of the National Kidney Foundation. Am J Kidney Dis. 1995 Jan;25:107-112.doi: 10.1016/0272-6386(95)90636-3 2. Krolewski AS, Laffel LM, Krolewski M, Quinn M, Warram JH: Glycosylated hemoglobin and the risk of microalbuminuria in patients with insulin-dependent diabetes mellitus. N Engl J Med. 1995 May 11;332:1251-1255.doi: 10.1056/NEJM199505113321902 3. Zelmanovitz T, Gross JL, Oliveira JR, Paggi A, Tatsch M, Azevedo MJ: The receiver operating characteristics curve in the evaluation of a random urine specimen as a screening test for diabetic nephropathy. Diabetes Care. 1997 April;20:516-519.doi: 10.2337/diacare.20.4.516 4. Miller GW, Bruns DE, Hortin GL, et al: Current issues in measurement and reporting of urinary albumin excretion. Clin Chem. 2009 Jan;55:1(24-38).doi: 10.1373/clinchem.2008.106567 Lamb EJ, Jones GRD: Kidney functions tests. In: Rifai N, Horvath AR, Wittwer CT, eds. Tietz Textbook of Clinical Chemistry and Molecular Diagnostics. 6th ed. Elsevier; 2018:480-488 6. Sacks DB: Diabetes mellitus. In: Rifai N, Horvath AR, Wittwer CT, eds. Tietz Textbook of Clinical Chemistry and Molecular Diagnostics. 6th ed. In: Elsevier; 2018:1197-1199 | This test calculates the albumin concentration per creatinine. This calculation is performed in the Laboratory Information System, SCC Soft. | 1 day | 7 days | Not Applicable |  | Albumin/Creatinine Ratio | 9318-7 | A_CR | Albumin/Creatinine Ratio | 9318-7
FALBU | Albuterol, Serum/Plasma |  | High Performance Liquid Chromatography/Tandem Mass Spectrometry (LC/MS/MS) | Yes | Albuterol | Varies | ***Must submit one specimen per order. Specimens cannot be shared between multiple orders.*** Submit only one of the following specimens: Serum Specimen Type:Serum Collection Container/Tube:Red top Submission Container/Tube:Plastic vial Specimen Volume:3 mL Collection Instructions: 1. Draw blood in a plain, red-top tube(s).Serum gel tube is not acceptable. 2. Centrifuge and send 3 mL of serum refrigerated in a plastic, preservative-free vial. Note:Label specimen appropriately (serum). Plasma Specimen Type:Plasma Container/Tube:Lavender top or pink top (EDTA) Submission Container/Tube:Plastic vial Specimen Volume:3 mL Collection Instructions: 1. Draw blood in an EDTA (lavender top or pink top) tube(s).Plasma gel tube is not acceptable. 2.Centrifuge and send 3 mL of EDTA plasma refrigerated in a plastic, preservative-free vial. Note:Label specimen appropriately (plasma). | 1.2 mL |  | Reporting limit determined each analysis None Detected ng/mL Peak plasma levels following a 180 mcg dose via aninhaler: 1.5 ng/mL at 13 minutes post dose Peak plasma levels following inhalation of a cumulativedose of 1 mg and 4 mg: approximately 5 and 20 ng/mL,respectively, 5 minutes post dose Peak plasma levels following a single 8 mgoral-sustained release tablet:13 ng/mL at 5.0 hours post dose Average steady-state peak and trough plasmalevels following a 4 mg (normal release tablet) every6 hours for 5 days: 15 and 9.9 ng/mL, respectively. Serum/plasma concentrations may vary significantlydepending on dose, formulation, route ofadministration, device, lung function, anduser mechanics. |  |  |  |  | 7 to 11 days | 2 weeks | This test was developed and its performance characteristics determined by NMS Labs. It has not been cleared or approved by the U.S. Food and Drug Administration. | 80299 | Albuterol | 9311-2 | Z1856 | Reporting Limit | 19147-8
ALS | Aldolase, Serum | Detection of muscle disease | Photometric | Yes | Aldolase, S | Serum Red | Supplies: Sarstedt 5 mL Aliquot Tube (T914) Collection Container/Tube:Red top (serum gel/SST arenot acceptable) Submission Container/Tube:Plastic vial Specimen Volume:1 mL Collection Instructions: 1.Within 1 hour of collection, centrifuge and aliquot serum into a plastic vial. 2. Send refrigerated. | 0.5 mL | Aldolase is necessary for glycolysis in muscle as a rapid response pathway for production of adenosine triphosphate independent of tissue oxygen. Aldolase catalyzes the conversion of fructose 1,6-diphosphate into dihydroxyacetone phosphate and glyceraldehyde 3-phosphate, an important reaction in the glycolytic breakdown of glucose to lactate in muscle. Aldolase is a tetramer whose primary structure depends upon the tissue from which it was synthesized (highest expression in liver, muscle, brain). Elevated values are found in muscle diseases, such as Duchenne muscular dystrophy, dermatomyositis, polymyositis, and limb-girdle muscular dystrophy. While elevated creatinine kinase (CK) levels are more sensitive and specific for muscle disease, occasionally elevated aldolase is observed in some patients with myositis that have normal CK values. | <18 years: <14.5 U/L > or =18 years: <7.7 U/L | Measuring serum muscle enzymes is common in the evaluation of patients with muscle weakness or muscle myalgia. When elevated, serum muscle enzymes can help differentiate muscle disease derived muscle weakness from a neurogenic cause. The highest levels of aldolase are found in progressive (Duchenne) muscular dystrophy. Lesser elevations are found in dermatomyositis, polymyositis, and limb-girdle muscular dystrophy. In dystrophic conditions causing hyperaldolasemia, the increasein aldolase becomes less dramatic as muscle mass decreases. | No significant cautionary statements | 1. Bohlmeyer TJ, Wu AH, Perryman MB. Evaluation of laboratory tests as a guide to diagnosis and therapy of myositis. Rheum Dis Clin of North Am. 1994;20(4):845-856 2. Bohan A, Peter JB, Bowman RL, Pearson CM. Computer-assisted analysis of 153 patients with polymyositis and dermatomyositis. Medicine (Baltimore). 1977;56(4):255-286.doi:10.1097/00005792-197707000-00001 3. Thompson RA, Vignos PJ Jr. Serum aldolase in muscle disease. AMA Arch Intern Med. 1959;103(4):551-564.doi:10.1001/archinte.1959.00270040037004 4. Ganguly A. Management of muscular dystrophy during osteoarthritis disorder: A topical phytotherapeutic treatment protocol. Caspian J Intern Med. 2019;10(2):183-196. doi:10.22088/cjim.10.2.183 | The aldolase activity is determined from the rate at which reduced nicotinamide adenine dinucleotide (NADH) is oxidized to NAD(+) and is measured photometrically by a decrease in absorbance. For each mole of substrate hydrolyzed, 2 moles of coenzyme (NADH) are oxidized. This 1:2 ratio is applied in the calculation of aldolase activity. Lactate dehydrogenase is present in the reagent for the purpose of eliminating interference from endogenous pyruvate in the specimen.(Package insert: Aldolase Reagent.Roche Diagnostics; V 5.0, 01/2021) | 1 to 3 days | 7 days | This test has been modified from the manufacturer's instructions. Its performance characteristics were determined by Mayo Clinic in a manner consistent with CLIA requirements. This test has not been cleared or approved by the US Food and Drug Administration. | 82085 | Aldolase, S | 1761-6 | ALS | Aldolase, S | 1761-6
ALDNA | Aldosterone with Sodium, 24 Hour, Urine | Investigating primary aldosteronism (eg, adrenal adenoma/carcinoma and adrenal cortical hyperplasia) and secondary aldosteronism (eg, renovascular disease, salt depletion, potassium loading, cardiac failure with ascites, pregnancy, Bartter syndrome) in conjunction with urine sodium levels | ALDU: Liquid Chromatography Tandem Mass Spectrometry (LC-MS/MS) NAU: Potentiometric, Indirect Ion-Selective Electrode (ISE) | Yes | Aldosterone with Sodium, Urine | Urine | Patient Preparation:Spironolactone (Aldactone) should be discontinued for 4 to 6 weeks before testing. The plasma renin activity cannot be interpreted if the patient is being treated with spironolactone. Supplies:Sarstedt Aliquot Tube 5mL (T914) Container/Tube:2 Plastic, 5-mL tubes Specimen Volume:10 mL Collection Instructions: 1. Collect urine for24 hours. 2. Add 25 mL of 50% acetic acid as preservativeat start of collection. Use 15 mL of 50% acetic acid for children under the age of 5 years. This preservative is intended to achieve a pH of between approximately 2 and 4. 3. Place 5 mL of well mixed, 24-hour urine in plastic, 5-mL tube and label as Aldosterone. 4. Place 5 mL of well mixed, 24-hour urine in plastic, 5-mL tube and label as Sodium. Additional Information:SeeUrine Preservatives-Collection and Transportation for 24-Hour Urine Specimensfor multiple collections. | 2 mL | Aldosterone stimulates sodium transport across cell membranes, particularly in the distal renal tubule where sodium is exchanged for hydrogen and potassium. Secondarily, aldosterone is important in the maintenance of blood pressure and blood volume. Aldosterone is the major mineralocorticoid and is produced by the adrenal cortex. The renin-angiotensin system is the primary regulator of the synthesis and secretion of aldosterone. Likewise, increased concentrations of potassium in the plasma may directly stimulate adrenal production of the hormone. Under physiologic conditions, pituitary adrenocorticotropic hormone can stimulate aldosterone secretion. Urinary aldosterone levels are inversely correlated with urinary sodium excretion. Normal individuals will show a suppression of urinary aldosterone with adequate sodium repletion. Primary hyperaldosteronism, which may be caused by aldosterone-secreting adrenal adenoma/carcinomas or adrenal cortical hyperplasia, is characterized by hypertension accompanied by increased aldosterone levels,hypernatremia, and hypokalemia. Secondary hyperaldosteronism (eg, in response to renovasculardisease, salt depletion, potassium loading, cardiac failure with ascites, pregnancy, Bartter syndrome) is characterized by increased aldosterone levels and increased plasma rennin activity. | ALDOSTERONE 0-30 days: 0.7-11.0 mcg/24 h* 1-11 months: 0.7-22.0 mcg/24 h* > or =1 year: 2.0-20.0 mcg/24 h *Loeuille GA, Racadot A, Vasseur P, Vandewalle B: Blood and urinary aldosterone levels in normal neonates, infants and children. Pediatrie 1981 Jul-Aug;36(5):335-344 SODIUM 41-227 mmol/24 h If the 24-hour urinary sodium excretion is greater than200 mmol, the urinary aldosterone excretion should be less than10 mcg. | Under normal circumstances, if the 24-hour urinary sodium excretion is greater than 200 mEq, the urinary aldosterone excretion should be less than 10 mcg/24 hours. Urinary aldosterone excretion greater than 12 mcg/24 hours as part of an aldosterone suppression test is consistent with hyperaldosteronism. Twenty-four-hour urinary sodium excretion should exceed 200 mEq to document adequate sodium repletion. For more information seeRenin-Aldosterone Studies Note:Advice on stimulation or suppression tests is available from Mayo Clinic's Division of Endocrinology; call 800-533-1710. | Angiotensin converting enzyme (ACE) inhibitors have the potential to "falsely elevate" PRA. Therefore, in a patient treated with an ACE-inhibitor, the findings of a detectable PRA level or a low sodium aldosterone/PRA ratio do not exclude the diagnosis of primary aldosteronism. In addition, a strong predictor for primary aldosteronism is a PRA level undetectably low in a patient taking an ACE-inhibitor. | 1. Young WF Jr: Primary aldosteronism: A common and curable form of hypertension. Cardiol Rev. 1999 Jul-Aug;7(4):207-214 2. Young WF Jr: Pheochromocytoma and primary aldosteronism: diagnostic approaches. Endocrinol Metab Clin North Am. 1997 Dec;26(4):801-827 3. Fredline VF, Taylor PJ, Dodds HM, Johnson AG: A reference method for the analysis of aldosterone in blood by high-performance liquid chromatography-atmospheric pressure chemical ionization-tandem mass spectrometry. Anal Biochem. 1997 Oct 15;252(2):308-313 4. Carey RM, Padia SH: Primary mineralocorticoid excess disorders and hypertension. In: Jameson JL, De Groot LJ, de Kretser DM, Giudice LC, et al: eds. Endocrinology: Adult and Pediatric. 7th ed. WB Saunders; 2016:1871-1891 | Sodium: The ion selective electron (ISE) module indirectly measures the electromotive force (EMF) difference between an ISE and a reference electrode. The EMF of the ISE is dependent on the ion concentration of the sample. The EMF of the reference electrode is constant. An electronic calculation circuit converts EMF of the sample to the ion concentration of the sample.(Package insert: ISE indirect Na, K, Cl for Gen 2. Roche Diagnostics; V14.0, 02/2018) Aldosterone: Samples are spiked with deuterated internal standard and are hydrolyzedovernight with acid. Samples are then neutralized and extracted bysolid phase extraction. The extracts are dried, reconstituted, and analyzed byliquid chromatography tandem mass spectrometry.(Taylor RL, Singh RJ: Validation of liquid chromatography-tandemmass spectrometry method for analysis of urinary conjugated metanephrine and normetanephrine for screening of pheochromocytoma.Clin Chem. 2002 Mar;48[3]:533-539; Wurth R, Tirosh A, Kamilaris CDC, et al: Volumetric modeling of adrenal gland size in primary bilateral macronodular adrenocortical hyperplasia. J Endocr Soc. 2020 Oct 29;5[1]:bvaa162) | 2 to 8 days | See Individual Unit Codes | This test was developed and its performance characteristics determined by Mayo Clinic in a manner consistent with CLIA requirements. It has not been cleared or approved by the US Food and Drug Administration. | 82088-Aldosterone84300-Sodium | Aldosterone with Sodium, Urine | 94871-1 | NACN | Sodium Concentration | 21525-1
ALDU | Aldosterone, 24 Hour, Urine | Investigating primary aldosteronism (eg, adrenal adenoma/carcinoma and adrenal cortical hyperplasia) and secondary aldosteronism (renovascular disease, salt depletion, potassium loading, cardiac failure with ascites, pregnancy, Bartter syndrome) using 24-hour urine collections | Liquid Chromatography Tandem Mass Spectrometry (LC-MS/MS) | Yes | Aldosterone, U | Urine | Patient Preparation:Spironolactone (Aldactone) should be discontinued for 4 to 6 weeks before specimen collection. The plasma renin activity cannot be interpreted if the patient is being treated with spironolactone. Supplies:Urine tubes, 10 mL (T068) Container/Tube:Plastic, urine tube Specimen Volume:10 mL Collection Instructions: 1. Collect urine for 24 hours. 2. Add 25 mL of 50% acetic acid as preservativeat start of collection. Use 15 mL of 50% acetic acid for children under the age of 5 years. This preservative is intended to achieve a pH of between approximately 2 and 4. Additional Information:SeeUrine Preservatives-Collection and Transportation for 24-Hour Urine Specimensfor multiple collections. | 1 mL | Aldosterone stimulates sodium transport across cell membranes, particularly in the distal renal tubule where sodium is exchanged for hydrogen and potassium. Secondarily, aldosterone is important in the maintenance of blood pressure and blood volume. Aldosterone is the major mineralocorticoid and is produced by the adrenal cortex. The renin-angiotensin system is the primary regulator of the synthesis and secretion of aldosterone. Likewise, increased concentrations of potassium in the plasma may directly stimulate adrenal production of the hormone. Under physiologic conditions, pituitary adrenocorticotropic hormone can stimulate aldosterone secretion. Urinary aldosterone levels are inversely correlated with urinary sodium excretion. Normal individuals will show a suppression of urinary aldosterone with adequate sodium repletion. Primary hyperaldosteronism, which may be caused by aldosterone-secreting adrenal adenoma/carcinomas or adrenal cortical hyperplasia, is characterized by hypertension accompanied by increased aldosterone levels, hypernatremia, and hypokalemia. Secondary hyperaldosteronism (eg, in response to renovasculardisease, salt depletion, potassium loading, cardiac failure with ascites, pregnancy, Bartter's syndrome) is characterized by increased aldosterone levels and increased plasma rennin activity. | 0-30 days: 0.7-11.0 mcg/24 h* 31 days-11 months: 0.7-22.0 mcg/24 h* > or =1 year: 2.0-20.0 mcg/24 h *Loeuille GA, Racadot A, Vasseur P, Vandewalle B: Blood and urinary aldosterone levels in normal neonates, infants and children. Pediatrie. 1981 Jul-Aug;36(5):335-344 For International System of Units (SI) conversion for Reference Values, seewww.mayocliniclabs.com/order-tests/si-unit-conversion.html | Urinary aldosterone excretion greater than 12 mcg/24 hours as part of an aldosterone suppression test is consistent with hyperaldosteronism. For more information seeRenin-Aldosterone Studies. | Angiotensin converting enzyme (ACE) inhibitors have the potential to "falsely elevate" PRA. Therefore, in a patient treated with an ACE-inhibitor, the findings of a detectable PRA level or a low sodium aldosterone (SA)/PRA ratio do not exclude the diagnosis of primary aldosteronism. In addition, a strong predictor for primary aldosteronism is a PRA level undetectably low in a patient taking an ACE-inhibitor. | 1. Young WF Jr: Primary aldosteronism: a common and curable form of hypertension. Cardiol Rev. 1999 Jul-Aug;7(4):207-214 2. Young WF Jr: Pheochromocytoma and primary aldosteronism: diagnostic approaches. Endocrinol Metab Clin North Am. 1997 Dec;26(4):801-827 3. Fredline VF, Taylor PJ, Dodds HM, Johnson AG: A reference method for the analysis of aldosterone in blood by high-performance liquid chromatography-atmospheric pressure chemical ionization-tandem mass spectrometry. Analytical Biochem. 1997 Oct 15;252(2):308-313 4. Carey RM, Padia SH: Primary mineralocorticoid excess disorders and hypertension. In: Jameson JL, De Groot LJ, de Kretser DM, Giudice LC, et al, eds. Endocrinology: Adult and Pediatric. 7th ed. WB Saunders; 2016:1871-1891 | Samples are spiked with deuterated internal standard and are hydrolyzed overnight with acid. Samples are then neutralized and extracted by solid phase extraction. The extracts are dried, reconstituted, and analyzed by liquid chromatography tandem mass spectrometry.(Taylor RL, Singh RJ: Validation of liquid chromatography-tandem mass spectrometry method for analysis of urinary conjugated metanephrine and normetanephrine for screening of pheochromocytoma. Clin Chem. 2002 Mar;48[3]:533-539; Wurth R, Tirosh A, Kamilaris CDC, et al. Volumetric modeling of adrenal gland size in primary bilateral macronodular adrenocortical hyperplasia. J Endocr Soc. 2020 Oct 29;5(1):bvaa162) | 2 to 8 days | 14 days | This test was developed and its performance characteristics determined by Mayo Clinic in a manner consistent with CLIA requirements. It has not been cleared or approved by the US Food and Drug Administration. | 82088 | Aldosterone, U | 1765-7 | VL45 | Urine Volume | 3167-4
APIVC | Aldosterone, Inferior Vena Cava, Plasma | Investigation using inferior vena cava plasma specimen for: -Primary aldosteronism (eg, adrenal adenoma/carcinoma and adrenal cortical hyperplasia) -Secondary aldosteronism (renovascular disease, salt depletion, potassium loading, cardiac failure with ascites, pregnancy, Bartter syndrome) | Liquid Chromatography Tandem Mass Spectrometry (LC-MS/MS) | Yes | Aldosterone, IVC, P | Plasma EDTA | Patient Preparation:Spironolactone (Aldactone) should be discontinued for 4 to 6 weeks before specimen collection. The plasma renin activity cannot be interpreted if the patient is being treated with spironolactone. Collection Container/Tube:Lavender top (EDTA) Submission Container/Tube:Plastic vial Specimen Volume:1.6 mL Collection Instructions: 1.SeeRenin-Aldosterone Studiesfor detailed instructions. 2.The recommended collection time is 8 a.m., after the patient is active for approximately 2 hours. Try to collect the specimen as close to that time as possible and no later than 10 a.m. 3. Centrifuge and aliquot plasma into a plastic vial. | 1 mL | Aldosterone stimulates sodium transport across cell membranes, particularly in the distal renal tubule where sodium is exchanged for hydrogen and potassium. Secondarily, aldosterone is important in the maintenance of blood pressure and blood volume. Aldosterone is the major mineralocorticoid and is produced by the adrenal cortex. The renin-angiotensin system is the primary regulator of the synthesis and secretion of aldosterone. Likewise, increased concentrations of potassium in the plasma may directly stimulate adrenal production of the hormone. Under physiologic conditions, pituitary adrenocorticotropic hormone is not a major factor in regulating aldosterone secretion. For more information seeSteroid Pathways. | No established reference values. | A high ratio of plasma aldosterone (PA) in ng/dL to plasma renin activity (PRA) in ng/mL per hour is a positive screening test result, a finding that warrants further testing. A PA:PRA ratio of 20 or greater is only interpretable with a PA of 15 ng/dL or greater and indicates probable primary aldosteronism. Kidney disease, such as unilateral renal artery stenosis, results in elevated renin and aldosterone levels. Renal venous catheterization may be helpful. A positive test is a renal venous renin ratio (affected/normal) above1.5. Note:Advice on stimulation or suppression tests is available from Mayo Clinic's Division of Endocrinology; call 800-533-1710. | Late p.m. levels can be up to 30% lower than early a.m. levels. Supine values are on average 50% lower than upright collections. Sodium-depleted subjects have significantly elevated plasma aldosterone (PA) levels, potentially exceeding the upper limit of the salt replete upright reference range by several fold. To account for these variables, at least in part, it is recommended that plasma renin activity (PRA) is measured concomitantly. In situations of physiological variability, PRA should be altered in the same direction as aldosterone. For more information seeRenin-Aldosterone Studies. Angiotensin-converting enzyme (ACE) inhibitors have the potential to falsely elevate PRA. Therefore, in a patient treated with an ACE inhibitor, the finding of a detectable PRA level or a low PA:PRA ratio does not exclude the diagnosis of primary aldosteronism. In addition, in a patient taking an ACE inhibitor, an undetectably low PRA level is a strong predictor for primary aldosteronism. | 1. Young WF Jr. Primary aldosteronism: A common and curable form of hypertension. Cardiol Rev. 1999;7(4):207-214 2.Young WF Jr. Pheochromocytoma and primary aldosteronism: diagnostic approaches.Endocrinol Metab Clin North Am. 1997;26(4):801-827 3. Hurwitz S, Cohen RJ, Williams GH. Diurnal variation of aldosterone and plasma renin activity: timing relation to melatonin and cortisol and consistency after prolonged bed rest. J Appl Physiol. 2004;96:1406-1414 4. Inoue K, Goldwater D, Allison M, Seeman T, Kestenbaum BR, Watson KE. Serum aldosterone concentration, blood pressure, and coronary artery calcium: The Multi-Ethnic Study of Atherosclerosis. [published correction appears in Hypertension. 2021 Mar 3;77(3):e34].Hypertension. 2020;76(1):113-120. doi:10.1161/HYPERTENSIONAHA.120.15006 | Aldosterone-d6 is added to serum and plasma samples as an internal standard. Aldosterone and aldosterone-d6 are extracted from the specimens using a Strata X cartridge. The eluate is dried down under nitrogen, reconstituted with 70/30 methanol/water containing estriol and analyzed by liquid chromatography tandem mass spectrometry using multiple reaction monitoring in the negative mode.(Fredline VF, Taylor PJ, Dodds HM, Johnson AG. A reference method for the analysis of aldosterone in blood by high performance liquid chromatography-atmospheric pressure chemical ionization-tandem mass spectrometry. Anal Biochem. 1997;252[2]:308-313) | 2 to 5 days | 14 days | This test was developed and its performance characteristics determined by Mayo Clinic in a manner consistent with CLIA requirements. It has not been cleared or approved by the US Food and Drug Administration. | 82088 | Aldosterone, IVC, P | 1763-2 | 65425 | Aldosterone, IVC, P | 1763-2
AIVC | Aldosterone, Inferior Vena Cava, Serum | Investigation using inferior vena cava specimen for: -Primary aldosteronism (eg, adrenal adenoma/carcinoma and adrenal cortical hyperplasia) -Secondary aldosteronism (renovascular disease, salt depletion, potassium loading, cardiac failure with ascites, pregnancy, Bartter syndrome) | Liquid Chromatography Tandem Mass Spectrometry (LC-MS/MS) | Yes | Aldosterone, IVC | Serum | Patient Preparation:Spironolactone (Aldactone) should be discontinued for 4 to 6 weeks before testing. The plasma renin activity cannot be interpreted if the patient is being treated with spironolactone. Collection Container/Tube: Preferred:Red top Acceptable:Serum gel Submission Container/Tube:Plastic vial Specimen Volume:1.8 mL Collection Instructions: 1.SeeRenin-Aldosterone Studiesfor detailed instructions. 2.The recommended collection time is 8 a.m., after the patient is active for approximately 2 hours. Try to collect the specimen as close to that time as possible and no later than 10 a.m. 3. Centrifuge and aliquot serum into a plastic vial. | 1 mL | Aldosterone stimulates sodium transport across cell membranes, particularly in the distal renal tubule where sodium is exchanged for hydrogen and potassium. Secondarily, aldosterone is important in the maintenance of blood pressure and blood volume. Aldosterone is the major mineralocorticoid and is produced by the adrenal cortex. The renin-angiotensin system is the primary regulator of the synthesis and secretion of aldosterone. Likewise, increased concentrations of potassium in the plasma may directly stimulate adrenal production of the hormone. Under physiologic conditions, pituitary adrenocorticotropic hormone is not a major factor in regulating aldosterone secretion. For more information seeSteroid Pathways. | No established reference values. | A high ratio of serum aldosterone (SA) in ng/dL to plasma renin activity (PRA) in ng/mL per hour is a positive screening test result, a finding that warrants further testing. An SA:PRA ratio 20 or higher is only interpretable with an SA of 15 ng/dL or higher and indicates probable primary aldosteronism. Kidney disease, such as unilateral renal artery stenosis, results in elevated renin and aldosterone levels. Renal venous catheterization may be helpful. A positive test is a renal venous renin ratio (affected/normal) greater than 1.5. Note:Advice on stimulation or suppression tests is available from Mayo Clinic's Division of Endocrinology and may be obtained by calling 800-533-1710. | Late p.m. levels can be up to 30% lower than early a.m. levels. Supine values are on average 50% lower than upright collections. Sodium-deplete patients have significantly elevated serum aldosterone (SA) levels, potentially exceeding the upper limit of the salt replete upright reference range by several fold. To account for these variables, at least in part, it is recommended that plasma renin activity (PRA) is measured concomitantly. In situations of physiological variability, PRA should be altered in the same direction as aldosterone. For more information seeRenin-Aldosterone Studies. Angiotensin converting enzyme (ACE) inhibitors have the potential to falsely elevate PRA. Therefore, in a patient treated with an ACE inhibitor, the findings of a detectable PRA level or a low SA/PRA ratio do not exclude the diagnosis of primary aldosteronism. In addition, in a patient taking an ACE inhibitor, an undetectably low PRA level is a strong predictor for primary aldosteronism. | 1. Young WF Jr: Primary aldosteronism: A common and curable form of hypertension. Cardiol Rev. 1999 Jul-Aug;7(4):207-214 2.Young WF Jr: Pheochromocytoma and primary aldosteronism: diagnostic approaches.Endocrinol Metab Clin North Am. 1997 Dec;26(4):801-827 3. Hurwitz S, Cohen RJ, Williams GH: Diurnal variation of aldosterone and plasma renin activity: timing relation to melatonin and cortisol and consistency after prolonged bed rest. J Appl Physiol. 2004 Apr;96(4):1406-1414 4. Inoue K, Goldwater D, Allison M, Seeman T, Kestenbaum BR, Watson KE: Serum aldosterone concentration, blood pressure, and coronary artery calcium: The Multi-Ethnic Study of Atherosclerosis. Hypertension. 2020 Jul;76(1):113-120. doi: 10.1161/HYPERTENSIONAHA.120.15006. Erratum in: Hypertension. 2021 Mar 3;77(3):e34 | Aldosterone-d6 is added to serum and plasma samples as an internal standard. Aldosterone and aldosterone-d6 are extracted from the specimens using a Strata X cartridge. The eluate is dried down under nitrogen, reconstituted with 70/30 methanol/water containing estriol and analyzed by liquid chromatography tandem mass spectrometry using multiple reaction monitoring in the negative mode.(Fredline VF, Taylor PJ, Dodds HM, Johnson AG: A reference method for the analysis of aldosterone in blood by high-performance liquid chromatography-atmospheric pressure chemical ionization-tandem mass spectrometry. Anal Biochem. 1997 Oct 15;252(2):308-313) | 2 to 5 days | 14 days | This test was developed and its performance characteristics determined by Mayo Clinic in a manner consistent with CLIA requirements. It has not been cleared or approved by the US Food and Drug Administration. | 82088 | Aldosterone, IVC | 1763-2 | 6503 | Aldosterone, IVC | 1763-2
APLAV | Aldosterone, Left Adrenal Vein, Plasma | Investigation using left adrenal vein plasma specimen for: -Primary aldosteronism (eg, adrenal adenoma/carcinoma and adrenal cortical hyperplasia) -Secondary aldosteronism (renovascular disease, salt depletion, potassium loading, cardiac failure with ascites, pregnancy, Bartter syndrome) | Liquid Chromatography-Tandem Mass Spectrometry (LC-MS/MS) | Yes | Aldosterone, LAV, P | Plasma EDTA | Patient Preparation:Spironolactone (Aldactone) should be discontinued for 4 to 6 weeks before specimen collection. The plasma renin activity cannot be interpreted if the patient is being treated with spironolactone. Collection Container/Tube:Lavender top (EDTA) Submission Container/Tube:Plastic vial Specimen Volume:1.6 mL Collection Instructions: 1.SeeRenin-Aldosterone Studiesfor detailed instructions. 2.The recommended collection time is 8 a.m., after the patient is active for approximately 2 hours. Try to collect the specimen as close to that time as possible and no later than 10 a.m. 3. Centrifuge and aliquot plasma into a plastic vial. | 1 mL | Aldosterone stimulates sodium transport across cell membranes, particularly in the distal renal tubule where sodium is exchanged for hydrogen and potassium. Secondarily, aldosterone is important in the maintenance of blood pressure and blood volume. Aldosterone is the major mineralocorticoid and is produced by the adrenal cortex. The renin-angiotensin system is the primary regulator of the synthesis and secretion of aldosterone. Likewise, increased concentrations of potassium in the plasma may directly stimulate adrenal production of the hormone. Under physiologic conditions, pituitary adrenocorticotropic hormone is not a major factor in regulating aldosterone secretion. For more information seeSteroid Pathways. | No established reference values. | A high ratio of plasma aldosterone (PA) in ng/dL to plasma renin activity (PRA) in ng/mL per hour is a positive screening test result, a finding that warrants further testing. A PA:PRA ratio of 20 or greater is only interpretable with a PA of 15 ng/dL or greater and indicates probable primary aldosteronism. Kidney disease, such as unilateral renal artery stenosis, results in elevated renin and aldosterone levels. Renal venous catheterization may be helpful. A positive test is a renal venous renin ratio (affected/normal) above 1.5. Note:Advice on stimulation or suppression tests is available from Mayo Clinic's Division of Endocrinology; call 800-533-1710. | Late p.m. levels can be up to 30% lower than early a.m. levels. Supine values are on average 50% lower than upright collections. Sodium-deplete patients have significantly elevated plasma aldosterone (PA) levels, potentially exceeding the upper limit of the salt replete upright reference range by several fold. To account for these variables, at least in part, it is recommended that plasma renin activity (PRA) is measured concomitantly. In situations of physiological variability, PRA should be altered in the same direction as aldosterone. For more information see:Renin-Aldosterone Studies. Angiotensin converting enzyme (ACE) inhibitors have the potential to falsely elevate PRA. Therefore, in a patient treated with an ACE inhibitor, the findings of a detectable PRA level or a low PA/PRA ratio do not exclude the diagnosis of primary aldosteronism. In addition, in a patient taking an ACE inhibitor, an undetectably low PRA level is a strong predictor for primary aldosteronism. | 1. Young WF Jr. Primary aldosteronism: A common and curable form of hypertension. Cardiol Rev. 1999;7(4):207-214 2.Young WF Jr. Pheochromocytoma and primary aldosteronism: diagnostic approaches.Endocrinol Metab Clin North Am. 1997;26(4):801-827 3. Hurwitz S, Cohen RJ, Williams GH. Diurnal variation of aldosterone and plasma renin activity: timing relation to melatonin and cortisol and consistency after prolonged bed rest. J Appl Physiol. 2004;96:1406-1414 4. Inoue K, Goldwater D, Allison M, Seeman T, Kestenbaum BR, Watson KE. Serum aldosterone concentration, blood pressure, and coronary artery calcium: The Multi-Ethnic Study of Atherosclerosis. [published correction appears in Hypertension. 2021 Mar 3;77(3):e34]. Hypertension. 2020;76(1):113-120. doi:10.1161/HYPERTENSIONAHA.120.15006 | Aldosterone-d6 is added to serum and plasma samples as an internal standard. Aldosterone and aldosterone-d6 are extracted from the specimens using a Strata X cartridge. The eluate is dried down under nitrogen, reconstituted with 70/30 methanol/water containing estriol and analyzed by liquid chromatography tandem mass spectrometry using multiple reaction monitoring in the negative mode.(Fredline VF, Taylor PJ, Dodds HM, Johnson AG. A reference method for the analysis of aldosterone in blood by high-performance liquid chromatography-atmospheric pressure chemical ionization-tandem mass spectrometry. Anal Biochem. 1997;252[2]:308-313) | 2 to 5 days | 14 days | This test was developed and its performance characteristics determined by Mayo Clinic in a manner consistent with CLIA requirements. It has not been cleared or approved by the US Food and Drug Administration. | 82088 | Aldosterone, LAV, P | 1763-2 | 65427 | Aldosterone, LAV, P | 1763-2
ALAV | Aldosterone, Left Adrenal Vein, Serum | Investigation using left adrenal vein specimen for: -Primary aldosteronism (eg, adrenal adenoma/carcinoma and adrenal cortical hyperplasia) -Secondary aldosteronism (renovascular disease, salt depletion, potassium loading, cardiac failure with ascites, pregnancy, Bartter syndrome) | Liquid Chromatography Tandem Mass Spectrometry (LC-MS/MS) | Yes | Aldosterone, LAV | Serum | Patient Preparation:Spironolactone (Aldactone) should be discontinued for 4 to 6 weeks before testing. The plasma renin activity cannot be interpreted if the patient is being treated with spironolactone. Collection Container/Tube: Preferred:Red top Acceptable:Serum gel Submission Container/Tube:Plastic vial Specimen Volume:1.8 mL Collection Instructions: 1.SeeRenin-Aldosterone Studiesfor detailed instructions. 2.The recommended collection time is 8 a.m., after the patient is active for approximately 2 hours. Try to collect the specimen as close to that time as possible and no later than 10 a.m. 3. Centrifuge and aliquot serum into a plastic vial. | 1 mL | Aldosterone stimulates sodium transport across cell membranes, particularly in the distal renal tubule where sodium is exchanged for hydrogen and potassium. Secondarily, aldosterone is important in the maintenance of blood pressure and blood volume. Aldosterone is the major mineralocorticoid and is produced by the adrenal cortex. The renin-angiotensin system is the primary regulator of the synthesis and secretion of aldosterone. Likewise, increased concentrations of potassium in the plasma may directly stimulate adrenal production of the hormone. Under physiologic conditions, pituitary adrenocorticotropic hormone is not a major factor in regulating aldosterone secretion. For more information seeSteroid Pathways. | No established reference values. | A high ratio of serum aldosterone (SA) in ng/dL to plasma renin activity (PRA) in ng/mL per hour is a positive screening test result, a finding that warrants further testing. An SA:PRA ratio of 20 or higher is only interpretable with an SA of 15 ng/dL or higher and indicates probable primary aldosteronism. Kidney disease, such as unilateral renal artery stenosis, results in elevated renin and aldosterone levels. Renal venous catheterization may be helpful. A positive test is a renal venous renin ratio (affected/normal) above 1.5. Note:Advice on stimulation or suppression tests is available from Mayo Clinic's Division of Endocrinology and may be obtained by calling 800-533-1710. | Late p.m. levels can be up to 30% lower than early a.m. levels. Supine values are on average 50% lower than upright collections. Sodium-deplete patients have significantly elevated serum aldosterone (SA) levels, potentially exceeding the upper limit of the salt replete upright reference range by several fold. To account for these variables, at least in part, it is recommended that plasma renin activity (PRA) is measured concomitantly. In situations of physiological variability, PRA should be altered in the same direction as aldosterone. For more information seeRenin-Aldosterone Studies. Angiotensin converting enzyme (ACE) inhibitors have the potential to falsely elevate PRA. Therefore, in a patient treated with an ACE inhibitor, the findings of a detectable PRA level or a low SA/PRA ratio do not exclude the diagnosis of primary aldosteronism. In addition, in a patient taking an ACE inhibitor, an undetectably low PRA level is a strong predictor for primary aldosteronism. | 1. Young WF Jr: Primary aldosteronism: A common and curable form of hypertension. Cardiol Rev. 1999 Jul-Aug;7(4):207-214 2.Young WF Jr: Pheochromocytoma and primary aldosteronism: diagnostic approaches.Endocrinol Metab Clin North Am. 1997 Dec;26(4):801-827 3. Hurwitz S, Cohen RJ, Williams GH: Diurnal variation of aldosterone and plasma renin activity: timing relation to melatonin and cortisol and consistency after prolonged bed rest. J Appl Physiol. 2004 Apr;96(4):1406-1414 4. Inoue K, Goldwater D, Allison M, Seeman T, Kestenbaum BR, Watson KE: Serum aldosterone concentration, blood pressure, and coronary artery calcium: The Multi-Ethnic Study of Atherosclerosis. Hypertension. 2020 Jul;76(1):113-120. doi: 10.1161/HYPERTENSIONAHA.120.15006. Erratum in: Hypertension. 2021 Mar 3;77(3):e34 | Aldosterone-d6 is added to serum and plasma samples as an internal standard. Aldosterone and aldosterone-d6 are extracted from the specimens using a Strata X cartridge. The eluate is dried down under nitrogen, reconstituted with 70/30 methanol/water containing estriol and analyzed by liquid chromatography tandem mass spectrometry using multiple reaction monitoring in the negative mode.(Fredline VF, Taylor PJ, Dodds HM, Johnson AG: A reference method for the analysis of aldosterone in blood by high-performance liquid chromatography-atmospheric pressure chemical ionization-tandem mass spectrometry. Anal Biochem. 1997 Oct 15;252[2]:308-313) | 2 to 5 days | 14 days | This test was developed and its performance characteristics determined by Mayo Clinic in a manner consistent with CLIA requirements. It has not been cleared or approved by the US Food and Drug Administration. | 82088 | Aldosterone, LAV | 1763-2 | 6349 | Aldosterone, LAV | 1763-2
PALD | Aldosterone, Plasma | Investigation of primary aldosteronism (eg, adrenal adenoma/carcinoma and adrenal cortical hyperplasia) and secondary aldosteronism (renovascular disease, salt depletion, potassium loading, cardiac failure with ascites, pregnancy, Bartter syndrome) using plasma specimens | Liquid Chromatography Tandem Mass Spectrometry (LC-MS/MS) | Yes | Aldosterone, P | For more information seeSteroid Pathways. | Collection Container/Tube:Lavender top (EDTA) Submission Container/Tube:Plastic vial Specimen Volume:2 mL Collection Instructions: 1.SeeRenin-Aldosterone Studiesfor detailed instructions. 2.The recommended collection time is 8 a.m., after the patient isactivefor approximately 2 hours. Try to collect the specimen as close to that time as possible and no later than 10 a.m. 3. Centrifuge and aliquot plasma into a plastic vial. | 1.2 mL | Aldosterone stimulates sodium transport across cell membranes, particularly in the distal renal tubule where sodium is exchanged for hydrogen and potassium. Secondarily, aldosterone is important in the maintenance of blood pressure and blood volume. Aldosterone is the major mineralocorticoid and is produced by the adrenal cortex. The renin-angiotensin system is the primary regulator of the synthesis and secretion of aldosterone. Likewise, increased concentrations of potassium in the plasma may directly stimulate adrenal production of the hormone. Under physiologic conditions, pituitary adrenocorticotropic hormone is not a major factor in regulating aldosterone secretion. For more information seeSteroid Pathways. | 0-30 days: 17-154 ng/dL* 31 days-11 months: 6.5-86 ng/dL* 1-10 years: < or =40 ng/dL (supine)* < or =124 ng/dL (upright)* > or =11 years: < or =21 ng/dL (a.m. peripheral vein specimen) *Loeuille GA, Racadot A, Vasseur P, Vandewalle B. Blood and urinary aldosterone levels in normal neonates, infants and children. Pediatrie. 1981;36(5):335-344 For International System of Units (SI) conversion for Reference Values, seewww.mayocliniclabs.com/order-tests/si-unit-conversion.html. | A high ratio of plasma aldosterone (PA) in ng/dL to plasma renin activity (PRA) in ng/mL per hour, is a positive screening test result, a finding that warrants further testing. An PA/PRA ratio greater than or equal to 20 is only interpretable with an PA greater than or equal to 15 ng/dL and indicates probable primary aldosteronism. Kidney disease, such as unilateral renal artery stenosis, results in elevated renin and aldosterone levels. Renal venous catheterization may be helpful. A positive test is a renal venous renin ratio (affected/normal) greater than 1.5. Note:Advice on stimulation or suppression tests is available from Mayo Clinic's Division of Endocrinology and may be obtained by calling 800-533-1710. | The plasma renin activity (PRA) cannot be interpreted if the patient is being treated with spironolactone (Aldactone). Spironolactone should be discontinued for 4 to 6 weeks before testing. Late p.m. levels can be up to 30% lower than early a.m. levels. Supine values are on average 50% lower than upright collections. Sodium-deplete subjects have significantly elevated plasma aldosterone levels, potentially exceeding the upper limit of the salt replete upright reference range by several fold. To account for these variables, at least in part, it is recommended that PRA is measured concomitantly. In situations of physiological variability, PRA should be altered in the same direction as aldosterone. For more information seeRenin-Aldosterone Studies. Angiotensin converting enzyme (ACE) inhibitors have the potential to falsely elevate PRA. Therefore, in a patient treated with an ACE inhibitor, the findings of a detectable PRA level or a low PA/PRA ratio do not exclude the diagnosis of primary aldosteronism. In addition, a strong predictor for primary aldosteronism is a PRA level undetectably low in a patient taking an ACE inhibitor. | 1. Young WF Jr. Primary aldosteronism: A common and curable form of hypertension. Cardiol Rev. 1999;7(4):207-214 2.Young WF Jr. Pheochromocytoma and primary aldosteronism: diagnostic approaches.Endocrinol Metab Clin North Am. 1997;26(4):801-827 3. Hurwitz S, Cohen RJ, Williams GH. Diurnal variation of aldosterone and plasma renin activity: timing relation to melatonin and cortisol and consistency after prolonged bed rest. J Appl Physiol. 2004;96(4):1406-1414 4. Inoue K, Goldwater D, Allison M, Seeman T, Kestenbaum BR, Watson KE. Serum aldosterone concentration, blood pressure, and coronary artery calcium: The Multi-Ethnic Study of Atherosclerosis. [published correction appears in Hypertension. 2021 Mar 3;77(3):e34]. Hypertension. 2020;76(1):113-120. doi:10.1161/HYPERTENSIONAHA.120.15006 | Aldosterone-d6 is added to serum and plasma samples as an internal standard. Aldosterone and aldosterone-d6 are extracted from the specimens using a Strata X cartridge. The eluate is dried down under nitrogen, reconstituted with 70/30 methanol/water containing estriol and analyzed by liquid chromatography tandem mass spectrometry using multiple reaction monitoring in the negative mode.(Fredline VF, Taylor PJ, Dodds HM, Johnson AG. A reference method for the analysis of aldosterone in blood by high-performance liquid chromatography-atmospheric pressure chemical ionization-tandem mass spectrometry. Anal Biochem. 1997;252(2):308-313) | 2 to 5 days | 14 days | This test was developed and its performance characteristics determined by Mayo Clinic in a manner consistent with CLIA requirements. It has not been cleared or approved by the US Food and Drug Administration. | 82088 | Aldosterone, P | 1763-2 | 65424 | Aldosterone, P | 1763-2
APRAV | Aldosterone, Right Adrenal Vein, Plasma | Investigation using right adrenal vein plasma specimen for: -Primary aldosteronism (eg, adrenal adenoma/carcinoma and adrenal cortical hyperplasia) -Secondary aldosteronism (renovascular disease, salt depletion, potassium loading, cardiac failure with ascites, pregnancy, Bartter syndrome) | Liquid Chromatography Tandem Mass Spectrometry (LC-MS/MS) | Yes | Aldosterone, RAV, P | Plasma EDTA | Patient Preparation:Spironolactone (Aldactone) should be discontinued for 4 to 6 weeks before specimen collection. The plasma renin activity cannot be interpreted if the patient is being treated with spironolactone. Supplies: Sarstedt Aliquot Tube, 5 mL (T914) Collection Container/Tube:Lavender top (EDTA) Submission Container/Tube:Plastic vial Specimen Volume:1.6 mL Collection Instructions: 1.SeeRenin-Aldosterone Studiesfor detailed instructions. 2.The recommended collection time is 8 a.m., after the patient is active for approximately 2 hours. Try to collect the specimen as close to that time as possible and no later than 10 a.m. 3. Centrifuge and aliquot plasma into a plastic vial. | 1 mL | Aldosterone stimulates sodium transport across cell membranes, particularly in the distal renal tubule where sodium is exchanged for hydrogen and potassium. Secondarily, aldosterone is important in the maintenance of blood pressure and blood volume. Aldosterone is the major mineralocorticoid and is produced by the adrenal cortex. The renin-angiotensin system is the primary regulator of the synthesis and secretion of aldosterone. Likewise, increased concentrations of potassium in the plasma may directly stimulate adrenal production of the hormone. Under physiologic conditions, pituitary adrenocorticotropic hormone is not a major factor in regulating aldosterone secretion. For more information seeSteroid Pathways. | No established reference values. | A high ratio of plasma aldosterone (PA) in ng/dL to plasma renin activity (PRA) in ng/mL per hour is a positive screening test result, a finding that warrants further testing. A PA:PRA ratio of 20 or greater is only interpretable with a PA of 15 ng/dL or greater and indicates probable primary aldosteronism. Kidney disease, such as unilateral renal artery stenosis, results in elevated renin and aldosterone levels. Renal venous catheterization may be helpful. A positive test is a renal venous renin ratio (affected/normal) above 1.5. Note:Advice on stimulation or suppression tests is available from Mayo Clinic's Division of Endocrinology; call 800-533-1710. | Late p.m. levels can be up to 30% lower than early a.m. levels. Supine values are on average 50% lower than upright collections. Sodium-depleted subjects have significantly elevated plasma aldosterone (PA) levels, potentially exceeding the upper limit of the salt replete upright reference range by several fold. To account for these variables, at least in part, it is recommended that plasma renin activity (PRA) is measured concomitantly. In situations of physiological variability, PRA should be altered in the same direction as aldosterone. For more information see:Renin-Aldosterone Studies. Angiotensin-converting enzyme (ACE) inhibitors have the potential to falsely elevate PRA. Therefore, in a patient treated with an ACE inhibitor, the finding of a detectable PRA level or a low PA:PRA ratio does not exclude the diagnosis of primary aldosteronism. In addition, in a patient taking an ACE inhibitor, an undetectably low PRA level is a strong predictor for primary aldosteronism. | 1. Young WF Jr. Primary aldosteronism: A common and curable form of hypertension. Cardiol Rev. 1999;7(4):207-214 2.Young WF Jr. Pheochromocytoma and primary aldosteronism: diagnostic approaches.Endocrinol Metab Clin North Am. 1997;26(4):801-827 3. Hurwitz S, Cohen RJ, Williams GH. Diurnal variation of aldosterone and plasma renin activity: timing relation to melatonin and cortisol and consistency after prolonged bed rest. J Appl Physiol. 2004;96:1406-1414 4. Inoue K, Goldwater D, Allison M, Seeman T, Kestenbaum BR, Watson KE. Serum aldosterone concentration, blood pressure, and coronary artery calcium: The Multi-Ethnic Study of Atherosclerosis. [published correction appears in Hypertension. 2021 Mar 3;77(3):e34]. Hypertension. 2020;76(1):113-120. doi:10.1161/HYPERTENSIONAHA.120.15006 | Aldosterone-d6 is added to serum and plasma samples as an internal standard. Aldosterone and aldosterone-d6 are extracted from the specimens using a Strata X cartridge. The eluate is dried down under nitrogen, reconstituted with 70/30 methanol/water containing estriol and analyzed by liquid chromatography tandem mass spectrometry using multiple reaction monitoring in the negative mode.(Fredline VF, Taylor PJ, Dodds HM, Johnson AG. A reference method for the analysis of aldosterone in blood by high-performance liquid chromatography-atmospheric pressure chemical ionization-tandem mass spectrometry. Anal Biochem. 1997;252[2]:308-313) | 2 to 5 days | 14 days | This test was developed and its performance characteristics determined by Mayo Clinic in a manner consistent with CLIA requirements. It has not been cleared or approved by the US Food and Drug Administration. | 82088 | Aldosterone, RAV, P | 1763-2 | 65426 | Aldosterone, RAV, P | 1763-2
ARAV | Aldosterone, Right Adrenal Vein, Serum | Investigation using right adrenal vein specimen for: -Primary aldosteronism (eg, adrenal adenoma/carcinoma and adrenal cortical hyperplasia) -Secondary aldosteronism (renovascular disease, salt depletion, potassium loading, cardiac failure with ascites, pregnancy, Bartter syndrome) | Liquid Chromatography Tandem Mass Spectrometry (LC-MS/MS) | Yes | Aldosterone, RAV | Serum | Patient Preparation:Spironolactone (Aldactone) should be discontinued for 4 to 6 weeks before testing. The plasma renin activity cannot be interpreted if the patient is being treated with spironolactone. Collection Container/Tube: Preferred:Red top Acceptable:Serum gel Submission Container/Tube:Plastic vial Specimen Volume:1.8 mL Collection Instructions: 1.SeeRenin-Aldosterone Studiesfor detailed instructions. 2.The recommended collection time is 8 a.m., after the patient is active for approximately 2 hours. Try to collect the specimen as close to that time as possible and no later than 10 a.m. 3. Centrifuge and aliquot serum into a plastic vial. | 1 mL | Aldosterone stimulates sodium transport across cell membranes, particularly in the distal renal tubule where sodium is exchanged for hydrogen and potassium. Secondarily, aldosterone is important in the maintenance of blood pressure and blood volume. Aldosterone is the major mineralocorticoid and is produced by the adrenal cortex. The renin-angiotensin system is the primary regulator of the synthesis and secretion of aldosterone. Likewise, increased concentrations of potassium in the plasma may directly stimulate adrenal production of the hormone. Under physiologic conditions, pituitary adrenocorticotropic hormone is not a major factor in regulating aldosterone secretion. For more information seeSteroid Pathways. | No established reference values. | A high ratio of serum aldosterone (SA) in ng/dL to plasma renin activity (PRA) in ng/mL per hour is a positive screening test result, a finding that warrants further testing. An SA:PRA ratio of 20 or higher is only interpretable with an SA of 15 ng/dL or higher and indicates probable primary aldosteronism. Kidney disease, such as unilateral renal artery stenosis, results in elevated renin and aldosterone levels. Renal venous catheterization may be helpful. A positive test is a renal venous renin ratio (affected:normal) above 1.5. Note:Advice on stimulation or suppression tests is available from Mayo Clinic's Division of Endocrinology and may be obtained by calling 800-533-1710. | Late p.m. levels can be up to 30% lower than early a.m. levels. Supine values are on average 50% lower than upright collections. Sodium deplete subjects have significantly elevated serum aldosterone (SA) levels, potentially exceeding the upper limit of the salt replete upright reference range by several fold. To account for these variables, at least in part, it is recommended that plasma renin activity (PRA) is measured concomitantly. In situations of physiological variability, PRA should be altered in the same direction as aldosterone. SeeRenin-Aldosterone Studies. Angiotensin-converting enzyme (ACE) inhibitors have the potential to falsely elevate PRA. Therefore, in a patient treated with an ACE inhibitor, the findings of a detectable PRA level or a low SA:PRA ratio do not exclude the diagnosis of primary aldosteronism. In addition, in a patient taking an ACE inhibitor, an undetectably low PRA level is a strong predictor for primary aldosteronism. | 1. Young WF Jr: Primary aldosteronism: A common and curable form of hypertension. Cardiol Rev. 1999 Jul-Aug;7(4):207-214 2.Young WF Jr: Pheochromocytoma and primary aldosteronism: diagnostic approaches.Endocrinol Metab Clin North Am. 1997 Dec;26(4):801-827 3. Hurwitz S, Cohen RJ, Williams GH: Diurnal variation of aldosterone and plasma renin activity: timing relation to melatonin and cortisol and consistency after prolonged bed rest. J Appl Physiol. 2004 Apr;96(4):1406-1414 4. Inoue K, Goldwater D, Allison M, Seeman T, Kestenbaum BR, Watson KE: Serum aldosterone concentration, blood pressure, and coronary artery calcium: The Multi-Ethnic Study of Atherosclerosis. Hypertension. 2020 Jul;76(1):113-120. doi: 10.1161/HYPERTENSIONAHA.120.15006. Erratum in: Hypertension. 2021 Mar 3;77(3):e34 | Aldosterone-d6 is added to serum and plasma samples as an internal standard. Aldosterone and aldosterone-d6 are extracted from the specimens using a Strata X cartridge. The eluate is dried down under nitrogen, reconstituted with 70/30 methanol/water containing estriol and analyzed by liquid chromatography tandem mass spectrometry using multiple reaction monitoring in the negative mode.(Fredline VF, Taylor PJ, Dodds HM, Johnson AG: A reference method for the analysis of aldosterone in blood by high-performance liquid chromatography-atmospheric pressure chemical ionization-tandem mass spectrometry. Anal Biochem. 1997 Oct 15;252[2]:308-313) | 2 to 5 days | 14 days | This test was developed and its performance characteristics determined by Mayo Clinic in a manner consistent with CLIA requirements. It has not been cleared or approved by the US Food and Drug Administration. | 82088 | Aldosterone, RAV | 1763-2 | 6348 | Aldosterone, RAV | 1763-2
ALDS | Aldosterone, Serum | Investigating primary aldosteronism (eg, adrenal adenoma/carcinoma and adrenal cortical hyperplasia) and secondary aldosteronism (renovascular disease, salt depletion, potassium loading, cardiac failure with ascites, pregnancy, Bartter syndrome) | Liquid Chromatography Tandem Mass Spectrometry (LC-MS/MS) | Yes | Aldosterone, S | For more information seeSteroid Pathways | Patient Preparation:Spironolactone (Aldactone) should be discontinued for 4 to 6 weeks before testing. The plasma renin activity cannot be interpreted if the patient is being treated with spironolactone. Collection Container/Tube: Preferred:Red top Acceptable:Serum gel Submission Container/Tube:Plastic vial Specimen Volume:1.2 mL Collection Instructions: 1.SeeRenin-Aldosterone Studiesfor detailed instructions. 2.The recommended collection time is 8 a.m., after the patient is active for approximately 2 hours. Try to collect the specimen as close to that time as possible and no later than 10 a.m. 3. Centrifuge and aliquot serum into a plastic vial. | 1.2 mL | Aldosterone stimulates sodium transport across cell membranes, particularly in the distal renal tubule where sodium is exchanged for hydrogen and potassium. Secondarily, aldosterone is important in the maintenance of blood pressure and blood volume. Aldosterone is the major mineralocorticoid and is produced by the adrenal cortex. The renin-angiotensin system is the primary regulator of the synthesis and secretion of aldosterone. Likewise, increased concentrations of potassium in the plasma may directly stimulate adrenal production of the hormone. Under physiologic conditions, pituitary adrenocorticotropic hormone is not a major factor in regulating aldosterone secretion. For more information seeSteroid Pathways | 0-30 days: 17-154 ng/dL* 31 days-11 months: 6.5-86 ng/dL* 1-10 years: < or =40 ng/dL (supine)* < or =124 ng/dL (upright)* > or =11 years: < or =21 ng/dL (a.m. peripheral vein specimen) *Loeuille GA, Racadot A, Vasseur P, Vandewalle B: Blood and urinary aldosterone levels in normal neonates, infants and children. Pediatrie 1981 Jul-Aug;36(5):335-344 For International System of Units (SI) conversion for Reference Values, seewww.mayocliniclabs.com/order-tests/si-unit-conversion.html | A high ratio of serum aldosterone (SA) in ng/dL to plasma renin activity (PRA) in ng/mL per hour, is a positive screening test result, a finding that warrants further testing. An SA/PRA ratio greater than or equal to 20 is only interpretable with an SA greater than or equal to 15 ng/dL and indicates probable primary aldosteronism. Kidney disease, such as unilateral renal artery stenosis, results in elevated renin and aldosterone levels. Renal venous catheterization may be helpful. A positive test is a renal venous renin ratio (affected/normal) greater than 1.5. Note:Advice on stimulation or suppression tests is available from Mayo Clinic's Division of Endocrinology; call 800-533-1710. | Late p.m. levels can be up to 30% lower than early a.m. levels. Supine values are on average 50% lower than upright collections. Sodium-deplete patients have significantly elevated serum aldosterone (SA) levels, potentially exceeding the upper limit of the salt replete upright reference range by several fold. To account for these variables, at least in part, it is recommended that PRA is measured concomitantly. In situations of physiological variability, PRA should be altered in the same direction as aldosterone. For more information seeRenin-Aldosterone Studies. Angiotensin converting enzyme (ACE) inhibitors have the potential to falsely elevate PRA. Therefore, in a patient treated with an ACE inhibitor, the findings of a detectable PRA level or a low SA/PRA ratio do not exclude the diagnosis of primary aldosteronism. In addition, a strong predictor for primary aldosteronism is a PRA level undetectably low in a patient taking an ACE inhibitor. | 1. Young WF Jr: Primary aldosteronism: A common and curable form of hypertension. Cardiol Rev. 1999 Jul-Aug;7(4):207-214 2.Young WF Jr: Pheochromocytoma and primary aldosteronism: diagnostic approaches.Endocrinol Metab Clin North Am. 1997 Dec;26(4):801-827 3. Hurwitz S, Cohen RJ, Williams GH: Diurnal variation of aldosterone and plasma renin activity: timing relation to melatonin and cortisol and consistency after prolonged bed rest. J Appl Physiol. 2004;96:1406-1414 4. Inoue K, Goldwater D, Allison M, Seeman T, Kestenbaum BR, Watson KE: Serum aldosterone concentration, blood pressure, and coronary artery calcium: The Multi-Ethnic Study of Atherosclerosis. Hypertension. 2020;76(1):113-120. doi: 10.1161/HYPERTENSIONAHA.120.15006 | Aldosterone-d6 is added to serum and plasma samples as an internal standard. Aldosterone and aldosterone-d6 are extracted from the specimens using a Strata X cartridge. The eluate is dried down under nitrogen, reconstituted with 70/30 methanol/water containing estriol and analyzed by liquid chromatography tandem mass spectrometry using multiple reaction monitoring in the negative mode.(Fredline VF, Taylor PJ, Dodds HM, Johnson AG: A reference method for the analysis of aldosterone in blood by high-performance liquid chromatography-atmospheric pressure chemical ionization-tandem mass spectrometry. Anal Biochem. 1997 Oct 15;252(2):308-313) | 2 to 5 days | 14 days | This test was developed and its performance characteristics determined by Mayo Clinic in a manner consistent with CLIA requirements. It has not been cleared or approved by the US Food and Drug Administration. | 82088 | Aldosterone, S | 1763-2 | 8557 | Aldosterone, S | 1763-2
FALPE | Alfalfa (Medicago sativa) IgE |  | ImmunoCAP FEIA | Yes | Alfalfa (Medicago sativa) IgE | Serum | Specimen Type:Serum Container/Tube:Red or SST Specimen Volume:1.5 mL Collection Instructions:Draw blood in a plain, red-top tube(s) or serum gel tube(s). Spin down and send 1.5 mL of serum refrigerate in a plastic vial. | 0.5 mL |  | <0.35 kU/L | Class IgE (kU/L) Comment 0 <0.10 Negative 0/1 0.10-0.34 Equivocal/Borderline 1 0.35-0.69 Low Positive 2 0.70-3.49 Moderate Positive 3 3.50-17.49 High Positive 4 5 6 17.50-49.99 50.0-99.99 >99.99 Very High Positive Very High Positive Very High Positive |  |  |  | 3 to 6 days |  | This test was developed and its performance characteristics determined byEurofins Viracor. It has not been cleared or approved by the U.S. Food and Drug Administration. | 86003 | Alfalfa (Medicago sativa) IgE | 7065-6 | Z4009 | CLASS | 102130-2
ALKT | ALK Mutation Analysis, Next-Generation Sequencing, Tumor | Identifying mutations within theALKgene that predict resistance to ALK-inhibitors | Sequence Capture Next-Generation Sequencing (NGS) | Yes | ALK Mutation Analysis, Tumor | When this test is ordered, slide review will always be performed at an additional charge. | This assay requires at least 20% tumor nuclei. -Preferred amount of tumor area with sufficient percent tumor nuclei: tissue 216 mm(2)-Minimum amount of tumor area: tissue 36 mm(2)-These amounts are cumulative over up to 10 unstained slides and must have adequate percent tumor nuclei.-Tissue fixation: 10% neutral buffered formalin, not decalcified-For specimen preparation guidance, seeTissue Requirement for Solid Tumor Next-Generation Sequencing. In this document, the sizes are given as 4 mm x 4 mm x 10 slides as preferred: approximate/equivalent to 144 mm(2) and the minimum as 3 mm x 1 mm x 10 slides: approximate/equivalent to 36 mm(2). Preferred:Specimen Type:Tissue blockCollection Instructions: Submit a formalin-fixed, paraffin-embedded tissue block with acceptable amount of tumor tissue. Acceptable:Specimen Type:Tissue slideSlides: 1 Stained and 10 unstainedCollection Instructions: Submit 1 slide stained with hematoxylin and eosin and 10 unstained, nonbaked slides with 5-micron thick sections of the tumor tissue.Note:The total amount of required tumor nuclei can be obtained by scraping up to 10 slides from the same block.Additional Information: Unused unstained slides will not be returned. Specimen Type:Cytology slide (direct smears or ThinPrep)Slides:1 to 3 SlidesCollection Instructions:Submit 1 to 3 slides stained and coverslipped with a preferred total of 5000 nucleated cells, or a minimum of at least 3000 nucleated cells.Note:Glass coverslips are preferred; plastic coverslips are acceptable but will result in longer turnaround times.Additional Information: Cytology slides will not be returned. | See Specimen Required | TheALKgene encodes anaplastic lymphoma kinase. Fusions of theALKgene with a variety of 5’ (upstream) partner genes upregulateALK’s kinase activity and contribute to tumorigenesis.ALKgene fusions have been reported in diverse tumor types. Numerous US Food and Drug Administration approved ALK-inhibitors have been developed for the treatment of tumors withALKgene fusions. However, resistance to ALK inhibition can occur through the development ofALKgene mutations. This test can be used to identifyALKresistance mutations to aid in the management of these patients. In addition,ALKgain-of-function alterations have been reported in a subset of neuroblastomas. | An interpretive report will be provided. | The interpretation of molecular biomarker analysis includes an overview of the results and the associated diagnostic, prognostic, and therapeutic implications. | This test cannot differentiate between somatic and germline alterations. Additional testing may be necessary to clarify the significance of results if there is a potential hereditary risk. DNA variants of uncertain significance may be identified. A negative result does not rule out the presence of a variant that may be present but below the limits of detection of this assay. In a specimen with 20% or more tumor content, the analytical sensitivity of this assay for sequence reportable alterations is 5% mutant allele frequency with a minimum coverage of 500X. Point mutations and small deletion-insertion mutations will be detected in theALKgene only. This test may detect single exon deletions but does not detect multi-exon deletions, duplications, or genomic copy number variants. Variant allele frequency (VAF) is the percentage of sequencing reads supporting a specific variant divided by the total sequencing reads at that position. In somatic testing, VAF should be interpreted in the context of several factors, including, but not limited to, tumor purity/heterogeneity/copy number status (ploidy, gains/losses, loss of heterozygosity) and sequencing artifact/misalignment.(1,2) Rare alterations (ie, polymorphisms) may be present that could lead to false-negative or false-positive results. The presence or absence of a variant may not be predictive of response to therapy in all patients. Test results should be interpreted in the context of clinical, tumor sampling, histopathological, and other laboratory data. If results obtained do not match other clinical or laboratory findings, contact the laboratory for discussion. Misinterpretation of results may occur if the information provided is inaccurate or incomplete. Reliable results are dependent on adequate specimen collection and processing. This test has been validated on cytology slides and formalin-fixed, paraffin-embedded tissues; other types of fixatives are discouraged. Improper treatment of tissues, such as decalcification, may cause polymerase chain reaction failure. | 1. Strom SP. Current practices and guidelines for clinical next-generation sequencing oncology testing. Cancer Biol Med. 2016;13(1):3-11. doi:10.28092/j.issn.2095-3941.2016.0004 2. Spurr L, Li M, Alomran N, et al. Systematic pan-cancer analysis of somatic allele frequency. Sci Rep. 2018;8(1):7735. doi:10.1038/s41598-018-25462-0 3. Ou SI, Zhu VW, Nagasaka M: Catalog of 5' Fusion Partners inALK-positive NSCLC Circa 2020. JTO Clin Res Rep. 2020 Feb 19;1(1):100015 4. Cooper AJ, Sequist LV, Lin JJ: Third-generation EGFR and ALK inhibitors: mechanisms of resistance and management. Nat Rev Clin Oncol. 2022 Aug;19(8):499-514 5. Schneider JL, Lin JJ, Shaw AT: ALK-positive lung cancer: a moving target. Nat Cancer. 2023 Mar;4(3):330-343 6. Trigg RM, Turner SD: ALK in Neuroblastoma: Biological and Therapeutic Implications. Cancers (Basel). 2018 Apr 10;10(4):113 7. Brady SW, Liu Y, Ma X, et al: Pan-neuroblastoma analysis reveals age- and signature-associated driver alterations. Nat Commun. 2020 Oct 14;11(1):5183 | Next-generation sequencing is performed to evaluate the presence of a mutation in all coding regions of theALKgene. SeeTargeted Genes and Methodology Details for ALK Mutation Analysisfor details regarding the targeted gene regions identified by this test.(Unpublished Mayo method) A pathology review and macro dissection to enrich for tumor cells is performed prior to slide scraping. | 12 to 20 days | FFPE tissue block: Unused portions of blocks will be returned 10 to 14 days after testing is complete; FFPE tissue/cytology slides: Unused slides are stored indefinitely; Digital images are obtained and stored for all slides used in testing. | This test was developed and its performance characteristics determined by Mayo Clinic in a manner consistent with CLIA requirements. It has not been cleared or approved by the US Food and Drug Administration. | 88381-Microdissection, manual81479 | ALK Mutation Analysis, Tumor | In Process | 619702 | Released By | 18771-6
ALP | Alkaline Phosphatase, Serum | Diagnosing and monitoring treatment of liver, bone, intestinal, and parathyroid diseases | Colorimetric | Yes | Alkaline Phosphatase, S | Serum | Collection Container/Tube: Preferred:Serum gel Acceptable:Red top Submission Container/Tube:Plastic vial Specimen Volume:1 mL Collection Instructions: 1. Serum gel tubes should be centrifuged within 2 hours of collection. 2. Red-top tubes should be centrifuged and aliquoted within 2 hours of collection. | 0.5 mL | Alkaline phosphatase in serum consists of 4 structural genotypes: liver-bone-kidney, intestinal, and placental types, and the variant from the germ cells. It is found in osteoblasts, hepatocytes, leukocytes, the kidneys, spleen, placenta, prostate, and the small intestine. The liver-bone-kidney type is particularly important. A rise in the alkaline phosphatase occurs with all forms of cholestasis, particularly with obstructive jaundice. It is also elevated in diseases of the skeletal system, such as Paget disease, hyperparathyroidism, rickets, and osteomalacia, as well as with fractures and malignant tumors. A considerable rise in the alkaline phosphatase activity is sometimes seen in children and teenagers. It is caused by increased osteoblast activity following accelerated bone growth. | Males 0-14 days: 83-248 U/L 15 days-<1 year: 122-469 U/L 1-<10 years: 142-335 U/L 10-<13 years: 129-417 U/L 13-<15 years: 116-468 U/L 15-<17 years: 82-331 U/L 17-<19 years: 55-149 U/L > or =19 years: 40-129 U/L Females 0-14 days: 83-248 U/L 15 days-<1 year: 122-469 U/L 1-<10 years: 142-335 U/L 10-<13 years: 129-417 U/L 13-<15 years: 57-254 U/L 15-<17 years: 50-117 U/L > or =17 years: 35-104 U/L | Increases in serum alkaline phosphatase (ALP) activity commonly originate from either one or both of 2 sources: liver and bone. Consequently, serum ALP measurements are of particular interest in the investigation of 2 groups of conditions: hepatobiliary disease and bone disease associated with increased osteoblastic activity. Serum ALP was the first enzyme to be used for the investigation of hepatic disease. The response of the liver to any form of biliary tree obstruction induces the synthesis of ALP by hepatocytes. The newly formed coenzyme is released from the cell membrane by the action of bile salts and enters the circulation to increase the enzyme activity in serum. Increase tends to be more notable (greater than 4-fold the upper reference value [URV]) in extrahepatic obstruction (eg, by stone, by cancer of the head of the pancreas) than in intrahepatic obstruction and is greater the more complete the obstruction. Serum enzyme activities may reach 10 to 12 times the URV and usually return to baseline on surgical removal of the obstruction. A similar increase is seen in patients with advanced primary liver cancer or widespread secondary hepatic metastases. ALP increase (greater than 2-fold the URV) can predict transplant-free survival rates of patients with primary biliary cirrhosis. Liver diseases that principally affect parenchymal cells, such as infectious hepatitis, typically show only moderately (less than 3-fold) increased or even normal serum ALP activities. Increases may also be seen as a consequence of a reaction to drug therapy, and ALT/ALP-based criteria to discriminate the type of liver injury in drug-induced hepatic toxicity have been recommended. Intestinal ALP isoenzyme, an asialoglycoprotein normally cleared by the hepatic asialoglycoprotein receptors, is often increased in patients with liver cirrhosis. | Pediatric reference values should be used to properly interpretalkaline phosphatase values in children and adolescents. | 1. Panteghini M, Bais R: Serum enzymes. In: Rifai N, Horvath AR, Wittwer C, eds. Tietz Textbook of Clinical Chemistry and Molecular Diagnostics. Elsevier; 2018:404-434 2. Abicht K, El-Samalouti V, Junge W, et al: Multicenter evaluation of new GGT and AlP reagents with new reference standardization and determination of 37 degrees C reference intervals. Clin Chem Lab Med. 2001;39(Special Suppl):S346 3. Estey MP, Cohen AH, Colantonio DA, et al: CLSI-based transference of the CALIPER database of pediatric reference intervals from Abbott to Beckman, Ortho, Roche and Siemens Clinical Chemistry Assays: Direct validation using reference samples from the CALIPER cohort. Clin Biochem. 2013;46:1197-1219 4. Lammers WJ, van Buuren HR, Hirschfield GM, et al: Levels of alkaline phosphatase and bilirubin are surrogate end points of outcomes of patients with primary biliary cirrhosis: An international follow-up study. Gastroenterology. 2014; 147: pp. 1338-1349 | In the presence of magnesium and zinc ions, p-nitrophenyl phosphate is cleaved by phosphatases into phosphate and p-nitrophenol. The p-nitrophenol released is directly proportional to the catalyticalkaline phosphataseactivity. It is determined by measuring the increase in absorbance.(Package insert: Alkaline Phosphatase reagent. Roche Diagnostics; 02/2012) | Same day/1 to 2 days | 1 week | This test has been cleared, approved, or is exempt by the US Food and Drug Administration and is used per manufacturer's instructions. Performance characteristics were verified by Mayo Clinic in a manner consistent with CLIA requirements. | 84075 | Alkaline Phosphatase, S | 6768-6 | ALP | Alkaline Phosphatase, S | 6768-6
ALKI | Alkaline Phosphatase, Total and Isoenzymes, Serum | Diagnosis and treatment of liver, bone, intestinal, and parathyroiddiseases Determining the tissue source of increased alkaline phosphatase(ALP) activity in serum Differentiating between liver and bone sources of elevated ALP | ALP: Colorimetric ALKE: Electrophoresis | Yes | Alkaline Phosphatase, Tot and Iso,S | Serum | Collection Container/Tube: Preferred:Serum gel Acceptable:Red top Submission Container/Tube:Plastic vial Specimen Volume:1 mL, divided Collection Instructions: Centrifuge and aliquot serum into 2 tubes, each containing 0.5 mL | 0.5 mL divided into 2 tubes each containing 0.25 mL | Alkaline phosphatase (ALP) is present in a number of tissues including liver, bone, intestine, and placenta.The activity of ALP found in serum is a composite of isoenzymes from those sites and, in some circumstances, placental or Regan isoenzymes.Serum ALP is of interest in the diagnosis of 2 main groups of conditions: hepatobiliary disease and bone disease associated with increased osteoblastic activity. A rise in ALP activity occurs with all forms of cholestasis, particularly with obstructive jaundice. The response of the liver to any form of biliary tree obstruction is to synthesize more ALP. The main site of new enzyme synthesis is the hepatocytes adjacent to the biliary canaliculi. ALP is also elevated in disorders of the skeletal system that involve osteoblast hyperactivity and bone remodeling, such as Paget disease, rickets, osteomalacia, fractures, and malignant tumors. Moderate elevation of ALP may be seen in other disorders such as Hodgkin disease, congestive heart failure, ulcerative colitis, regional enteritis, and intra-abdominal bacterial infections. | ALKALINE PHOSPHATASE Males 0-14 days: 83-248 U/L 15 days-<1 year: 122-469 U/L 1-<10 years: 142-335 U/L 10-<13 years: 129-417 U/L 13-<15 years: 116-468 U/L 15-<17 years: 82-331 U/L 17-<19 years: 55-149 U/L > or =19 years: 40-129 U/L Females 0-14 days: 83-248 U/L 15 days-<1 year: 122-469 U/L 1-<10 years: 142-335 U/L 10-<13 years: 129-417 U/L 13-<15 years: 57-254 U/L 15-<17 years: 50-117 U/L > or =17 years: 35-104 U/L ALKALINE PHOSPHATASE ISOENZYMES Liver 1% 0-6 years: 5.1-49.0% 7-9 years: 3.0-45.0% 10-13 years: 2.9-46.3% 14-15 years: 7.8-48.9% 16-18 years: 14.9-50.5% > or =19 years: 27.8-76.3% Liver 1 0-6 years: 7.0-112.7 IU/L 7-9 years: 7.4-109.1 IU/L 10-13 years: 7.8-87.6 IU/L 14-15 years: 10.3-75.6 IU/L 16-18 years: 13.7-78.5 IU/L > or =19 years: 16.2-70.2 IU/L Liver 2% 0-6 years: 2.9-13.7% 7-9 years: 3.7-12.5% 10-13 years: 2.9-22.3% 14-15 years: 2.2-19.8% 16-18 years: 1.9-12.5% > or =19 years: 0.0-8.0% Liver 2 0-6 years: 3.0-41.5 IU/L 7-9 years: 4.0-35.6 IU/L 10-13 years: 3.3-37.8 IU/L 14-15 years: 2.2-32.1 IU/L 16-18 years: 1.4-19.7 IU/L > or =19 years: 0.0-5.8 IU/L Bone % 0-6 years: 41.5-82.7% 7-9 years: 39.9-85.8% 10-13 years: 31.8-91.1% 14-15 years: 30.6-85.4% 16-18 years: 38.9-72.6% > or =19 years: 19.1-67.7% Bone 0-6 years: 43.5-208.1 IU/L 7-9 years: 41.0-258.3 IU/L 10-13 years: 39.4-346.1 IU/L 14-15 years: 36.4-320.5 IU/L 16-18 years: 32.7-214.6 IU/L > or =19 years: 12.1-42.7 IU/L Intestine % 0-6 years: 0.0-18.4% 7-9 years: 0.0-18.3% 10-13 years: 0.0-11.8% 14-15 years: 0.0-8.2% 16-18 years: 0.0-8.7% > or =19 years: 0.0-20.6% Intestine 0-6 years: 0.0-37.7 IU/L 7-9 years: 0.0-45.6 IU/L 10-13 years: 0.0-40.0 IU/L 14-15 years: 0.0-26.4 IU/L 16-18 years: 0.0-12.7 IU/L > or =19 years: 0.0-11.0 IU/L Placental Not present | Total Alkaline Phosphatase: Alkaline phosphatase (ALP) elevations tend to be more marked (more than 3-fold) in extrahepatic biliary obstructions (eg, by stone or cancer of the head of the pancreas) than in intrahepatic obstructions: the more complete the obstruction, the greater the elevation. With obstruction, serum ALP activities may reach 10 to 12 times the upper limit of normal, returning to normal upon surgical removal of the obstruction. The ALP response to cholestatic liver disease is similar to the response of gamma-glutamyltransferase (GGT) but more blunted. If both GGT and ALP are elevated, a liver source of the ALP is likely. Among bone diseases, the highest level of ALP activity is encountered in Paget disease, because of the action of the osteoblastic cells as they try to rebuild bone that is being resorbed by the uncontrolled activity of osteoclasts. Values from 10 to 25 times the upper limit of normal are not unusual. Only moderate rises are observed in osteomalacia, while levels are generally normal in osteoporosis. In rickets, levels 2 to 4 times normal may be observed. Primary and secondary hyperparathyroidism are associated with slight to moderate elevations of ALP; the existence and degree of elevation reflects the presence and extent of skeletal involvement. Very high enzyme levels are present in patients with osteogenic bone cancer. A considerable rise in ALP is seen in children following accelerated bone growth. ALP increases of 2 to 3 times normal may be observed in women in the third trimester of pregnancy, although the reference interval is very wide, and levels may not exceed the upper limit of normal in some cases. In pregnancy, the additional enzyme is of placental origin. ALP Isoenzymes: Liver ALP isoenzyme is associated with biliary epithelium and is elevated in cholestatic processes. Various liver diseases (primary or secondary cancer, biliary obstruction) increase the liver isoenzyme. Liver 1 is increased in some nonmalignant diseases (such as cholestasis, cirrhosis, viral hepatitis, and in various biliary and hepatic pathologies). It is also increased in malignancies with hepatic metastasis, in cancer of the lungs and digestive tract, and in lymphoma. An increase of liver 2 may occur in cholestasis and biliary diseases (eg, cirrhosis, viral hepatitis) and in malignancies (eg, breast, liver, lung, prostate, digestive tract) with liver metastasis. Osteoblastic bone tumors and hyperactivity of osteoblasts involved in bone remodeling (eg, Paget disease) increase the bone isoenzyme. Paget disease leads to a striking, solitary elevation of bone ALP. The intestinal isoenzyme may be increased in patients with cirrhosis and in individuals who are blood group O or B secretors. The placental (carcino-placental antigen) and Regan isoenzyme can be elevated in cancer patients. | No significant cautionary statements | 1. Rifai N, Horvath AR, Wittwer CT, eds. Tietz Textbook of Clinical Chemistry and Molecular Diagnostics 6th ed. Elsevier; 2018 2. Lowe D, Sanvictores T, John S. Alkaline phosphatase. In: StatPearls [Internet]. StatPearls Publishing; 2021. Updated August 11, 2021. Accessed November 10, 2021. Available at www.ncbi.nlm.nih.gov/books/NBK459201 3. Teitelbaum JE, Laskowski A, Barrows FP: Benign transient hyperphosphatasemia in infants and children: a prospective cohort. J Pediatr Endocrinol Metab. 2011;24(5-6):351-353 4. Jassam NJ, Horner J, Marzo-Ortega H, et al: Transient rise in alkaline phosphatase activity in adults. BMJ Case Rep. 2009;2009: bcr09.2009.2250 5. Verma J, Gorard DA: Persistently elevated alkaline phosphatase. BMJ Case Reports. 2012 Aug;24;2012:bcr2012006768 6. Sharma U, Pal D, Prasad R: Alkaline phosphatase: An overview. Indian J Clin Biochem. 2014 Jul;29(3):269-278 | Total Alkaline Phosphatase: In the presence of magnesium and zinc ions, p-nitrophenyl phosphate is cleaved by phosphatases into phosphate and p-nitrophenol. The p-nitrophenol released is directly proportional to the catalytic alkaline phosphatase (ALP) activity. It is determined by measuring the increase in absorbance.(Package insert: Alkaline Phosphatase reagent. Roche Diagnostics; 02/2012) ALP Isoenzymes: Serum samples are electrophoresed through alkaline buffered (pH 9.1) agarose gels. Almost all ALP isoenzymes can be separated by electrophoresis according to their charge difference. However, because the electrophoretic mobilities of the liver and bone isoenzymes are quite similar, a modification is required for separation. The Sebia system utilizes differences between liver and bone isoenzyme sialation to achieve separation. Each sample is applied to the agarose gel in duplicate. One sample is passed through wheat germ lectin (wheat germ agglutin:WGA) and is deposited anodally from the point of sample application. The bone isoenzyme, which is rich in sialic acids, reacts with WGA and precipitates adjacent to the lectin application point. The separated isoenzymes are visualized using a specific chromogenic substrate, 5-bromo-4-chloro-3-indolyl phosphate/nitro blue tetrazolium in aminomethyl propanol (AMP) buffer, pH 10.0. The dried gels are read on a densitometer for the quantification of tissue isoforms.(Package insert: Sebia Hydragel 7 and 15 ISO-PAL. Sebia; 01/2017) | 2 to 5 days | 7 days | This test has been cleared, approved, or is exempt by the US Food and Drug Administration and is used per manufacturer's instructions. Performance characteristics were verified by Mayo Clinic in a manner consistent with CLIA requirements. | 8407584080 | Alkaline Phosphatase, Tot and Iso,S | 24332-9 | 29324 | Placental | 40793-2
FABP2 | Allergic Bronchopulmonary Aspergillosis Panel II |  | ImmunoCAP 1000 ImmunoCAP FEIA Enzyme immunoassay (FEIA) | No | Allergic Bronchopulmonary Panel II | Serum | Specimen Type: Serum Container/Tube: Red or SST Specimen Volume: 1.5 mL Collection Instructions: Draw blood in a plain, red-top tube(s) or serum gel tube(s). Spin down and send 1.5 mL of serum refrigerate in a plastic vial. | 1 mL | Aspergillus fumigatus IgG Antibody levels greater than the reference range indicate that the patient has been immunologically sensitized to the antigen. The significance of eleveated IgG depends on the nature of the antigen and the patient’s clinical history. Aspergillus fumigatus Mix Gel Diffusion The gel diffusion method was used to test this patient's serum for the presence of precipitating antibodies (IgG) to the antigens indicated.These antibodies are serological markers for exposure and immunological sensitization.The clinical significance varies, depending on the history and symptoms.This test was developed and its performance characteristics determined by Viracor Eurofins.It has not been cleared or approved by the FDA | Total IgE Age RelatedReference Range 1-11 months0-12 1 year0-15 2 year1-29 3 year4-35 4 year2-33 5 year8-56 6 year3-95 7 year2-88 8 year5-71 9 year3-88 10 year7-110 11-14 year7-111 15-19 year6-96 20-30 year4-59 31-50 year5-79 51-80 year3-48 Aspergillus fumigatus IgE Reference Range: <0.35 kU/L Aspergillus fumigatus IgG Reference Range: <46 mcg/mL Aspergillus fumigatus Mix Gel Diffusion Reference Range: Negative | Aspergillus fumigatus IgE ClassIgE (kU/L)Comment 0<0.10Negative 0/10.10-0.34Equivocal/Borderline 10.35-0.69Low Positive 20.70-3.49Moderate Positive 33.50-17.49High Positive 417.50-49.99Very High Positive 550.00-99.99Very High Positive 6>99.99Very High Positive |  |  |  | 5 to 9 days |  | Aspergillus fumigatus IgG This test was developed and its performance characteristics determined by Eurofins Viracor. It has not been cleared or approved by the U.S. Food and Drug Administration. | 86331860018600382785 | Allergic Bronchopulmonary Panel II | Not Provided | Z3252 | A. fumigatus Mix Gel Diffusion | 23821-2
ALLOI | Allo-isoleucine, Blood Spot | Evaluation of newborn screening specimens that test positive for branched-chain amino acids elevations Follow-up of patients with maple syrup urine disease | Liquid Chromatography Tandem Mass Spectrometry (LC-MS/MS) Portions of this test are covered by patents held by Quest Diagnostics | Yes | Allo-isoleucine, BS | Whole blood | Supplies:Card - Blood Spot Collection (Filter Paper) (T493) Container/Tube: Preferred:Blood Spot Collection (Filter Paper) Acceptable:Local newborn screening card, Whatman Protein Saver 903 filter paper,PerkinElmer 226filter paper, Munktell filter paper, Postmortem Screening Card Specimen Volume:2 Blood spots Collection Instructions: 1.Do not usedevice or capillary tube containing EDTA to collect specimen. 2. At least 1 spot should be complete and unpunched. 3.An alternative blood collection option for a patient older than 1 year is a fingerstick. For detailed instructions, seeHow to Collect Dried Blood Spot Samples. 4. Include type of feeding information on the collection card. 5. Let blood dry on filter paper at ambient temperature in a horizontal position for a minimum of 3 hours. 6. Do not expose specimen to heat or direct sunlight. 7. Do not stack wet specimens. 8. Keep specimen dry. Additional Information: 1. For collection instructions seeBlood Spot Collection Instructions. 2. For collection instructions in Spanish, seeBlood Spot Collection Card-Spanish Instructions(T777). 3. For collection instructions in Chinese, seeBlood Spot Collection Card-Chinese Instructions(T800). | 1 Blood spot | Maple syrup urine disease (MSUD) is an inborn error of metabolism caused by the deficiency of the branched-chain-ketoacid dehydrogenase (BCKDH) complex. The BCKDH complex is involved in the metabolism of the branched-chain amino acids (BCAA) isoleucine (Ile), leucine (Leu), and valine (Val). Classic MSUD presents in the neonate with feeding intolerance, failure to thrive, vomiting, lethargy, and maple syrup odor to urine and cerumen. If untreated, it progresses to irreversible intellectual disability, hyperactivity, failure to thrive, seizures, coma, cerebral edema, and possibly death. MSUD is a panethnic condition but is most prevalent in the Old Order Mennonite community in Lancaster, Pennsylvania with an incidence there of 1 in 760 live births. The incidence of MSUD is approximately 1 in 185,000 live births in the general population. Newborn screening includes the measurement of BCAA (Leu, Ile, and Val), which are elevated in MSUD. However, unaffected infants receiving total parenteral nutrition frequently have increased levels of BCAA, a situation that often triggers unnecessary follow-up investigations. Abnormal concentrations of allo-isoleucine (Allo-Ile) are pathognomonic for MSUD. The determination of Allo-Ile (second-tier testing) in the same newborn screening specimens that reveal elevated BCAA allows for positive identification of patients with MSUD and differentiation from BCAA elevations due to dietary artifacts, reducing the occurrence of false-positive newborn screening results. Treatment of MSUD aims to normalize the concentration of BCAA by dietary restriction of these amino acids. BCAA are essential amino acids, which require frequent adjustment of the dietary treatment. Dietary monitoring is accomplished by regular determination of BCAA and Allo-Ile concentrations. | Allo-isoleucine: <2 nmol/mL Leucine: 35-215 nmol/mL Isoleucine: 13-130 nmol/mL Valine: 51-325 nmol/mL An interpretive report will also be provided. | Allo-isoleucine is nearly undetectable in individuals not affected by maple syrup urine disease (MSUD). Accordingly, its presence is diagnostic for MSUD, and its absence is sufficient to rule-out MSUD. | No significant cautionary statements | 1. Chace DH, Kalas TA, Naylor EW. Use of tandem mass spectrometry for multianalyte screening of dried blood specimens from newborns. Clin Chem. 2003;49(11):1797-1817. doi:10.1373/clinchem.2003.022178 2. Simon E, Fingerhut R, Baumkotter J, Konstantopoulou V, Ratschmann R, Wendel U. Maple syrup urine disease: Favorable effect of early diagnosis by newborn screening on the neonatal course of the disease. J Inherit Metab Dis. 2006;29(4):532-537. doi:10.1007/s10545-006-0315-y 3. Strauss KA, Puffenberger EG, Carson VJ. Maple syrup urine disease. In: Adam MP, Ardinger HH, Pagon RA, et al. eds. GeneReviews [Internet]. University of Washington, Seattle; 2006. Updated April 23, 2020. Accessed October 24, 2023. Available at www.ncbi.nlm.nih.gov/books/NBK1319/ 4. Frazier DM, Allgeier C, Homer C, et al. Nutrition management guideline for maple syrup urine disease: An evidence- and consensus-based approach. Mol Genet Metab. 2014:112(3)210-217. doi:10.1016/j.ymgme.2014.05.006 5. Blackburn PR, Gass JM, Vairo FPE, et al. Maple syrup urine disease: mechanisms and management. Appl Clin Genet. 2017;10:57-66. doi:10.2147/TACG.S125962 | This method quantifies valine (Val), allo-isoleucine (Allo-Ile), leucine (Ile), and leucine (Leu) using stable isotope-labeled internal standards (IS) d8-Val, d10-Allo-Ile, and d3-Leu. Branched-chain amino acids (BCAA) are extracted from a 3/16-inch dried blood spot (DBS) using a methanol:water (50:50) solution containing the IS. The filter plate containing the DBS and the IS are placed on an orbital shaker for 30 minutes at ambient temperature. The blood spot eluate is centrifuged into a 96-well round-bottom plate, dried under nitrogen, and reconstituted in aqueous mobile phase. BCAA are separated and detected by liquid chromatography tandem mass spectrometry in positive selected reaction monitoring mode.(Oglesbee D, Kramer K, Lacey J, et al. Second-tier test for quantification of alloisoleucine and branched-chain amino acids in dried blood spots to improve newborn screening of maple syrup urine disease [MSUD]. Clin Chem. 2008;54(3):542-549. doi:10.1373/clinchem.2007.098434; Stroek K, Boelen A, Bouva MJ, et al. Evaluation of 11 years of newborn screening for maple syrup urine disease in the Netherlands and a systematic review of the literature: Strategies for optimization. JIMD Rep. 2020;54(1):68-78. doi:10.1002/jmd2.12124) | 2 to 4 days | 1 year | This test was developed and its performance characteristics determined by Mayo Clinic in a manner consistent with CLIA requirements. It has not been cleared or approved by the US Food and Drug Administration. | 82136 | Allo-isoleucine, BS | 94571-7 | 27455 | Reviewed By | 18771-6
FALFG | Almond Food IgG |  | Enzyme Immunoassay (FEIA) | No | Almond Food IgG | Serum | Specimen Type:Serum Container/Tube:Red Top Specimen Volume:0.5 mL Collection Instructions:Draw blood in a plain red-top tube(s), serum gel tube(s) is acceptable. Spin down and send 0.5 mL of serum refrigerated in a plastic vial. | 0.5 mL | The clinical utility of food-specific IgG tests has not been established. These tests can be used in special clinical situations to select foods for evaluation by diet elimination and challenge in patients who have food-related complaints. It should be recognized that the presence of food-specific IgG alone cannot be taken as evidence of food allergy and only indicates immunologic sensitization by the food allergen in question. This test should only be ordered by physicians who recognize the limitations of the test. | Reference ranges have not been established for food-specific IgG tests. |  |  |  |  | 5 to 7 days |  | This test was developed and its performance characteristics determined byEurofins Viracor. It has not been cleared or approved by the U.S. Food and Drug Administration. | 86001 | Almond Food IgG | 60348-0 | FALFG | Almond Food IgG | 60348-0
ALM | Almond, IgE, Serum | Establishing a diagnosis of an allergy to almonds Defining the allergen responsible for eliciting signs and symptoms Identifying allergens: -Responsible for allergic response and/or anaphylactic episode -To confirm sensitization prior to beginning immunotherapy -To investigate the specificity of allergic reactions to insect venom allergens, drugs, or chemical allergens | Fluorescence Enzyme Immunoassay (FEIA) | Yes | Almond, IgE | Serum | Collection Container/Tube: Preferred:Serum gel Acceptable:Red top Submission Container/Tube:Plastic vial Specimen Volume:0.5 mL for every 5 allergens requested Collection Instructions:Centrifuge and aliquot serum into a plastic vial. | For 1 allergen: 0.3 mL For more than 1 allergen: (0.05 mL x number of allergens) + 0.25 mL deadspace | Clinical manifestations of immediate hypersensitivity (allergic) diseases are caused by the release of proinflammatory mediators (histamine, leukotrienes, and prostaglandins) from IgE-sensitized effector cells (mast cells and basophils) when cell-bound IgE antibodies interact with an allergen. In vitro serum testing for IgE antibodies provides an indication of the immune response to allergens that may be associated with allergic disease. The allergens chosen for testing often depend upon the age of the patient, history of allergen exposure, season of the year, and clinical manifestations. In individuals predisposed to develop allergic disease, the sequence of sensitization and clinical manifestations proceed as follows: eczema and respiratory disease (rhinitis and bronchospasm) in infants and children less than 5 years due to food sensitivity (milk, egg, soy, and wheat proteins) followed by respiratory disease (rhinitis and asthma) in older children and adults due to sensitivity to inhalant allergens (dust mite, mold, and pollen inhalants). | Class,IgE kU/L,Interpretation, 0,<0.10,Negative, 0/1,0.10-0.34,Borderline/equivocal, 1,0.35-0.69,Equivocal, 2,0.70-3.49,Positive, 3,3.50-17.4,Positive, 4,17.5-49.9,Strongly positive, 5,50.0-99.9,Strongly positive, 6,> or =100,Strongly positive, | Detection of IgE antibodies in serum (class 1 or greater) indicates an increased likelihood of allergic disease as opposed to other etiologies and defines the allergens that may be responsible for eliciting signs and symptoms. The level of IgE antibodies in serum varies directly with the concentration of IgE antibodies expressed as a class score or kU/L. | Testing for IgE antibodies is not useful in patients previously treated with immunotherapy to determine if residual clinical sensitivity exists or in patients in whom the medical management does not depend upon identification of allergen specificity. Some individuals with clinically insignificant sensitivity to allergens may have measurable levels of IgE antibodies in serum, and test results must be interpreted in the clinical context. False-positive results for IgE antibodies may occur in patients with markedly elevated serum IgE (>2500 kU/L) due to nonspecific binding to allergen solid phases. | Homburger HA, Hamilton RG: Allergic diseases. In: McPherson RA, Pincus MR, eds. Henry's Clinical Diagnosis and Management by Laboratory Methods. 23rd ed. Elsevier; 2017:1057-1070 | Specific IgE from the patient's serum reacts with the allergen of interest, which is covalently coupled to an ImmunoCAP. After washing away nonspecific IgE, enzyme-labeled anti-IgE antibody is added to form a complex. After incubation, unbound anti-IgE is washed away, and the bound complex incubated with a developing agent. After stopping the reaction, the fluorescence of the eluate is measured. Fluorescence is proportional to the amount of specific IgE present in the patient's sample (ie, the higher the fluorescence value, the more IgE antibody is present).(Package insert: ImmunoCAP System Specific IgE FEIA. Phadia; Rev 06/2020) | Same day/1 to 3 days | 14 days | This test has been cleared, approved, or is exempt by the US Food and Drug Administration and is used per manufacturer's instructions. Performance characteristics were verified by Mayo Clinic in a manner consistent with CLIA requirements. | 86003 | Almond, IgE | 6019-4 | ALM | Almond, IgE | 6019-4
ALPS | Alpha Beta Double-Negative T Cells for Autoimmune Lymphoproliferative Syndrome, Blood | Diagnosing autoimmune lymphoproliferative syndrome, primarily in patients younger than 45 years | Flow Cytometry | Yes | ALPS Screen | Whole Blood EDTA | Container/Tube:Lavender top (EDTA) Specimen Volume:3 mL Collection Instructions:Send whole blood specimen in original tube.Do not aliquot. Additional Information:For serial monitoring, it is recommended that specimens are collected at the same time of day. | 0.5 mL | Autoimmune lymphoproliferative syndrome (ALPS) (also known as Canale-Smith syndrome) is a complex clinical disorder of dysregulated lymphocyte homeostasis that is characterized by lymphoproliferative disease, autoimmune cytopenias, splenomegaly, and lymphadenopathy with an increased susceptibility to malignancy.(1) Typically, ALPS is diagnosed by childhood or young adulthood. Genetic defects in the apoptosis (programmed cell death) pathway have been determined for most cases of ALPS. Apoptosis plays a role in normal immune homeostasis by limiting lymphocyte accumulation and autoimmune reactivity. The interaction of the surface receptor CD95 (FAS) and its ligand (CD95L;FASL) triggers the apoptotic pathway in lymphocytes. Germline variants in CD95 (FAS) are the most common cause (60-75%) of ALPS(2), followed by somatic mutations in CD95 (FAS). Variants in CD95L (FASL),CASP10, and others are rare causes. Currently up to 20% of patients do not have an identifiable genetic variant (ALPS-U). Patients with ALPS have an increase in a normally rare population of T cells (typically <1%) that are alpha beta T-cell receptor (TCR)-positive, as well as negative for both CD4 and CD8 coreceptors (double-negative T cells: DNT).(1) The alpha beta TCR+DNT cells from ALPS patients may also express an unusual B-cell-specific CD45R isoform, called B220.(3,4) Several other diseases can present with an ALPS-like phenotype, including other inborn errors of immunity, like CTLA4 and LRBA deficiency, and gain-of function variants inSTAT3andCARD11genes(2,5), as well as independent conditions like Evans syndrome (a combination of autoimmune hemolytic anemia and autoimmune thrombocytopenic purpura), Rosai-Dorfman disease (massive painless cervical lymphadenopathy that may be accompanied by leukocytosis, elevated erythrocyte sedimentation rate, and hypergammaglobulinemia), and nodular lymphocyte-predominant Hodgkin disease, among others.(1,2,5) B220 expression on double negative T cells has also been described in large granular lymphocyte leukemias.(4) | Alpha beta TCR+DNT cells 2-18 years: <2% CD3 T cells 19-70+ years: <3% CD3 T cells Reference values have not been established for patients that are younger than 24 months of age. Alpha beta TCR+DNT cells 2-18 years: <35 cells/mcL 19-70+ years: <35 cells/mcL Reference values have not been established for patients that are younger than 24 months of age. Alpha beta TCR+DNT B220+ cells 2-18 years: <0.4% CD3 T cells 19-70+ years: <0.3% CD3 T cells Reference values have not been established for patients that are younger than 24 months of age. Alpha beta TCR+DNT B220+ cells 2-18 years: <7 cells/mcL 19-70+ years: <6 cells/mcL Reference values have not been established for patients that are younger than 24 months of age. TCR = T-cell receptor DNT = Double negative T cell | The presence of increased circulating T cells (CD3+) that are negative for CD4 and CD8 (double-negative T cells: DNT) and positive for the alpha/beta T-cell receptor (TCR) is required for the diagnosis of autoimmune lymphoproliferative syndrome (ALPS). The laboratory finding of increased alpha beta TCR+DNT cells is consistent with ALPS only with the appropriate clinical picture (nonmalignant lymphadenopathy, splenomegaly, and autoimmune cytopenias). Conversely, there are other immunological disorders, including common variable immunodeficiency (CVID), which have subsets for patients with this clinical picture, but no increase in alpha beta TCR+DNT cells. If the percent of the absolute count of either the alpha beta TCR+DNT cells or alpha beta TCR+DNT B220+ cells is abnormal, additional testing is indicated. All abnormal alpha beta TCR+DNT cell results should be confirmed (for ALPS) with additional testing for defective in vitro lymphocyte apoptosis followed by confirmatory genetic testing (ALPSG / Autoimmune Lymphoproliferative Syndrome [ALPS] Gene Panel, Varies). | This test is typically not indicated in older adults. For questions about appropriate test selection, call 800-533-1710. The sole presence of increased alpha beta T-cell receptor + double-negative T cells B220+ cells is not sufficient for a diagnosis of autoimmune lymphoproliferative syndrome (ALPS); additional testing is required to confirm a diagnosis of ALPS. | 1. Oliveira JB, Bleesing JJ, Dianzani U, et al. Revised diagnostic criteria and classification for the autoimmune lymphoproliferative syndrome (ALPS): report from the 2009 NIH International Workshop. Blood. 2010;116(14):e35-40 2. Consonni F, Gambineri E, Favre C. ALPS, FAS, and beyond: from inborn errors of immunity to acquired immunodeficiencies. Ann Hematol. 2022;101(3):469-484. doi:10.1007/s00277-022-04761-7 3. Bleesing JJ, Brown MR, Dale JK, et al. TCR alpha beta+ CD4-CD8-T-cells in humans with the autoimmune lymphoproliferative syndrome express a novel CD45 isoform that is analogous to urine B220 and represents a marker of altered O-glycan biosynthesis. Clin Immunol. 2001;100(3):314-324 4. Bleesing JJ, Janik JE, Fleisher TA. Common expression of an unusual CD45 isoform on T-cells from patients with large granular lymphocyte leukemia and autoimmune lymphoproliferative syndrome. Br J Haematol. 2003;120(1):93-96 5. Lopez-Nevado M, Gonzalez-Granado LI, Ruiz-Garcia R, et al. Primary immune regulatory disorders with an autoimmune lymphoproliferative syndrome-like phenotype: Immunologic evaluation, early diagnosis and management. Front Immunol. 2021;12:671755. doi:10.3389/fimmu.2021.671755 | This assay uses a 5-color, single-platform method with a 2-tube panel stained for the following antibodies: CD3, CD4, CD8, CD45, alpha beta T-cell receptor, and B220. The sample is stained with the antibody cocktail and incubated in the dark at room temperature for 20 minutes. Following incubation, the samples are treated with BD lysing solution to lyse the red blood cells followed with a wash step using BD FACS wash buffer. The cells are resuspended in 1% paraformaldehyde and analyzed by flow cytometry. The different subsets are expressed as a percent of CD3 T cells, and the absolute counts of all subsets are expressed as cells/mcL.(Unpublished Mayo method) | 3 to 4 days | 4 days | This test was developed using an analyte specific reagent. Its performance characteristics were determined by Mayo Clinic in a manner consistent with CLIA requirements. This test has not been cleared or approved by the US Food and Drug Administration. | 86356 x286359 | ALPS Screen | 101414-1 | 23975 | Interpretation | 69052-9
ALDEF | Alpha Defensin, Lateral Flow Assay, Synovial Fluid | Detection of alpha defensins 1-3, human host response proteins, in synovial fluid of adults with a total joint replacement who are being evaluated for revision surgery This test isnotintended to be usedto determine timing for reimplantation in 2-stage procedures. | Lateral Flow Assay (LFA) | Yes | Alpha Defensin, Synovial Fluid, LFA | Synovial Fluid | Supplies:Sarstedt Aliquot Tube, 5 mL (T914) Collection Container/Tube:Plain red-top tube Submission Container/Tube:Plastic vial Specimen Volume:0.6 mL | 0.10 mL | Diagnosis of prosthetic joint infections (PJI) may be challenging in certain clinical scenarios. Multiple societies have defined criteria for establishing the presence of a PJI, including results from laboratory tests, clinical findings, and tissue histopathology. The challenge, however, is that results of these tests are frequently not available at the time of or after surgery. As an alternative, determining the cell count and differential on synovial fluid are frequently used biomarkers for PJI, however there is a lack of consensus on the optimal thresholds to use for a PJI diagnosis. Additionally, cell count and differential results require clinician interpretation as laboratories do not report abnormal levels correlating with PJI. Alpha defensins are antimicrobial peptides released by activated neutrophils in response to infection and served as part of the host-defense innate immune system with broad antimicrobial activity against gram-positive and gram-negative bacteria, mycobacteria, fungi, and viruses. The presence of alpha defensins in synovial fluid may therefore be used by clinicians as a marker of PJI. | Negative Reference values apply to all ages. | Negative: No alpha defensin detected in synovial fluid, suggesting absence of prosthetic joint infection. Positive: Alpha defensin in synovial fluid detected suggesting presence of prosthetic joint infection. Additional microbiologic studies (eg, culture, molecular detection) are recommended. | Alpha defensin testing should be used to evaluate for the presence of a prosthetic joint infection if other clinical and diagnostic test findings (ie, synovial fluid cell count and differential) are inconclusive. Test results should be utilized in conjunction with other clinical and diagnostic findings to aid the diagnosis of prosthetic joint infection. This kit has been developed for use with freshly collected synovial fluid only. The use of this test kit with any other specimen type may lead to inaccurate test results. The use of synovial fluid diluted with saline, blood, contrast agent, or any substances injected into the joint may lead to false–negative results. Presence of greater than 1 million/mcL red blood cells in the synovial fluid specimen may lead to false-negative results. This represents dilution of the synovial fluid specimen with greater than 20% blood. The performance of this test has only been validated for conditions evaluated by the Musculoskeletal Infection Society criteria. A decrease in sensitivity (an increased likelihood of false-negative results) has been observed in the presence of a sinus tract communicating with the prosthesis. Since the presence of a sinus tract is definitive evidence of PJI, use of this test under those circumstances isnotrecommended. False-positive results have been reported in the presence of metallosis. A negative test result doesnotpreclude the possibility of infection. Synovial fluid obtained after repeated aspirations within a short time period might lead to false–negative results due to the lack of buildup of alpha defensin. | Bonanzinga T, Ferrari MC, Tanzi G, Vandenbulcke F, Zahar A, Marcacci M. The role of alpha defensin in prosthetic joint infection (PJI) diagnosis: a literature review. EFORT Open Rev. 2019;4(1):10-13 | The Alpha Defensin Lateral Flow Test Kit is an immunoassay test system comprised of a single use device, a premeasured vial of dilution buffer, a disposable Microsafe tube, and a sample cup. Each device contains a reagent strip with all the critical components for the assay. Dilution is performed by collecting a sample from an aspirated synovial fluid specimen using the disposable Microsafe tube and adding the sample to the premeasured dilution buffer. Three full, free-falling drops of the diluted sample are then added to the test device to begin the testing process. Cellular material is removed by the first pad. The solution then migrates to the buffering pad and mixes with the gold conjugate that has been labelled with an anti-alpha defensin antibody. The test mixture then migrates across the test line and the control line. A test result line will form if the level of alpha defensin in the sample is greater than the cut-off concentration. A control line will form to confirm that the solution has properly flowed across the device. Results can be read between 10 to 20 minutes.(Package insert: Synovasure Alpha Defensin Lateral Flow Test Kit. Zimmer Biomet; M40004 V 8, 01/2024) | Same day/1 day | 7 days | This test has been cleared, approved, or is exempt by the US Food and Drug Administration and is used per manufacturer's instructions. Performance characteristics were verified by Mayo Clinic in a manner consistent with CLIA requirements. | 83518 | Alpha Defensin, Synovial Fluid, LFA | 94718-4 | ADSRC | Alpha Defensin Source | 72923-6
AFSH | Alpha Follicle Stimulating Hormone Immunostain, Technical Component Only | May aid in the classification of pituitary adenomas | Immunohistochemistry (IHC) | Yes | Alpha FSH IHC, Tech Only | For the initial technical component only immunohistochemical (IHC) stain performed, the appropriate bill-only test ID will be reflexed and charged (IHTOI). For each additional technical component only IHC stain performed, an additional bill-only test ID will be reflexed and charged (IHTOA). | Supplies:Immunostain Technical Only Envelope (T693) Specimen Type:Tissue Container/Tube:Immunostain Technical Only Envelope Preferred:2 Unstained positively charged glass slide (25- x 75- x 1-mm) per test ordered; sections 4-microns thick. Acceptable:Formalin-fixed, paraffin-embedded (FFPE) tissue block |  | Follicle stimulating hormone (FSH) alpha subunit is a component common to all glycoprotein hormones produced by the anterior pituitary (luteinizing hormone, thyroid-stimulating hormone, and FSH). Glycoprotein hormone-producing cells (approximately 30% of the total cell population) in normal pituitary stain in a cytoplasmic pattern. Immunohistochemical detection of alpha-FSH may be useful in the classification of pituitary adenomas. |  | This test does not include pathologist interpretation, only technical performance of the stain. If interpretation is required, order PATHC / Pathology Consultation for a full diagnostic evaluation or second opinion of the case. The positive and negative controls are verified as showing appropriate immunoreactivity and documentation is retained at Mayo Clinic Rochester. If a control tissue is not included on the slide, a scanned image of the relevant quality control tissue is available upon request, call 855-516-8404. Interpretation of this test should be performed in the context of the patient's clinical history and other diagnostic tests by a qualified pathologist. | Age of a cut paraffin section can affect immunoreactivity. Stability thresholds vary widely among published literature and are antigen dependent. Best practice is for paraffin sections to be cut within 6 weeks. | 1. Hamid Z, Mrak RE, Ijaz MT, Faas FH. Sensitivity and specificity of immunohistochemistry in pituitary adenomas. The Endocrinologist. 2009;19(1):38-43 2. Osamura RY, Kajiya H, Takei M, et al. Pathology of the human pituitary adenomas. Histochem Cell Biol. 2008;130(3):495-507 3. Osamura RY, Watanabe K. Immunohistochemical studies of human FSH producing pituitary adenomas. Virchows Arch A Pathol Anat Histopathol. 1988;413(1):61-68 4. Pawlikowski M, Pisarek H, Kubiak R, Jaranowska M, Stepien H. Immunohistochemical detection of FSH receptors in pituitary adenomas and adrenal tumors. Folia Histochem Cytobiol. 2012;50(3):325-330 5. Magaki S, Hojat SA, Wei B, So A, Yong WH. An introduction to the performance of immunohistochemistry. Methods Mol Biol. 2019;1897:289-298. Doi:10.1007/978-1-4939-8935-5_25 | Immunohistochemistry on sections of paraffin-embedded tissue.(Unpublished Mayo method) | 1 to 3 days | Until staining is complete. | This test has been cleared, approved, or is exempt by the US Food and Drug Administration and is used per manufacturer's instructions. Performance characteristics were verified by Mayo Clinic in a manner consistent with CLIA requirements. | 88342-TC, primary88341-TC, if additional IHC | Alpha FSH IHC, Tech Only | Order only;no result | 71849 | Alpha FSH IHC, Tech Only | Bill only; no result
WASEQ | Alpha Globin Gene Sequencing, Varies | Diagnosing nondeletional alpha thalassemia Testing for nondeletional alpha thalassemia in a symptomatic individual Follow-up testing to an abnormal hemoglobin electrophoresis that identified an alpha-globin chain variant | Polymerase Chain Reaction (PCR)/ Sanger Sequencing | Yes | Alpha Globin Gene Sequencing, B | Varies | Submit only 1 of the following specimens: Specimen Type:Whole blood Container/Tube: Preferred:Lavendertop (EDTA) Acceptable:Yellowtop (ACD),greentop (sodium heparin) Specimen Volume:4 mL CollectionInstructions: 1.Invertseveraltimestomixblood. 2. Send whole blood specimenintheoriginaltube.Do not aliquot Specimen Stability Information:Refrigerate 30 days(preferred)/Ambient 14 days Specimen Type:Extracted DNA from whole blood Container/Tube:1.5- to 2-mL tube Specimen Volume:Entire specimen Collection Instructions: 1.Label specimen as extracted DNA and source of specimen 2. Provide volume and concentration of the DNA Specimen Stability Information:Frozen (preferred)/Refrigerate/Ambient | Blood: 1 mL Extracted DNA: 50 mcL at 50 ng/mcL concentration | Alpha-globin gene sequencing detects alpha-globin variants and nondeletional alpha-thalassemia variants. Alpha thalassemia is the most common monogenic condition in the world. It is estimated that up to 5% of the world's population carries at least one alpha-thalassemia variant and, in the United States, approximately 30% of African Americans are thought to carry an alpha-thalassemia variant.Alpha-thalassemia variations are most common in individuals of Southeastern Asian, African, Mediterranean, Indian, and Middle Eastern descent, but they can be found in persons from any ethnic group. Four alpha-globin genes are normally present, 2 copies on each chromosome 16. Alpha-thalassemia variants result in decreased alpha-globin chain production. In general, alpha thalassemia is characterized by hypochromic, microcytic anemia and varies clinically from asymptomatic (alpha-thalassemia silent carrier and alpha-thalassemia trait) to lethal hemolytic anemia (hemoglobin [Hb] Barts hydrops fetalis). Large deletions of the alpha-globin genes account for approximately 90% of alpha-thalassemia alterations, and these variations will not be detected by alpha-globin gene sequencing. Other variants, such as point alterations or small deletions within the alpha-globin genes, account for most of the remaining 10% of alpha-thalassemia variations. These nondeletional subtypes can be detected by alpha-globin gene sequencing. The most common nondeletional alpha-thalassemia variant is Hb Constant Spring. The majority of alpha-globin chain variants are clinically and hematologically benign however, some cause erythrocytosis and chronic hemolytic anemia. Hemoglobin electrophoresis may not be able to confirm their identity. In these instances, alpha-globin gene sequencing can be useful. | An interpretive report will be provided. | An interpretive report will be provided. | This assay will not detect large deletions or duplications within the alpha-globin genes. Therefore, test results should be interpreted in the context of hemoglobin electrophoresis, clinical findings, family history, and other laboratory data. Misinterpretation of results may occur if the information provided is inaccurate or incomplete. Rare genetic alterations (ie, polymorphisms) exist that could lead to false-negative or false-positive results. If results obtained do not match the clinical findings, additional testing should be considered. | 1. Harteveld CL, Higgs DR: Alpha-thalassemia. Orphanet J Rare Dis. 2010;5:13 2.Hoyer JD, Hoffman DR: The Thalassemia and hemoglobinopathy syndromes. In: McClatchey, KD, ed. Clinical Laboratory Medicine. 2nd ed. Lippincott Williams and Wilkins. 2002;866-895 3.Farashi S, Harteveld CL: Molecular basis of a-thalassemia. Blood Cells Mol Dis. 2018 May;70:43-53. doi: 10.1016/j.bcmd.2017.09.004 4.Henderson SJ, Timbs AT, McCarthy J, et al: Ten years of routine a- and B-globin gene sequencing in UK hemoglobinopathy referrals reveals 60 novel mutations. Hemoglobin. 2016;40(2):75-84. doi: 10.3109/03630269.2015.1113990 | Genomic DNA is extracted from whole blood. TheHBA1andHBA2genes are amplified by polymerase chain reaction (PCR). The PCR product is then purified and sequenced in both directions using fluorescent dye-terminator chemistry. Sequencing products are separated on an automated sequencer, and the trace files analyzed for variations in all exons, introns, and the polyadenylation site. Results are correlated with routine studies to identify unusual alpha globin variants.(Reddy PL, Bowie LJ: Sequence-based diagnosis of hemoglobinopathies in the clinical laboratory. Clin Lab Med. 1997;17[1]:85-96; Traeger-Synodinos J, Harteveld CL: Advances in technologies for screening and diagnosis of hemoglobinopathies. Biomarkers Med. 2014;8[1]:119-131) | 10 days | Whole blood: 2 weeks: DNA: 3 months | This test was developed and its performance characteristics determined by Mayo Clinic in a manner consistent with CLIA requirements. It has not been cleared or approved by the US Food and Drug Administration. | 81259-HBA1/HBA2; full sequence | Alpha Globin Gene Sequencing, B | 87730-8 | 61362 | Alpha Globin Gene Sequencing, B | 87730-8
FALG | Alpha Lactalbumin IgG |  | Enzyme Immunoassay (FEIA) | No | Alpha Lactalbumin IgG | Serum | Specimen Type:Serum Collection Container/Tube: Preferred: Red top Acceptable: Serum gel Submission Container/Tube:Plastic vial Specimen Volume:0.5 mL Collection Instructions:Draw blood in a plain red-top tube(s), serum gel tube(s) is acceptable. Spin down and send 0.5 mL of serum refrigerated in a plastic vial. | 0.5 mL | The clinical utility of food-specific IgG tests has not been established. These tests can be used in special clinical situations to select foods for evaluation by diet elimination and challenge in patients who have food-related complaints. It should be recognized that the presence of food-specific IgG alone cannot be taken as evidence of food allergy and only indicates immunologic sensitization by the food allergen in question. This test should only be ordered by physicians who recognize the limitations of the test. | Reference ranges have not been established for food-specific IgG tests. |  |  |  |  | 5 to 7 days |  | This test was developed and its performance characteristics determined by Eurofins Viracor. It has not been cleared or approved by the U.S. Food and Drug Administration. | 86001 | Alpha Lactalbumin IgG | 63418-8 | FALG | Alpha Lactalbumin IgG | 63418-8
ASYN | Alpha Synuclein Immunostain, Technical Component Only | Identification of alpha synuclein in neurogenerative disorders | Immunohistochemistry (IHC) | Yes | Alpha Synuclein IHC, Tech Only | For the initial technical component only immunohistochemical (IHC) stain performed, the appropriate bill-only test ID will be reflexed and charged (IHTOI). For each additional technical component only IHC stain performed, an additional bill-only test ID will be reflexed and charged (IHTOA). | Supplies:Immunostain Technical Only Envelope (T693) Specimen Type:Tissue Container/Tube:Immunostain Technical Only Envelope Preferred:2 Unstained positively charged glass slide (25- x 75- x 1-mm) per test ordered; sections 4-microns thick. Acceptable:Formalin-fixed, paraffin-embedded (FFPE) tissue block |  | Alpha synuclein is a member of a family of cytoplasmic proteins found predominantly in the presynaptic nerve terminal of the brain. Synucleins are thought to be involved in neuronal plasticity, synaptic function, and neurodegenerative disease. Alpha-synuclein is abundant in Lewy bodies in sporadic Parkinson disease and dementia with Lewy bodies. It is a major component of amyloid plaques in Alzheimer disease. |  | This test does not include pathologist interpretation, only technical performance of the stain. If interpretation is required, order PATHC / Pathology Consultation for a full diagnostic evaluation or second opinion of the case. The positive and negative controls are verified as showing appropriate immunoreactivity and documentation is retained at Mayo Clinic Rochester. If a control tissue is not included on the slide, a scanned image of the relevant quality control tissue is available upon request; call 855-516-8404. Interpretation of this test should be performed in the context of the patient's clinical history and other diagnostic tests by a qualified pathologist. | Age of a cut paraffin section can affect immunoreactivity. Stability thresholds vary widely among published literature and are antigen -dependent. Best practice is for paraffin sections to be cut within 6 weeks. | 1. Jellinger KA. Formation and development of Lewy pathology: a critical update. J Neurol. 2009 Aug;256 Suppl 3:270-279 2. Kotzbauer PT, Trojanowsk JQ, Lee VM. Lewy body pathology in Alzheimer's disease. J Mol Neurosci. 2001;17(2):225-232 3. Spillantini MG, Goedert M. The alpha-synucleinopathies: Parkinson's disease, dementia with Lewy bodies, and multiple system atrophy. Y Acad Sci. 2000;920:16-27 4. Baba M, Nakajo S, Tu PH, et al. Aggregation of alpha-synuclein in Lewy bodies of sporadic Parkinson's disease and dementia with Lewy bodies. Am J Pathol. 1998;152(4):879-884 5. McKeith IG, Galasko D, Kosaka K, et al. Consensus guidelines for the clinical and pathologic diagnosis of dementia with Lewy bodies (DLB): report of the consortium on DLB international workshop. Neurology. 1996;47(5):1113-1124 6. Magaki S, Hojat SA, Wei B, So A, Yong WH. An introduction to the performance of immunohistochemistry. Methods Mol Biol. 2019;1897:289-298. doi:10.1007/978-1-4939-8935-5_25 | Immunohistochemistry on sections of paraffin-embedded tissue.(Unpublished Mayo method) | 1 to 3 days | Until staining is complete. | This test has been cleared, approved, or is exempt by the US Food and Drug Administration and is used per manufacturer's instructions. Performance characteristics were verified by Mayo Clinic in a manner consistent with CLIA requirements. | 88342-TC, primary88341-TC, if additional IHC | Alpha Synuclein IHC, Tech Only | Order only;no result | 70906 | Alpha Synuclein IHC, Tech Only | Bill only; no result
FA1GP | Alpha-1-Acid Glycoprotein |  | Fixed Rate Time Nephelometry | Yes | Alpha-1-Acid Glycoprotein | Serum | Collection Container/Tube: Preferred:Red top Acceptable:Serum gel Submission Container/Tube:Plastic vial Specimen Volume:1 mL Collection Instructions:Draw blood in a plain red-top tube(s), serum gel tube(s) is acceptable. Spin down and send 1 mL of serum refrigerated in a plastic vial. Note:Overnight fasting is preferred. | 0.5 mL |  | Adults:39 – 115 mg/dL |  |  |  |  | 4 to 12 days |  |  | 82985 | Alpha-1-Acid Glycoprotein | 2685-6 | FA1GP | Alpha-1-Acid Glycoprotein | 2685-6
A1AFS | Alpha-1-Antitrypsin Clearance, Feces and Serum | Diagnosing protein-losing enteropathies | Nephelometry | Yes | Alpha-1-Antitrypsin Clearance | Fecal | Both feces and serum are required. Bloodmustbe drawn during the stool collection period. Specimen Type:Serum Collection Container/Tube:Red top or serum gel Submission Container/Tube:Plastic vial Specimen Volume:1 mL Collection Instructions: 1.Centrifuge within 2 hours. 2. Aliquot and ship in plastic vial. Specimen Type:Feces Supplies:Stool Containers - 24, 48, 72 Hour Kit (T291) Container/Tube:Stool container Specimen Volume:Entire collection Collection Instructions: 1. Collect a 24-hour fecal collection. 2. If no specimen is obtained within 24 hours, extend collection time to 48 to 72 hours. Document time frame. | Homogenized feces: 1 mL Serum: 0.5 mL | Alpha-1-antitrypsin (AAT) is a 54kDa glycoprotein that is resistant to degradation by digestive enzymes and is, therefore, used as an endogenous marker for the presence of blood proteins in the intestinal tract. AAT clearance is reliable for measuring protein loss distal to the pylorus. A serum sample is required to interpret results as a serum deficiency of AAT would make the AAT fecal excretion lower and could invalidate the test utility. Gastrointestinal protein enteropathy has been associated with regional enteritis, sprue, Whipple intestinal lipodystrophy, gastric carcinoma, allergic gastroenteropathy, intestinal lymphangiectasia, constrictive pericarditis, congenital hypogammaglobulinemia, and iron deficiency anemia associated with intolerance to cow's milk. Increased fecal excretion of AAT can be found in small and large intestine disease and is applicable to adult and children. | CLEARANCE: < or =27 mL/24 hours FECAL ALPHA-1-ANTRYPSIN CONCENTRATION: < or =54 mg/dL SERUM ALPHA-1-ANTRYPSIN CONCENTRATION: 100-190 mg/dL | Elevated alpha-1-antitrypsin (AAT) clearance suggests excessive gastrointestinal protein loss. The positive predictive value of the test has been found to be 97.7% and the negative predictive value is 75%. Patients with protein-losing enteropathies generally have AAT clearance values greater than 50 mL/24 hours and AAT fecal concentrations above 100 mg/dL. Borderline elevations above the normal range are equivocal for protein-losing enteropathies. | In the absence of either a 24-hour fecal collection or a contemporary serum specimen, the fecal concentration of alpha-1-antitrypsin (AAT) can be used as a surrogate marker. The clearance test is preferred as it normalizes the large range of serum AAT concentrations and the variability in random fecal AAT concentrations. When gastric loss of AAT is suspected (eg, Menetrier disease), AAT clearance is not a reliable indicator of protein loss as AAT is sensitive to pH <3 and rapidly destroyed. When gastric protein loss is suspected and the AAT clearance is normal, the recommendation is to repeat testing after starting an acid suppressive medication regime. | 1. Florent C, L'Hirondel C, Desmazures C, Aymes C, Bernier JJ: Intestinal clearance of alpha 1-antitrypsin. A sensitive method for the detection of protein losing enteropathy. Gastroenterology. 1981 Oct;81(4):777-780 2. Crossley JR, Elliott RB: Simple method for diagnosing protein-losing enteropathies. Br Med J. 1977 Feb 12;1(6058):428-429 3. Perrault J, Markowitz H: Protein-losing gastroenteropathy and the intestinal clearance of serum alpha-1-antitrypsin. Mayo Clin Proc. 1984 Apr;59(4):278-279 4. Schmidt PN, Blirup-Jensen S, Svendsen PJ, Wandall JH: Characterization and quantification of plasma proteins excreted in faeces from healthy humans. Scand J Clin Lab Invest. 1995 Feb;55(1):35-45 5. Davidson NO: Intestinal lipid absorption. In: Yamada T, Alpers DH, Kaplowitz N, eds. Textbook of Gastroenterology. JB Lippincott; 2003:413 6. Rybolt AH, Bennett RG, Laughon BE, Thomas DR, Greenough WB III, Bartlett JG: Protein-losing enteropathy associated with Clostridium difficile infection. Lancet. 1989 Jun 17;1(8651):1353-1355 7. Molina JF, Brown RF, Gedalia A, Espinoza LR: Protein losing enteropathy as the initial manifestation of childhood systemic lupus erythematosus. J Rheumatol. 1996 Jul;23(7):1269-1271 8. Umar SB, DiBaise JK: Protein-losing enteropathy: case illustrations and clinical review. Am J Gastroenterol. 2010 Jan;105(1):43-49 9. Levitt DG, Levitt MD: Protein losing enteropathy: comprehensive review of the mechanistic association with clinical and subclinical disease states. Clin Exp Gastroenterol. 2017 Jul;10:147-168 10. Murray FR, Morell B, Biedermann L, Schreiner P: Protein-losing enteropathy as precursor of inflammatory bowel disease: A review of the literature. BMJ Case Rep. 2021 Jan 11;14(1):e238802 | Immunonephelometry quantitates the alpha-1-antitrypsin (AAT) contained in a 24-hour fecal collection. From the concentration of feces and serum AAT, a 24-hour clearance is calculated. In the absence of a serum specimen or a timed fecal collection, an AAT fecal concentration will be reported.(Package insert: N Antiserum to Human alpha-1-antitrypsin. Siemens Healthcare Diagnostics Inc; 01/2018) | 1 to 3 days | Serum/2 weeks; Stool/Aliquot 2 weeks | This test has been modified from the manufacturer's instructions. Its performance characteristics were determined by Mayo Clinic in a manner consistent with CLIA requirements. This test has not been cleared or approved by the US Food and Drug Administration. | 82103 x 2 | Alpha-1-Antitrypsin Clearance | 93419-0 | AATS | Alpha-1-Antitrypsin, S | 6771-0
AATRP | Alpha-1-Antitrypsin Immunostain, Technical Component Only | Identification of abnormal accumulation of alpha-1-antitrypsin | Immunohistochemistry (IHC) | Yes | Alpha 1-Antitrypsin IHC, Tech Only | For the initial technical component only immunohistochemical (IHC) stain performed, the appropriate bill-only test ID will be reflexed and charged (IHTOI). For each additional technical component only IHC stain performed, an additional bill-only test ID will be reflexed and charged (IHTOA). | Supplies:Immunostain Technical Only Envelope (T693) Specimen Type:Tissue Container/Tube:Immunostain Technical Only Envelope Preferred:2 Unstained positively charged glass slides (25- x 75- x 1-mm) per test ordered; sections 4-microns thick. Acceptable:Formalin-fixed, paraffin-embedded (FFPE) tissue block | See Specimen Required | Alpha-1-antitrypsin (AAT) is a plasma protein synthesized in the liver and present in serum and tissue fluids where it acts as an inhibitor of proteases, especially elastase. AAT deficiency is associated with development of emphysema and liver disease. In liver disease, abnormal accumulation of AAT is seen as cytoplasmic globules in hepatocytes. |  | This test does not include pathologist interpretation, only technical performance of the stain. If interpretation is required, order PATHC / Pathology Consultation for a full diagnostic evaluation or second opinion of the case. The positive and negative controls are verified as showing appropriate immunoreactivity. If a control tissue is not included on the slide, a scanned image of the relevant quality control tissue is available upon request, call 855-516-8404. Interpretation of this test should be performed in the context of the patient's clinical history and other diagnostic tests by a qualified pathologist. | Age of a cut paraffin section can affect immunoreactivity. Stability thresholds vary widely among published literature and are antigen dependent. Best practice is for paraffin sections to be cut within 6 weeks. | 1. Callea F, Fevery J, Massi G, Lievens C, de Groote J, Desmet VJ. Alpha-1-antitrypsin (AAT) and its stimulation in the liver of PiMZ phenotype individuals. A "recruitment-secretory block" ("R-SB") phenomenon. Liver. 1984:4(5):325-337 2. Lam M, Torbenson M, Yeh MM, Vivekanandan P, Ferrell L. HFE mutations in alpha-1-antitrypsin deficiency: an examination of cirrhotic explants. Mod Pathol. 2010;23:637-643 3. Theaker JM, Fleming KA. Alpha-1-antitrypsin and the liver: a routine immunohistological screen. J Clin Pathol. 1986;39(1):58-62 4. Magaki S, Hojat SA, Wei B, So A, Yong WH. An introduction to the performance of immunohistochemistry. Methods Mol Biol. 2019;1897:289-298. doi:10.1007/978-1-4939-8935-5_25 | Immunohistochemistry on sections of paraffin-embedded tissue.(Unpublished Mayo method) | 1 to 3 days | Until staining is complete. | This test has been cleared, approved, or is exempt by the US Food and Drug Administration and is used per manufacturer's instructions. Performance characteristics were verified by Mayo Clinic in a manner consistent with CLIA requirements. | 88342-TC, primary88341-TC, if additional IHC | Alpha 1-Antitrypsin IHC, Tech Only | Order only;no result | 70664 | Alpha 1-Antitripsin IHC, Tech Only | Bill only; no result
A1APP | Alpha-1-Antitrypsin Phenotype, Serum | Identification of homozygous and heterozygous phenotypes of the alpha-1-antitrypsin deficiency | A1AP2: Isoelectric Focusing AATP: Nephelometry | Yes | Alpha-1-Antitrypsin Phenotype | SeeAlpha-1-Antitrypsin-A Comprehensive Testing Algorithmin Special Instructions. | Collection Container/Tube: Preferred:Red top Acceptable:Serum gel Submission Container/Tube:Plastic vial Specimen Volume:1.25 mL Collection Instructions:Centrifuge and aliquot serum into a plastic vial. | 0.5 mL | Alpha-1-antitrypsin (A1A) is the most abundant serum protease inhibitor and inhibits trypsin and elastin, as well as several other proteases. The release of proteolytic enzymes from plasma onto organ surfaces and into tissue spaces results in tissue damage unless inhibitors are present. Congenital deficiency of A1A is associated with the development of emphysema at an unusually early age and with an increased incidence of neonatal hepatitis, usually progressing to cirrhosis. Most normal individuals have the M phenotype (M, M1, or M2). Over 99% of M phenotypes are genetically MM. In the absence of family studies, the phenotype (M) and quantitative level can be used to infer the genotype (MM). The most common alleles associated with a quantitative deficiency are Z and S. SeeAlpha-1-Antitrypsin-A Comprehensive Testing Algorithmin Special Instructions. | ALPHA-1-ANTITRYPSIN 100-190 mg/dL ALPHA-1-ANTITRYPSIN PHENOTYPE The interpretive report will identify the alleles present. For rare alleles, the report will indicate whether or not they have been associated with reduced quantitative levels of alpha-1-antitrypsin. | There are greater than 40 alpha-1-antitrypsin (A1A) phenotypes (most of these are associated with normal quantitative levels of protein). The most common normal phenotype is M (M, M1, or M2), and greater than 90% of individuals of European descent are genetically homozygous M (MM). A1A deficiency is usually associated with the Z phenotype (homozygous ZZ), but SS and SZ are also associated with decreased A1A levels. | This assay identifies the phenotype of the circulating alpha-1-antitrypsin (A1A) protein. If the patient is already on replacement therapy, the phenotype will detect patient and replacement protein. If 2 bands are seen, such as an M band and a Z bands, it is reported as MZ (eg, heterozygous) If 1 band is seen, such as the Z band and the quantitative level is consistent with a homozygote, the phenotype is assumed to be homozygous and is reported as ZZ. | 1. Morse JO: Alpha-1-antitrypsin deficiency. N Engl J Med 1978;299:1045-1048;1099-1105 2. Donato LJ, Jenkins SM, Smith C, et al:Reference and interpretive ranges for alpha(1)-antitrypsin quantitation by phenotype in adult and pediatric populations. Am J Clin Pathol 2012 Sep;138(3):398-405 | Phenotyping is done by isoelectric focusing in agarose gels.(Package insert: Hydragel 18 A1AT Isofocusing. Sebia. 2013 July) Nephelometry.(Instruction manual: Siemens Nephelometer II. Siemens, Inc., Newark, DE) | 2 to 6 days |  | This test has been cleared, approved, or is exempt by the US Food and Drug Administration and is used per manufacturer's instructions. Performance characteristics were verified by Mayo Clinic in a manner consistent with CLIA requirements. | 8210382104 | Alpha-1-Antitrypsin Phenotype | 32769-2 | 8166 | Alpha-1-Antitrypsin Phenotype | 32769-2
A1ALC | Alpha-1-Antitrypsin Proteotype S/Z, LC-MS/MS, Serum | Identification of homozygous and heterozygous S and Z proteotypes of alpha-1-antitrypsin deficiency | A1ASZ: Liquid Chromatography Tandem Mass Spectrometry (LC-MS/MS) AATP: Nephelometry A1APR: Isoelectric Focusing | Yes | A1AT Proteotype S/Z, LC-MS/MS, S | If the mass spectrometry proteotype and quantitative serum level are discordant, then phenotyping will be added and performed at an additional charge. | Supplies:Sarstedt Aliquot Tube, 5 mL (T914) Collection Container/Tube: Preferred:Red top Acceptable:Serum gel Submission Container/Tube:Plastic vial Specimen Volume:1.25 mL Collection Instructions:Centrifuge and aliquot serum into a plastic vial. | 0.5 mL | Alpha-1-antitrypsin (A1A) is a protein that inhibits the enzyme neutrophil elastase. It is predominantly synthesized in the liver and secretedinto the bloodstream. The inhibition function is especially important in the lungs because it protects against excess tissue degradation. Tissue degradation due to A1A deficiency is associated with an increased risk for early onset panlobular emphysema, which initially affects the lung bases (as opposed to smoking-related emphysema, which presents with upper-lung field emphysema). Patients may become symptomatic in their 30s and 40s. The most frequent symptoms reported in a National Institute of Health study of 1129 patients with severe deficiency (mean age 46 years) included cough (42%), wheezing (65%), and dyspnea with exertion (84%). Many patients were misdiagnosed as having asthma. It is estimated that approximately one-sixth of all lung transplants are for A1A deficiency. Liver disease can also occur, particularly in children; it occurs much less commonly than emphysema in adults. Alpha-1-antitrypsin deficiency is a relatively common disorder in those of Northern European ancestry. The diagnosis of A1A deficiency is initially made by quantitation of protein levels in serum followed by determination of specific allelic variants by isoelectric focusing (IEF). While there are many different alleles in this gene, only 3 are common. The 3 major alleles include: M (full functioning, normal allele), S (associated with reduced levels of protein), and Z (disease-causing variant associated with liver disease and premature emphysema). The S and Z alleles account for the majority of the abnormal alleles detected in affected patients. As a codominant disorder, both alleles are expressed. An individual of SZ or S-null genotype may have a small increased risk for emphysema (but not liver disease) due to slightly reduced protein levels. On the other hand, an individual with the ZZ genotype is at greater risk for early onset liver disease and premature emphysema. Smoking appears to hasten development of emphysema by 10 to 15 years. These individuals should be monitored closely for lung and liver function. Historically, IEF has been the primary method for characterizing variants, although in some cases, the interpretation is difficult and prone to error. Serum quantitation is helpful in establishing a diagnosis but can be influenced by other factors. A proteomic method using trypsin-digested sera can detect the mutated peptides of the S and Z alleles but can miss disease alleles other than the S and Z alleles. This test combines all of these methods to provide a comprehensive result. | ALPHA-1-ANTITRYPSIN: 100-190 mg/dL ALPHA-1-ANTITRYPSIN PROTEOTYPE: Negative for S and Z phenotype (Non S Non Z) | For each of the possible alpha-1-antitrypsin (A1A)genotypes there is an expected range for the total serum level of A1A. However, a number of factors can influence either the A1A serum level or theA1Aproteotype results, including acute illness (A1A is an acute-phase reactant), protein replacement therapy, the presence of other rare variants, or the presence of rare DNA alterations (ie, polymorphisms). When the serum level differs from what is expected for that proteotype (ie, discordant), additional studies are performed to ensure the most appropriate interpretation of test results. Additional follow-up may include A1A phenotyping by isoelectric focusing, obtaining additional clinical information, and DNA sequencing. SeeAlpha-1-Antitrypsin Testing Result Table. | This assay will not detect 5% of the known genetic variants that cause alpha-1-antitrypsin (A1A) deficiency. Therefore, the absence of a detectable genetic variant does not rule out the possibility that an individual is a carrier of, or affected with, this disease. Test results should be interpreted in the context of clinical findings, family history, and other laboratory data. Errors in the interpretation of results may occur if information given is inaccurate or incomplete. Rare variants exist that could lead to false-negative or false-positive results. If results obtained do not match the clinical findings, additional testing should be considered. Errors in interpretation may occur if patients have had a recent blood transfusion or are on A1Areplacement therapy. | 1. Murray JD, Willrich MA, Krowka MJ, et al. Liquid chromatography-tandem mass spectrometry based alpha1-antitypsin (AAT) testing. Am J Clin Clin Pathol. 2021;155(4):547-552 2. Chen Y, Snyder MR, Zhu Y, et al. Simultaneous phenotyping and quantification of alpha-1-antitrypsin by liquid chromatography-tandem mass spectrometry. Clin Chem. 2011;57(8):1161-1168 | Alpha-1-Antitrypsin Proteotype S/Z The method detects the differences in mass to charge ratios of alpha-1-antitrypsin (A1A) tryptic peptides containing the S and Z point mutations. Serum from a patient suspected of having an A1A S or Z mutation is prepared for digestion and then digested using trypsin to generate tryptic peptides from the proteins. The peptides are then subjected to liquid chromatography tandem mass spectrometry to interrogate the mixture for peptides consistent with wild type (Non S, Non Z) or mutated (S, Z) peptides from the S and Z A1A phenotypes. Reverse phase liquid chromatography is used to separate the peptides based on hydrophobicity while the eluate is scanned for the desired peptides using a triple quadrupole mass spectrometer operating under Standard Reaction Monitoring principles. Labeled internal standards, which have identical chemistry to the desired peptides but have slightly different masses, are used to assure the detected peptides from the sample are consistent with the internal standard elution times. By detecting the presence or absence of these peptides, the phenotype status for the S and Z alleles can be determined. It should be kept in mind that this method does not detect other phenotypes. Discrepancies between A1A quantitation levels and the results of this test need be followed up with isoelectric focusing testing.(Unpublished Mayo Method) Alpha-1-Anitrypsin In this Siemens Nephelometer II method, the light scattered onto the antigen-antibody complexes is measured. The intensity of the measured scattered light is proportional to the amount of antigen-antibody complexes in the sample under certain conditions. If the antibody volume is kept constant, the signal behaves proportionally to the antigen volume. A reference curve is generated by a standard with a known antigen content on which the scattered light signals of the samples can be evaluated and calculated as an antigen concentration. Antigen-antibody complexes are formed when a sample containing antigen and the corresponding antiserum are put into a cuvette. A light beam is generated with a light emitting diode, which is transmitted through the cuvette. The light is scattered onto the immuno-complexes that are present. Antigen and antibody are mixed in the initial measurement, but no complex is formed yet. An antigen-antibody complex is formed in the final measurement. The result is calculated by subtracting value of the final measurement from the initial measurement. The distribution of intensity of the scattered light depends on the ratio of the particle size of the antigen-antibody complexes to the radiated wavelength.(Instruction manual: Siemens Nephelometer II. Siemens, Inc; Version 2.3, 2008; Addendum to the Instruction Manual 2.3, 08/2017) | 7 to 14 days | 14 days | This test was developed and its performance characteristics determined by Mayo Clinic in a manner consistent with CLIA requirements. It has not been cleared or approved by the US Food and Drug Administration. | 821038254282104 (if appropriate) | A1AT Proteotype S/Z, LC-MS/MS, S | 102082-5 | 34855 | A1AT Proteotype S/Z, LC-MS/MS | 49244-7
A1AF | Alpha-1-Antitrypsin, Random, Feces | Diagnosing protein-losing enteropathies, especially when used in conjunction with serum alpha-1-antitrypsin (AAT) levels as a part of AAT clearance studies | Nephelometry | Yes | Alpha-1-Antitrypsin, Random, F | Fecal | Supplies: -Stool container, Small (Random), 4 oz (T288) -Stool Collection Kit, Random (T635) Container/Tube:Stool container Specimen Volume:5 g Collection Instructions:Collect a random fecal specimen. | Homogenized Stool: 1 mL | Alpha-1-antitrypsin (AAT) is a 54kDa glycoprotein that is resistant to degradation by digestive enzymes and is, therefore, used as an endogenous marker for the presence of blood proteins in the intestinal tract. AAT clearance is reliable for measuring protein loss distal to the pylorus. A serum sample is required to interpret results as a serum deficiency of AAT) would make the AAT fecal excretion lower and could invalidate the test utility. Gastrointestinal protein enteropathy has been associated with regional enteritis, sprue, Whipple intestinal lipodystrophy, gastric carcinoma, allergic gastroenteropathy, intestinal lymphangiectasia, constrictive pericarditis, congenital hypogammaglobulinemia, and iron deficiency anemia associated with intolerance to cow's milk. Increased fecal excretion of AAT can be found in small and large intestine disease and is applicable to adults and children. | < or =54 mg/dL | Patients with protein-losing enteropathies generally have alpha-1-antitrypsin fecal concentrations over 100 mg/dL. Borderline elevations above the normal range are equivocal for protein-losing enteropathies. | The clearance studies using 24-hour fecal specimens and serum determinations are preferred as it normalizes the large range of serum alpha-1-antitrypsin (AAT) concentrations and the variability in random fecal AAT concentrations. In the absence of either a 24-hour fecal collection or a contemporaryserum specimen, the fecal concentration of AAT canbe used as a surrogate marker. When gastric loss of AAT is suspected (eg, Menetrier disease), AAT clearance is not a reliable indicator of protein loss as AAT is sensitive to pH <3 and is rapidly destroyed. When gastric protein loss is suspected and the AAT clearance is normal, the recommendation is to repeat testing after starting an acid suppressive medication regime. | 1. Florent C, L'Hirondel C, Desmazures C, Aymes C, Bernier JJ: Intestinal clearance of alpha 1-antitrypsin. A sensitive method for the detection of protein losing enteropathy. Gastroenterology. 1981 Oct;81(4):777-780 2. Crossley JR, Elliott RB: Simple method for diagnosing protein-losing enteropathies. Br Med J. 1977 Feb 12;1(6058):428-429 3. Perrault J, Markowitz H: Protein-losing gastroenteropathy and the intestinal clearance of serum alpha-1-antitrypsin. Mayo Clin Proc. 1984 Apr;59(4):278-279 4. Levitt DG, Levitt MD: Protein losing enteropathy: comprehensive review of the mechanistic association with clinical and subclinical disease states. Clin Exp Gastroenterol. 2017 Jul;10:147-168 5. Murray FR, Morell B, Biedermann L, Schreiner P: Protein-losing enteropathy as precursor of inflammatory bowel disease: A review of the literature. BMJ Case Rep. 2021 Jan 11;14(1):e238802 | Immunonephelometry quantitates the alpha-1-antitrypsin (AAT) contained ina fecal specimen. In the absence of a timed fecal collection, an AAT fecal concentration will be reported.(Instruction manual: Siemens Nephelometer II Operations. Siemens, Inc; Version 2.3, 2008; Addendum to the Instruction Manual 2.3, 08/2017) | 1 to 3 days | 14 days; supernatant aliquot only, the feces are discarded after processing | This test has been modified from the manufacturer's instructions. Its performance characteristics were determined by Mayo Clinic in a manner consistent with CLIA requirements. This test has not been cleared or approved by the US Food and Drug Administration. | 82103 | Alpha-1-Antitrypsin, Random, F | 9407-8 | AAT_F | Alpha-1-Antitrypsin, Random, F | 9407-8
AAT | Alpha-1-Antitrypsin, Serum | Workup of individuals with suspected disorders such as familial chronic obstructive lung disease Diagnosing alpha-1-antitrypsin deficiency | Nephelometry | Yes | Alpha-1-Antitrypsin, S | For more information seeAlpha-1-Antitrypsin-A Comprehensive Testing Algorithm. | Collection Container/Tube: Preferred:Red top Acceptable:Serum gel Submission Container/Tube:Plastic vial Specimen Volume:1 mL Collection Instructions:Centrifuge and aliquot serum into a plastic vial. | 0.5 mL | Alpha-1-antitrypsin (A1A) is the most abundant serum protease inhibitor, and it inhibits trypsin and elastin as well as several other proteases. The release of proteolytic enzymes from plasma onto organ surfaces and into tissue spaces results in tissue damage unless inhibitors are present. Congenital deficiency of A1A is associated with the development of emphysema at an unusually early age and with an increased incidence of neonatal hepatitis, usually progressing to cirrhosis. For more information seeAlpha-1-Antitrypsin-A Comprehensive Testing Algorithm. | 100-190 mg/dL | Patients with serum levels less than 70 mg/dL may have a homozygous deficiency and are at risk for early lung disease. Alpha-1-antitrypsin proteotype testing should be done to confirm the presence of homozygous deficiency alleles. If clinically indicated, patients with serum levels less than 125 mg/dL should have proteotype testing in order to identify heterozygous individuals. Heterozygotes do not appear to be at increased risk for early emphysema. | Low alpha-1-antitrypsin (A1A) levels may result from liver disease, and A1A proteotype testing should be done to confirm A1A deficiency disease. A1A is an acute-phase reactant, and any inflammatory process will elevate serum A1A levels. Quantitation of specific proteins by nephelometric means may not be possible in lipemic sera due to the extreme light scattering properties of the specimen. Turbidity and particles in the specimen may result in extraneous light scattering signals, resulting in variable specimen analysis. | 1. Tejwani V, Stoller JK: The spectrum of clinical sequelae associated with alpha-1 antitrypsin deficiency. Ther Adv Chronic Dis. 2021 Jul;12_suppl. doi: 10.1177/2040622321995691 2. Patel D, McAllister SL, Teckman JH: Alpha-1 antitrypsin deficiency liver disease. Transl Gastroenterol Hepatol. 2021 Apr 5;6:23. doi: 10.21037/tgh.2020.02.23 3. Donato LJ, Snyder MR, Greene DN: Measuring and interpreting serum AAT concentration. Methods Mol Biol. 2017;1639:21-32. doi: 10.1007/978-1-4939-7163-3_3 | In this Siemens Nephelometer II method, the light scattered onto the antigen-antibody complexes is measured. The intensity of the measured scattered light is proportional to the amount of antigen-antibody complexes in the sample under certain conditions. If the antibody volume is kept constant, the signal behaves proportionally to the antigen volume. A reference curve is generated by a standard with a known antigen content on which the scattered light signals of the samples can be evaluated and calculated as an antigen concentration. Antigen-antibody complexes are formed when a sample containing antigen and the corresponding antiserum are put into a cuvette. A light beam is generated with an LED, which is transmitted through the cuvette. The light is scattered onto the immuno-complexes that are present. Antigen and antibody are mixed in the initial measurement, but no complex is yet formed. An antigen-antibody complex is formed in the final measurement. The result is calculated by subtracting value of the final measurement from the initial measurement. The distribution of intensity of the scattered light depends on the ratio of the particle size of the antigen-antibody complexes to the radiated wavelength.(Unpublished Mayo method;instruction manual: Siemens Nephelometer II. Siemens, Inc; Version 2.3, 2008; Addendum to the Instruction Manual 2.3, 08/2017) | 1 to 3 days | 14 days | This test has been cleared, approved, or is exempt by the US Food and Drug Administration and is used per manufacturer's instructions. Performance characteristics were verified by Mayo Clinic in a manner consistent with CLIA requirements. | 82103 | Alpha-1-Antitrypsin, S | 6771-0 | AAT | Alpha-1-Antitrypsin, S | 6771-0
A124 | Alpha-1-Microglobulin, 24 Hour, Urine | Assessment of renal tubular injury or dysfunction using 24-hour urine collections Screening for tubular abnormalities Detecting chronic asymptomatic renal tubular dysfunction(2) | AIM, A1MCR: Calculation A1MC: Immunonephelometry CRT24: Enzymatic Colorimetric Assay | Yes | Alpha-1-Microglobulin, 24 HR, U | Urine | Container/Tube:Plastic, 5-mL tube Specimen Volume:4 mL Collection Instructions: 1. Collect urine for 24 hours. 2. No preservative. 3. Mix well before taking 4-mL aliquot. Additional Information:For multiple collections seeUrine Preservatives-Collection and Transportation for 24-Hour Urine Specimens | 1 mL | Alpha-1-microglobulin is a low-molecular-weight protein of 26 kDa and a member of the lipocalin protein superfamily.(1) It is synthesized in the liver, freely filtered by glomeruli, and reabsorbed by renal proximal tubules cells where it is catabolized.(1) Due to extensive tubular reabsorption, under normal conditions very little filtered alpha-1-microglobulin appears in the final excreted urine. Therefore, an increase in the urinary concentration of alpha-1-microglobulin indicates proximal tubule injury and/or impaired proximal tubular function. Elevated excretion rates can indicate tubular damage associated with renal tubulointerstitial nephritis or tubular toxicity from heavy metal or nephrotoxic drug exposure. Glomerulonephropathies and renal vasculopathies also are often associated with coexisting tubular injury and so may result in elevated excretion. Elevated alpha-1-microglobulin in patientswith urinary tract infections may indicate renal involvement(pyelonephritis). Measurement of urinary excretion of retinol-binding protein, another low-molecular-weight protein, is analternative to the measurement of alpha-1-microglobulin. To date,there are no convincing studies to indicate that one testhas better clinical utility than the other. Urinary excretion of alpha-1-microglobulin can be determined from either a 24-hour collection or from a random urine collection. The24-hour collection is traditionally considered the gold standard. For random or spot collections, the concentration of alpha-1-microglobulin is divided by the urinary creatinine concentration. This corrected value adjusts alpha-1-microglobulin for variabilities in urine concentration. | > or =18 years: <23 mg/24 hours Reference values have not been established for patients who are less than 18 years of age. | Alpha-1-microglobulin above the reference values may be indicative of a proximal tubular dysfunction. | Since this is a nephelometric assay, turbidity and particles (eg, cells, crystals) in the specimen can interfere with the test. | 1. Akerstrom B, Logdberg L, Berggard T, Osmark P, Lindqvist A: Alpha(1)-microglobulin: a yellow-brown lipocalin. Biochim Biophys Acta. 2000 Oct 18;1482(1-2):172-184 2. Yu H, Yanagisawa Y, Forbes M, Cooper EH, Crockson RA, MacLennan RC: Alpha-1-microglobulin: an indicator protein for renal tubular function. J Clin Pathol. 1983 Mar;36(3):253-259 3. Hjorth L, Helin I, Grubb A: Age-related reference limits for urine levels of albumin, orosomucoid, immunoglobulin G, and protein HC in children. Scand J Clin Lab Invest. 2000 Feb;60(1):65-73 4. Pagana K, Pagana T, Papana T, eds: Mosby’s Diagnostic and Laboratory Test Reference. Mosby; 2020:632 | Alpha-1-Microglobulin: In an immunochemical reaction, alpha-1-microglobulin present in the urine sample forms immune complexes with anti-alpha-1-microglobulin specific antibodies. These complexes scatter a beam of light passed through the sample. The intensity of the scattered light is proportional to the concentration of alpha-1-microglobulin in the sample. The result is evaluated by comparison with a standard of known concentration.(Package insert: N Alpha-1-Microglobulin. Siemens Healthcare Diagnostics Inc; V5, 05/2018) Creatinine: The enzymatic method is based on the determination of sarcosine from creatinine with the aid of creatininase, creatinase, and sarcosine oxidase. The liberated hydrogen peroxide is measured via a modified Trinder reaction using a colorimetric indicator. Optimization of the buffer system and the colorimetric indicator enables the creatinine concentration to be quantified both precisely and specifically.(Package insert: Creatinine plus ver 2. Roche Diagnostics; V 15.0, 03/2019) | 1 to 7 days | 7 days | This test has been cleared, approved, or is exempt by the US Food and Drug Administration and is used per manufacturer's instructions. Performance characteristics were verified by Mayo Clinic in a manner consistent with CLIA requirements. | 83883 | Alpha-1-Microglobulin, 24 HR, U | 99075-4 | A1MCR | A1M/Creat Ratio | 99075-4
RA1U | Alpha-1-Microglobulin, Random, Urine | Assessment of renal tubular injury or dysfunction using random urine specimens Screening for tubular abnormalities Detecting chronic asymptomatic renal tubular dysfunction (2) | AIMR: Immunonephelometry CRETR: Enzymatic Colorimetric Assay | Yes | Alpha-1-Microglobulin, Random, U | Urine | Container/Tube:Plastic, 5-mL tube Specimen Volume:5 mL Collection Instructions: 1. Collect a random urine specimen. 2. No preservative. | 1 mL | Alpha-1-microglobulin is a low-molecular-weight protein of 26 kDa and a member of the lipocalin protein superfamily.(1) It is synthesized in the liver, freely filtered by glomeruli, and reabsorbed by renal proximal tubules cells where it is catabolized.(1) Due to extensive tubular reabsorption, under normal conditions very little filtered alpha-1-microglobulin appears in the final excreted urine. Therefore, an increase in the urinary concentration of alpha-1-microglobulin indicates proximal tubule injury and/or impaired proximal tubular function. Elevated excretion rates can indicate tubular damage associated with renal tubulointerstitial nephritis or tubular toxicity from heavy metal or nephrotoxic drug exposure. Glomerulonephropathies and renal vasculopathies also are often associated with coexisting tubular injury and so may result in elevated urinary alpha-1-microglobulin excretion. Elevated alpha-1-microglobulin in patients with urinary tract infections may indicate renal involvement (pyelonephritis). Measurement of urinary excretion of retinol-binding protein, another low-molecular-weight protein, is an alternative to the measurement of alpha-1-microglobulin. To date, there are no convincing studies to indicate that one test has better clinical utility than the other. Urinary excretion of alpha-1-microglobulin can be determined from either a 24-hour collection or from a random urine collection. The 24-hour collection is traditionally considered the gold standard. For random or spot collections, the concentration of alpha-1-microglobulin is divided by the urinary creatinine concentration. This corrected value adjusts alpha-1-microglobulin for variabilities in urine concentration. | > or =18 years: <35 mg/g creatinine Reference values have not been established for patients who are less than 18 years of age. | Alpha-1-microglobulin above the reference values may indicate a proximal tubular dysfunction. As suggested in the literature, 7 mg/g creatinine is an upper reference limit for pediatric patients of 1 month to 15 years of age.(3) | Since this is a nephelometric assay, turbidity and particles (eg, cells, crystals) in the sample can interfere with the test. Therefore, all urine specimens should be centrifuged at ambient temperature prior to assay. | 1. Akerstrom B, Logdberg L, Berggard T, Osmark P, Lindqvist A: Alpha(1)-microglobulin: a yellow-brown lipocalin. Biochim Biophys Acta. 2000 Oct 18;1482(1-2):172-184 2. Yu H, Yanagisawa Y, Forbes M, Cooper EH, Crockson RA, MacLennan RC: Alpha-1-microglobulin: an indicator protein for renal tubular function. J Clin Pathol. 1983 Mar;36(3):253-259 3. Hjorth L, Helin I, Grubb A: Age-related reference limits for urine levels of albumin, orosomucoid, immunoglobulin G, and protein HC in children. Scand J Clin Lab Invest. 2000 Feb;60(1):65-73 4. Pagana K, Pagana T, Papana T, eds: Mosby’s Diagnostic and Laboratory Test Reference. Mosby; 2020:632 | Alpha-1-Microglobulin: In an immunochemical reaction, alpha-1-microglobulin present in the urine sample forms immune complexes with anti-alpha-1-microglobulin-specific antibodies. These complexes scatter a beam of light passed through the sample. The intensity of the scattered light is proportional to the concentration of alpha-1-microglobulin in the sample. The result is evaluated by comparison with a standard of known concentration.(Package insert: N Alpha-1-microglobulin. Siemens; V5, 05/2018) Creatinine: Creatinine is performed by the enzymatic method, which is based on the determination of sarcosinefrom creatinine with the aid of creatininase, creatinase, and sarcosineoxidase. The liberated hydrogen peroxide is measured via a modified Trinder reaction using a colorimetric indicator. Optimization of the buffersystem and the colorimetric indicator enables the creatinine concentration to be quantified both precisely and specifically.(Packageinsert: Creatinine plus ver 2. Roche Diagnostics; V15.0, 03/2019) | 1 to 7 days | 7 days | This test has been modified from the manufacturer's instructions. Its performance characteristics were determined by Mayo Clinic in a manner consistent with CLIA requirements. This test has not been cleared or approved by the US Food and Drug Administration. | 83883 | Alpha-1-Microglobulin, Random, U | 48415-4 | CRETR | Creatinine, Random, U | 2161-8
A2PI | Alpha-2 Plasmin Inhibitor, Plasma | Diagnosing congenital alpha-2 plasmin inhibitor deficiencies (rare) Providing a complete assessment of disseminated intravascular coagulation, intravascular coagulation and fibrinolysis, or hyperfibrinolysis (primary fibrinolysis), when measured in conjunction with fibrinogen, fibrin D-dimer, fibrin degradation products, soluble fibrin monomer complex, and plasminogen Evaluating liver disease Evaluating the effects of fibrinolytic or antifibrinolytic therapy | Chromogenic | Yes | Alpha-2 Plasmin Inhibitor, P | Plasma Na Cit | Specimen Type:Platelet-poor plasma Collection Container/Tube:Light-blue top (3.2% sodium citrate) Submission Container/Tube:Plastic vial Specimen Volume:1 mL Collection Instructions: 1. For complete instructions, seeCoagulation Guidelines for Specimen Handling and Processing. 2. Centrifuge, transfer all plasma into a plastic vial, and centrifuge plasma again. 3. Aliquot plasma into a plastic vial leaving 0.25 mL in the bottom of centrifuged vial. 4. Freeze plasma immediately (no longer than 4 hours after collection) at -20 degrees C or, ideally, -40 degrees C or below. Additional Information: 1. Double-centrifuged specimen is critical for accurate results as platelet contamination may cause spurious results. 2. Each coagulation assay requested should have its own vial. | 0.5 mL | Alpha-2 plasmin inhibitor (antiplasmin) is synthesized in the liver with a biological half-life of approximately 3 days. It inactivates plasmin, the primary fibrinolytic enzyme responsible for remodeling the fibrin thrombus, and binds fibrin together with factor XIIIa making the clot more difficult to lyse. Absence of alpha-2 plasmin inhibitor results in uncontrolled plasmin-mediated breakdown of the fibrin clot and is associated with increased risk of bleeding. | Adults: 80-140% Normal, full-term, and premature infants may have mildly decreased levels (> or =50%) that reach adult levels within 90 days postnatal.* *See Pediatric Hemostasis References section inCoagulation Guidelines for Specimen Handling and Processing. | Patients with congenital homozygous deficiency (with levels of <10%) are clinically affected (bleeding). Heterozygous individuals having levels of 30% to 60% of mean normal activity are usually asymptomatic. Lower than normal levels may be suggestive of consumption due to activation of plasminogen and its inhibition by alpha-2 plasmin inhibitor. The clinical significance of high levels of alpha-2 plasmin inhibitor is unknown. | Alpha-2 plasmin inhibitor results are potentially affected by the following: -Heparin, unfractionated or low-molecular-weight >4 U/mL -Alpha-2-macroglobulin >7 mg/mL; potentially leading to a falsely increased result -Hemoglobin >200 mg/dL -Bilirubin >20 mg/dL -Triglycerides >1000 mg/dL | 1. Lijnen HR, Collen D. Congenital and acquired deficiencies of components of the fibrinolytic system and their relation to bleeding or thrombosis. Blood Coagul Fibrinolysis. 1989;3(2):67-77. doi:10.1016/0268-9499(89)90034-9 2. Francis RB Jr. Clinical disorders of fibrinolysis: A critical review. Blut. 1989;59(1):1-14 3. Aoki N. Hemostasis associated with abnormalities of fibrinolysis. Blood Rev. 1989;3(1):11-17 4. Singh S, Saleem S, Reed GL. Alpha2-antiplasmin: The devil you don't know in cerebrovascular and cardiovascular disease. Front Cardiovasc Med. 2020;7:608899 | This assay is performed using the HemosIL Plasmin Inhibitor Kit on the Instrumentation Laboratory ACL TOP Family. Patient plasma, containing alpha-2 plasmin inhibitor, is mixed with reagent containing excess plasmin. Plasmin activity in the reagent is rapidly inhibited by alpha-2 plasmin inhibitor. Residual plasmin activity is then measured using an amidolytic activity assay, in which residual plasmin lyses a synthetic chromogenic substrate and subsequently releases para-nitroanline (detected at 405 nm) to a level that is inversely proportional to the amount of alpha-2 plasmin inhibitor in the sample.(Teger-Nilsson AC, Friberger P, Gyzander E. Determination of a new rapid plasmin inhibitor in human blood by means of a plasmin specific tripeptide substrate. Scand J Clin Lab Invest. 1977;37(5):403-409; package insert: HemosIL Plasmin Inhibitor. Instrumentation Laboratory; 11/2019) | 3 to 7 days | 7 days | This test has been modified from the manufacturer's instructions. Its performance characteristics were determined by Mayo Clinic in a manner consistent with CLIA requirements. This test has not been cleared or approved by the US Food and Drug Administration. | 85410 | Alpha-2 Plasmin Inhibitor, P | 27810-1 | A2PI | Alpha-2 Plasmin Inhibitor, P | 27810-1
A2M | Alpha-2-Macroglobulin, Serum | Evaluating patients with nephrotic syndrome and pancreatitis | Nephelometry | Yes | Alpha-2-Macroglobulin, S | Serum | Supplies:SarstedtAliquot Tube, 5 mL (T914) Collection Container/Tube: Preferred:Serum gel Acceptable:Red top Submission Container/Tube:Plastic vial Specimen Volume:1 mL Collection Instructions:Centrifuge and aliquot serum into plastic vial | 0.5 mL | Alpha-2-macroglobulin is a protease inhibitor and is one of the largest plasma proteins. It transports hormones and enzymes, exhibits effector and inhibitor functions in the development of the lymphatic system, and inhibits components of the complement system and hemostasis system. Increased levels of alpha-2-macroglobulin are found in nephrotic syndrome when lower molecular weight proteins are lost, but alpha-2-macroglobulin is retained because of its large size. In patients with liver cirrhosis and diabetes, the levels are found to be elevated. Patients with acute pancreatitis exhibit low serum concentrations, which correlate with the severity of the disease. In hyperfibrinolytic states, after major surgery, in septicemia, and severe hepatic insufficiency, the measured levels of alpha-2-macroglobulin are often low. Acute myocardial infarction patients with low alpha-2-macroglobulin have been reported to have a significantly better prognosis with regard to the greater than a year survival time. | < or =18 years: 178-495 mg/dL >18 years: 100-280 mg/dL | Values are elevated in the nephrotic syndrome in proportion to theseverity of protein loss (lower molecular weight). Values are low in proteolytic diseases such as pancreatitis. | Quantitation of specific proteins by nephelometric means may not be possible in lipemic sera due to the extreme light scattering properties of the specimen. Turbidity and particles in the specimen may result in extraneous light scattering signals, resulting in variable specimen analysis. | 1. McMahon MJ, Bowen M, Mayer AD, Cooper EH: Relation of alpha-2-macroglobulin and other antiproteases to the clinical features of acute pancreatitis. Am J Surg. 1984 Jan;147(1):164-170. doi: 10.1016/0002-9610(84)90052-7 2. Haines AP, Howarth D, North WR, et al: Haemostatic variables and the outcome of myocardial infarction. Thromb Haemost. 1983;50(4):800-803 3. Hofmann W, Schmidt D, Guder WG, Edel HH: Differentiation of hematuria by quantitative determination of urinary marker proteins. Klin Wochenschr. 1991 Jan 22;69(2):68-75. doi: 10.1007/BF01666819 4. Solerte SB, Adamo S, Viola C, et al: Acute-phase protein reactants pattern and alpha 2 macroglobulin in diabetes mellitus. Pathophysiological aspects in diabetic microangiopathy. RIC Clin Lab. 1984;14(3):575-579. doi: 10.1007/BF02904891 5. Silverman LM, Christenson RH, Grant GH: Basic chemistry of amino acids and proteins. In: Tietz, NW ed. Clinical Guide to Laboratory Tests. 2nd ed. WB Saunders Comp; 1990:380-381 6. Rifai N, Horvath AR, Wittwer CT, eds: Tietz Textbook of Clinical Chemistry and Molecular Diagnostics. 6th ed. Elsevier; 2018 | In this method, the light scattered onto the antigen-antibody complexes is measured. The intensity of the measured scattered light is proportional to the amount of antigen-antibody complexes in the sample under certain conditions. If the antibody volume is kept constant, the signal behaves proportionally to the antigen volume. A reference curve is generated by a standard with a known antigen content on which the scattered light signals of the samples can be evaluated and calculated as an antigen concentration. Antigen-antibody complexes are formed when a sample containing antigen and the corresponding antiserum are put into a cuvette. A light beam is generated with alight-emitting diode, which is transmitted through the cuvette. The light is scattered onto the immuno-complexes that are present. Antigen and antibody are mixed in the initial measurement, but no complex is formed yet. An antigen-antibody complex is formed in the final measurement. The result is calculated by subtracting the value of the final measurement from the initial measurement. The distribution of intensity of the scattered light depends on the ratio of the particle size of the antigen-antibody complexes to the radiated wavelength.(Instruction manual: Siemens Nephelometer II. Siemens, Inc; Version 2.3, 2008; Addendum to the Instruction Manual 2.3. 08/2017) | 1 to 3 days | 14 days | This test has been cleared, approved, or is exempt by the US Food and Drug Administration and is used per manufacturer's instructions. Performance characteristics were verified by Mayo Clinic in a manner consistent with CLIA requirements. | 83883 | Alpha-2-Macroglobulin, S | 1835-8 | A2M | Alpha-2-Macroglobulin, S | 1835-8
AAMY | Alpha-Amylase, IgE, Serum | Establishing the diagnosis of an allergyto Alpha-Amylase Defining the allergen responsible for eliciting signs and symptoms Identifying allergens: -Responsible for allergic response and/or anaphylactic episode -To confirm sensitization prior to beginning immunotherapy -To investigate the specificity of allergic reactions to insect venom allergens, drugs, or chemical allergens | Fluorescence Enzyme Immunoassay (FEIA) | Yes | Alpha-Amylase, IgE | Serum | Collection Container/Tube: Preferred:Serum gel Acceptable:Red top Submission Container/Tube:Plastic vial Specimen Volume:0.5 mL for every 5 allergens requested Collection Instructions:Centrifuge and aliquot serum into a plastic vial. | For one allergen: 0.3 mL For more than 1 allergen: (0.05 mL x number of allergens) + 0.25 mL deadspace | Clinical manifestations of immediate hypersensitivity (allergic) diseases are caused by the release of proinflammatory mediators (histamine, leukotrienes, and prostaglandins) from IgE-sensitized effector cells (mast cells and basophils) when cell-bound IgE antibodies interact with an allergen. In vitro serum testing for IgE antibodies provides an indication of the immune response to allergens that may be associated with allergic disease. The allergens chosen for testing often depend upon the age of the patient, history of allergen exposure, season of the year, and clinical manifestations. In individuals predisposed to develop allergic disease, the sequence of sensitization and clinical manifestations proceed as follows: eczema and respiratory disease (rhinitis and bronchospasm) in infants and children less than 5 years due to food sensitivity (milk, egg, soy, and wheat proteins) followed by respiratory disease (rhinitis and asthma) in older children and adults due to sensitivity to inhalant allergens (dust mite, mold, and pollen inhalants). | Class,IgE kU/L,Interpretation, 0,<0.10,Negative, 0/1,0.10-0.34,Borderline/equivocal, 1,0.35-0.69,Equivocal, 2,0.70-3.49,Positive, 3,3.50-17.4,Positive, 4,17.5-49.9,Strongly positive, 5,50.0-99.9,Strongly positive, 6,> or =100,Strongly positive, | Detection of IgE antibodies in serum (class 1 or greater) indicates an increased likelihood of allergic disease as opposed to other etiologies and defines the allergens that may be responsible for eliciting signs and symptoms. The level of IgE antibodies in serum varies directly with the concentration of IgE antibodies expressed as a class score or kU/L. | Testing for IgE antibodies is not useful in patients previously treated with immunotherapy to determine if residual clinical sensitivity exists or in patients in whom the medical management does not depend upon identification of allergen specificity. Some individuals with clinically insignificant sensitivity to allergens may have measurable levels of IgE antibodies in serum, and test results must be interpreted in the clinical context. False-positive results for IgE antibodies may occur in patients with markedly elevated serum IgE (>2500 kU/L) due to nonspecific binding to allergen solid phases. | Homburger HA, Hamilton RG: Allergic diseases. In: McPherson RA, Pincus MR, eds. Henry's Clinical Diagnosis and Management by Laboratory Methods. 23rd ed. Elsevier; 2017:1057-1070 | Specific IgE from the patient's serum reacts with the allergen of interest, which is covalently coupled to an ImmunoCAP. After washing away nonspecific IgE, enzyme-labeled anti-IgE antibody is added to form a complex. After incubation, unbound anti-IgE is washed away, and the bound complex incubated with a developing agent. After stopping the reaction, the fluorescence of the eluate is measured. Fluorescence is proportional to the amount of specific IgE present in the patient's sample (ie, the higher the fluorescence value, the more IgE antibody is present).(Package insert: ImmunoCAP System Specific IgE FEIA. Phadia; Rev 06/2020) | Same day/1 to 3 days | 14 days | This test has been cleared, approved, or is exempt by the US Food and Drug Administration and is used per manufacturer's instructions. Performance characteristics were verified by Mayo Clinic in a manner consistent with CLIA requirements. | 86008 | Alpha-Amylase, IgE | 7073-0 | AAMY | Alpha-Amylase, IgE | 7073-0
ALFP | Alpha-Fetoprotein (AFP) Immunostain, Technical Component Only | Aiding in the identification of yolk sac tumors and hepatocellular carcinoma |  | Yes | Alpha-Fetoprotein IHC, Tech Only | For the initial technical component only immunohistochemical (IHC) stain performed, the appropriate bill-only test ID will be reflexed and charged (IHTOI). For each additional technical component only IHC stain performed, an additional bill-only test ID will be reflexed and charged (IHTOA). | Supplies:Immunostain Technical Only Envelope (T693) Specimen Type:Tissue Container/Tube:Immunostain Technical Only Envelope Preferred:2 Unstained positively charged glass slide (25- x 75- x 1-mm) per test ordered; sections 4-microns thick Acceptable:Formalin-fixed, paraffin-embedded (FFPE) tissue block |  | Alpha-fetoprotein (AFP) is an oncofetal antigen normally expressed in fetal liver, but not present in normal adult tissues. AFP can be expressed in yolk sac tumors and in hepatocellular carcinomas. |  | This test does not include pathologist interpretation, only technical performance of the stain. If interpretation is required, order PATHC / Pathology Consultation for a full diagnostic evaluation or second opinion of the case. The positive and negative controls are verified as showing appropriate immunoreactivity and documentation is retained at Mayo Clinic Rochester. If a control tissue is not included on the slide, a scanned image of the relevant quality control tissue is available upon request; call 855-516-8404. Interpretation of this test should be performed in the context of the patient's clinical history and other diagnostic tests by a qualified pathologist. | Age of a cut paraffin section can affect immunoreactivity. Stability thresholds vary widely among published literature and are antigen dependent. Best practice is for paraffin sections to be cut within 6 weeks. | 1. Melms JC, Thummalapalli R, Shaw K, et al. Alpha-fetoprotein (AFP) as tumor marker in a patient with urothelial cancer with exceptional response to anti-PD-1 therapy and an escape lesion mimic. J Immunother Cancer. 2018;6(1):89. doi:10.1186/s40425-018-0394-y 2. Suzuki A, Koide N, Kitazawa M, et al. Gastric composite tumor of alpha fetoprotein-producing carcinoma/hepatoid adenocarcinoma and endocrine carcinoma with reference to cellular phenotypes. Patholog Res Int. 2012;2012:1-8 3. Tsung SH. The characteristics of immunoreactivity of alpha-fetoprotein producing gastric cancer. Cancer and Clinical Oncology. 2013;2(1):73-79 4. Magaki S, Hojat SA, Wei B, So A, Yong WH. An introduction to the performance of immunohistochemistry. Methods Mol Biol. 2019;1897:289-298. doi:10.1007/978-1-4939-8935-5_25 | Immunohistochemistry on sections of paraffin-embedded tissue.(Unpublished Mayo method) | 1 to 3 days | Until staining is complete. | This test has been cleared, approved, or is exempt by the US Food and Drug Administration and is used per manufacturer's instructions. Performance characteristics were verified by Mayo Clinic in a manner consistent with CLIA requirements. | 88342-TC, primary88341-TC, if additional IHC | Alpha-Fetoprotein IHC, Tech Only | Order only;no result | 70667 | Alpha-Fetoprotein IHC, Tech Only | Bill only; no result
L3AFP | Alpha-Fetoprotein (AFP) L3% and Total, Hepatocellular Carcinoma Tumor Marker, Serum | Distinguishing between hepatocellular carcinoma and chronic liver disease Monitoring individuals with hepatic cirrhosis from any etiology for progression to hepatocellular carcinoma Surveillance for development of hepatocellular carcinoma in individuals with a positive family history of hepatic cancer Surveillance for development of hepatocellular carcinoma in individuals within specific ethnic and sex groups who do not have hepatic cirrhosis but have a confirmed diagnosis of chronic infection by hepatitis B acquired early in life, including: -African men above the age of 20 -Asian men above the age of 40 -Asian women above the age of 50 | Isotachophoresis with Laser-Induced Fluorescence | Yes | AFP-L3% and Total AFP, S | Serum | Collection Container/Tube: Preferred:Serum Gel Acceptable:Red Top Submission Container/Tube:Plastic vial Specimen Volume:0.5 mL Collection Instructions:Centrifuge and aliquot serum into a plastic vial. | 0.2 mL | Worldwide, hepatocellular carcinoma is the third leading cause of death from cancer.(1) While hepatocellular carcinoma can be treated effectively in its early stages, most patients are not diagnosed until they are symptomatic and at higher grades and stages, which are less responsive to therapies. Alpha-fetoprotein (AFP) is the standard serum tumor marker utilized in the evaluation of suspected hepatocellular carcinoma. However, increased serum concentrations of AFP may be found in chronic hepatitis and liver cirrhosis as well as in other tumor types (eg,germ cell tumors),(2) decreasing the specificity of AFP testing for hepatocellular carcinoma. Furthermore, AFP is not expressed at high levels in all hepatocellular carcinoma patients, resulting in decreased sensitivity, especially in potentially curable small tumors. AFP is differentially glycosylated in several hepatic diseases. For example, uridine diphosphate-alpha-(1->6)-fucosyltransferase is differentially expressed in hepatocytes following malignant transformation.(3) This enzyme incorporates fucose residues on the carbohydrate chains of AFP. Different glycosylated forms of AFP can be recognized following electrophoresis by reaction with different carbohydrate-binding plant lectins. The fucosylated form of serum AFP, which is most closely associated with hepatocellular carcinoma, is recognized by a lectin from the common lentil (Lens culinaris). This is designated as AFP-L3 (third electrophoretic form of lentil lectin-reactive AFP). AFP-L3 is most useful in the differential diagnosis of individuals with total serum AFP of 200 ng/mL or below, which may result from a variety of benign pathologies, such as chronic liver diseases. AFP-L3 should be utilized as an adjunct to high-resolution ultrasound for surveillance of individuals at significant risk for developing hepatic lesions. | TOTAL ALPHA-FETOPROTEIN (AFP): <4.7 ng/mL AFP %L3: <10% | Alpha-fetoprotein (AFP)-L3 results of 10% or above are associated with a 7-fold increased risk of developing hepatocellular carcinoma. Patients with AFP-L3 at this level should be monitored more intensely for evidence of hepatocellular carcinoma according to current practice guidelines. A total serum AFP above 200 ng/mL is highly suggestive of a diagnosis of hepatocellular carcinoma. In patients with liver disease, a total serum AFP at this level is near 100% predictive of hepatocellular carcinoma. With lower total AFP levels, there is an increased likelihood that chronic liver disease, rather than hepatocellular carcinoma, is responsible for the AFP elevation. AFP concentrations over 100,000 ng/mL have been reported in normal newborns, and the values rapidly decline in the first 6 years of life. | Tumor marker tests are not specific for diagnosis of malignancy. Some hepatocellular tumors do not synthesize alpha-fetoprotein (AFP). AFP or AFP-L3 should, therefore, not be relied upon alone. Concomitant clinical assessment or imaging is recommended in hepatocellular carcinoma surveillance of high-risk patients and for hepatocellular carcinoma diagnosis. Test results for AFP are not interpretable if the individual is pregnant. Alpha-Fetoprotein and L3% values are not interpretable during pregnancy for the investigation of malignant disease. Higher AFP values are found in newborns and pregnant women. Values obtained with different assay methods or kits cannot be used interchangeably. The total AFP test value must be obtained using this method (uTASWako i30 AFP-L3 kit) in order to determine the percent AFP-L3. Mayo Clinic Laboratories other AFP tumor marker test, AFP / Alpha-Fetoprotein (AFP) Tumor Marker, Serum; is not suitable for use with AFP-L3 values. In rare cases, some individuals can develop antibodies to mouse or other animal antibodies (often referred to as human anti-mouse antibodies [HAMA] or heterophile antibodies), which may cause interference in some immunoassays. Caution should be used in interpretation of results and the laboratory should be alerted if the result does not correlate with the clinical presentation. | 1. Kawai K, Kojima T, Miyanaga N, et al. Lectin-reactive alpha-fetoprotein as a marker for testicular tumor activity. Int J Urol. 2005;12(3):284-289 2. Noda K, Miyoshi E, Kitada T, et al. The enzymatic basis for the conversion of nonfucosylated to fucosylated alpha-fetoprotein by acyclic retinoid treatment in human hepatoma cells: Activation of alpha 1-6 fucosyltransferase. Tumor Biol. 2002;23(4):202-211 3. Leerapun A, Suravarapu S, Bida JP, et al. The utility of serum AFP-L3 in the diagnosis of hepatocellular carcinoma: Evaluation in a U.S. referral population. Clin Gastroenterol Hepatol. 2007;5(3):394-402 4. Chaiteerakij R, Addissie BD, Roberts LR. Update on biomarkers of hepatocellular carcinoma. Clin Gastroenterol Hepatol. 2015;13(2):237-245. doi: 10.1016/j.cgh.2013.10.038 5. Johnson P, Pirrie S, Cox T, et al: The detection of hepatocellular carcinoma using a prospectively developed and validated model based on serological biomarkers. Cancer Epidemiol Biomarkers Prev. 2014;23(1):144-153.doi: 10.1158/1055-9965.EPI-13-0870 6. Yang JD, Addissie BD, Mara KC, et al. GALAD Score for Hepatocellular Carcinoma Detection in Comparison with Liver Ultrasound and Proposal of GALADUS Score. Cancer Epidemiol Biomarkers Prev. 2019;28(3):531-538. doi: 10.1158/1055-9965.EPI-18-0281 7.Zhou JM, Wang T, Zhang KH. AFP-L3 for the diagnosis of early hepatocellular carcinoma: A meta-analysis. Medicine (Baltimore). 2021;100(43):e27673. doi: 10.1097/MD.0000000000027673 | Total alpha-fetoprotein (AFP) is measured by laser-induced fluorescence, with separation of the lentil lectin-reactive AFP-L3 and lectin nonreactive forms of AFP by isotachophoresis of their immune-complexes. Results are expressed as the percent ratio of AFP-L3 to total AFP.(Package insert: uTASWako i30 AFP-L3 18.07.18K13. Wako Diagnostics; 07/2018) | 1 to 4 days | 14 days | This test has been cleared, approved, or is exempt by the US Food and Drug Administration and is used per manufacturer's instructions. Performance characteristics were verified by Mayo Clinic in a manner consistent with CLIA requirements. | 82107 | AFP-L3% and Total AFP, S | 96451-0 | INT67 | Interpretation | 69048-7
AFP | Alpha-Fetoprotein (AFP) Tumor Marker, Serum | Follow-up management of patients undergoing cancer therapy, especially for testicular and ovarian tumors and for hepatocellular carcinoma Often used in conjunction with human chorionic gonadotropin.(2) This test isnot recommendedas a screening procedure for cancer detection in the general population. This test isnot intended forthe detection of neural tube defects. This test isnot useful forpatients with pure seminoma or dysgerminoma. | Immunoenzymatic Assay | Yes | Alpha-Fetoprotein, Tumor Marker, S | Serum | Collection Container/Tube: Preferred:Serum gel Acceptable:Red top Submission Container/Tube: Plastic vial Specimen Volume:0.6 mL Collection Instructions:Centrifuge and aliquot serum into a plastic vial | 0.5 mL | Alpha-fetoprotein (AFP) is a glycoprotein that is produced in early fetal life by the liver and by a variety of tumors including hepatocellular carcinoma, hepatoblastoma, and nonseminomatous germ cell tumors of the ovary and testis (eg, yolk sac and embryonal carcinoma). Most studies report elevated AFP concentrations in approximately 70% of patients with hepatocellular carcinoma. Elevated AFP concentrations are found in 50% to 70% of patients with nonseminomatous testicular tumors.(1) AFP is elevated during pregnancy. Persistence of AFP in the mother following birth is a rare hereditary condition.(2) Neonates have markedly elevated AFP levels (>100,000 ng/mL) that rapidly fall to below 100 ng/mL by 150 days and gradually return to normal over their first year.(2) Concentrations of AFP above the reference range also have been found in the serum of patients with benign liver disease (eg, viral hepatitis, cirrhosis), gastrointestinal tract tumors, and along with carcinoembryonic antigen, in ataxia telangiectasia. The biological half-life of AFP is approximately 5 days. | <8.4 ng/mL Reference values are for nonpregnant subjects only; fetal production of alpha-fetoprotein elevates values in pregnant women. Range for newborns is not available, but concentrations over 100,000 ng/mL have been reported in normal newborns, and the values rapidly decline in the first 6 months of life.(See literature reference: Ped Res 1981;15:50-52) For further interpretive information, seeAlpha-Fetoprotein (AFP) Serum markers are not specific for malignancy, and values may vary by method. | Alpha-fetoprotein (AFP) levels may be elevated in association with a variety of malignancies or benign diseases. Failure of the AFP value to return to normal by approximately one month after surgery suggests the presence of residual tumor. Elevation of AFP after remission suggests tumor recurrence; however, tumors originally producing AFP may recur without an increase in AFP. | This assay is intended only as an adjunct in the diagnosis and monitoring of alpha-fetoprotein (AFP)-producing tumors.The diagnosis should be confirmed by other tests or procedures. Higher values are found in newborns and pregnant women. In some immunoassays, the presence of unusually high concentrations of analyte may result in a high-dose "hook" effect. This may result in a lower or even normal measured analyte concentration. If the reported result is inconsistent with the clinical presentation, the laboratory should be alerted for troubleshooting. For diagnostic purposes, these immunoassay results should always be assessed in conjunction with the patient’s medical history, clinical examination, and other findings. For the Beckman Access AFP assay a hook effect is not expected up to 500,000 ng/mL. Concentrations greater than 500,000 ng/mL might result in a falsely low result. | 1. Sturgeon CM, Duffy MJ, Stenman UH, et al: National Academy of Clinical Biochemistry laboratory medicine practice guidelines for use of tumor markers in testicular, prostate, colorectal, breast, and ovarian cancers. Clin Chem. 2008 Dec; 54(12):e11-79 2. Blohm ME, Vesterling-Horner D, Calaminus G, et al: Alpha-1-fetoprotein (AFP) reference values in infants up to 2 years of age. Pediatr Hematol Onco. 1998 Mar-April;15(2):135-142 3. Milose JC, Filson CP, Weizer AZ, et al: Role of biochemical markers in testicular cancer: diagnosis, staging, and surveillance. Open Access J Urol. 2011 Dec 30;4:1-8 4. Schefer H, Mattmann S, Joss RA: Hereditary persistence of alpha-fetoprotein. Case report and review of the literature. Ann Oncol. 1998 June;9(6):667-672 | The instrument used is the Beckman Coulter UniCel DXI 800. The Beckman Coulter Access alpha-fetoprotein (AFP) immunoassay is a 2-site immunoenzymatic sandwich assay. A specimen is added to a reaction vessel with mouse monoclonal anti-AFP alkaline phosphatase conjugate, and paramagnetic particles coated with a second mouse monoclonal anti-AFP antibody. The AFP in the specimen binds to the immobilized monoclonal anti-AFP on the solid phase while, at the same time, the monoclonal anti-AFP-alkaline phosphatase conjugate reacts with different antigenic sites on the specimen AFP. After incubation in a reaction vessel, materials bound by the solid phase are held in a magnetic field while unbound materials are washed away. A chemiluminescent substrate is added to the reaction vessel and light generated by the reaction is measured with a luminometer. The light production is directly proportional to the amount of AFP in the specimen. The amount of analyte in the specimen is determined by means of a stored multipoint calibration curve.(Package insert: Access AFP. Beckman Coulter Inc.; 04/2020) | 1 to 3 days | 14 days | This test has been cleared, approved, or is exempt by the US Food and Drug Administration and is used per manufacturer's instructions. Performance characteristics were verified by Mayo Clinic in a manner consistent with CLIA requirements. | 82105 | Alpha-Fetoprotein, Tumor Marker, S | 53962-7 | AFP | Alpha-Fetoprotein, Tumor Marker, S | 53962-7
AFPPT | Alpha-Fetoprotein (AFP), Peritoneal Fluid | An adjunct to cytology to differentiate between malignancy-related ascites and benign causes of ascites formation | Immunoenzymatic Assay | Yes | AFP, Peritoneal Fluid | Peritoneal | Container/Tube:Plain, plastic, screw-top tube Specimen Volume:2 mL | 0.5 mL (Samples <0.5 mL may be rejected) | Malignancy accounts for approximately 7% of cases of ascites formation. Malignant disease can cause ascites by various mechanisms including: peritoneal carcinomatosis (53%), massive liver metastasis causing portal hypertension (13%), peritoneal carcinomatosis plus massive liver metastasis (13%), hepatocellular carcinoma plus cirrhosis (7%), and chylous ascites due to lymphoma (7%). The evaluation and diagnosis of malignancy-related ascites is based on the patient clinical history, ascites fluid analysis, and imaging tests. The overall sensitivity of cytology for the detection of malignancy-related ascites ranges from 58% to 75%. Cytology examination is most successful in patients with ascites related to peritoneal carcinomatosis as viable malignant cells are exfoliated into the ascitic fluid. However, only approximately 53% of patients with malignancy-related ascites have peritoneal carcinomatosis. Patients with other causes of malignancy-related ascites almost always have a negative cytology. Alpha-fetoprotein (AFP) measurement in serum is used in the management of patients with hepatocellular carcinoma (HCC). Measurement of AFP in ascites fluid might be useful, when used in conjunction with cytology, in patients with a history of HCC and in whom a cause of peritoneal fluid accumulation is uncertain. | An interpretive report will be provided. | A peritoneal fluid alpha-fetoprotein (AFP) concentration greater than 6.0 ng/mLis suspicious but not diagnostic ofascites related to hepatocellular carcinoma (HCC). Thisclinical decision limitcutoff yielded a sensitivity of 58%, specificity of 96% in a study of 137 patients presenting with ascites. AFP concentrations were significantly higher in ascites caused by HCC. Ascites caused by malignancies other than HCC routinely had AFP concentrations less than 6.0 ng/mL. Therefore, negative results should be interpreted with caution. | Do not use peritoneal fluidalpha-fetoprotein (AFP)concentration as absolute evidence of the presence or the absence of malignant disease. The AFP result should be interpreted in conjunction with information from the clinical evaluation of the patient and other diagnostic procedures. In some immunoassays, the presence of unusually high concentrations of analyte may result in a high-dose "hook" effect. This may result in a lower or even normal measured analyte concentration. If the reported result is inconsistent with the clinical presentation, the laboratory should be alerted for troubleshooting. In rare cases, some individuals can develop antibodies to mouse or other animal antibodies (often referred to as human anti-mouse antibodies [HAMA] or heterophile antibodies), which may cause interference in some immunoassays. Caution should be used in interpretation of results, and the laboratory should be alerted if the result does not correlate with the clinical presentation. AFP values are method-dependent; therefore, the same method should be used to serially monitor patients. | 1. SariR, Yildirim B, Sevinc A, Bahceci F, Hilmioglu F: The importance of serum andascitesfluid alpha-fetoprotein, carcinoembryonic antigen, CA 19-9, and CA 15-3 levels in differential diagnosis ofascitesetiology. Hepatogastroenterology. 2001 Nov-Dec;48(42):1616-1621 2. Owen WE, Hunsaker JJH, Genzen JR: Alpha-fetoprotein in pericardial, peritoneal, and pleural fluids: A body fluid matrix evaluation. Clin Biochem. 2018 Jun;56:109-112. doi: 10.1016/j.clinbiochem.2018.04.019 3. Block DR, Algeciras-Schimnich A:Body fluid analysis: clinical utility and applicability of published studies to guide interpretation of today's laboratory testing in serous fluids.Crit Rev Clin Lab Sci. 2013 Jul-Oct;50(4-5):107-124. doi: 10.3109/10408363.2013.844679 | The instrument used is the Beckman Coulter UniCel DxI 800. The Beckman Coulter Access alpha-fetoprotein (AFP) immunoassay is a 2-site immunoenzymatic sandwich assay. A specimen is added to a reaction vessel with mouse monoclonal anti-AFP alkaline phosphatase conjugate, and paramagnetic particles coated with a second mouse monoclonal anti-AFP antibody. The AFP in the specimen binds to the immobilized monoclonal anti-AFP on the solid phase while, at the same time, the monoclonal anti-AFP-alkaline phosphatase conjugate reacts with different antigenic sites on the specimen AFP. After incubation in a reaction vessel, materials bound by the solid phase are held in a magnetic field while unbound materials are washed away. A chemiluminescent substrate is added to the reaction vessel, and light generated by the reaction is measured with a luminometer. The light production is directly proportional to the amount of AFP in the specimen. The amount of analyte in the specimen is determined by means of a stored multipoint calibration curve.(Package insert: Access AFP assay, Beckman Coulter Inc; 2020) For all samples with AFP concentrations greater than 6 ng/mL, a dilution series is performed. A linear dilution excludes hooking and most major interferences. Samples that contain AFP concentrations less than or equal to 6 ng/mL are spiked with exogenous AFP to identify possible interferences that may cause a false-low result. | 1 to 3 days | 12 months | This test has been modified from the manufacturer's instructions. Its performance characteristics were determined by Mayo Clinic in a manner consistent with CLIA requirements. This test has not been cleared or approved by the US Food and Drug Administration. | 86316 | AFP, Peritoneal Fluid | 49761-0 | SITEF | Site | 39111-0
MAFP1 | Alpha-Fetoprotein (AFP), Single Marker Screen, Maternal, Serum | Prenatal screening for open neural tube defect | Two-Site Immunoenzymatic (Sandwich) Assay | Yes | AFP Single Marker SCRN, Maternal, S | Serum | Container/Tube: Preferred:Serum gel Acceptable:Red top Submission Container/Tube: Plastic vial Specimen Volume:1 mL Collection Instructions: 1. Do not collect specimen after amniocentesis as this could affect results. 2. Centrifuge and aliquot serum into plastic vial within 2 hours of collection. Additional Information: 1.Collect blood between 15 weeks, 0 days and 22 weeks, 6 days. 2. Initial or repeat testing is determined in the laboratory at the time of report and will be reported accordingly. To be considered a repeat test for the patient, the testing must be within the same pregnancy and trimester, with interpretable results for the same test, and both tests are performed at Mayo Clinic. | 0.5 mL | Alpha-fetoprotein (AFP) is a fetal protein that is initially produced in the fetal yolk sac and liver. A small amount is produced by the gastrointestinal tract. By the end of the first trimester, nearly all AFP is produced by the fetal liver. The concentration of AFP peaks in fetal serum between 10 to 13 weeks. Fetal AFP diffuses across the placental barrier into the maternal circulation. A small amount also is transported from the amniotic cavity. The AFP concentration in maternal serum rises throughout pregnancy, from the nonpregnancy level of 0.2 ng/mL to about 250 ng/mL at 32 weeks gestation. If the fetus has an open neural tube defect (NTD), AFP is thought to leak directly into the amniotic fluid causing unexpectedly high concentrations of AFP. Subsequently, the AFP reaches the maternal circulation, producing elevated serum levels. Other fetal abnormalities such as omphalocele, gastroschisis, congenital kidney disease, esophageal atresia, and other fetal distress situations (eg, threatened abortion and fetal demise) also may result in maternal serum AFP elevations. Increased maternal serum AFP concentrations also may be seen in multiple pregnancies and in unaffected singleton pregnancies in which the gestational age has been underestimated. Lower maternal serum AFP concentrations have been associated with an increased risk for genetic conditions such as trisomy 21 (Down syndrome) and trisomy 18 (Edwards syndrome). Risks for these syndrome disorders are only provided with the use of multiple marker screening (QUAD1 / Quad Screen [Second Trimester] Maternal, Serum). Measurement of maternal serum AFP values is a standard tool used in obstetrical care to identify pregnancies that may have an increased risk for NTD. The screen isperformed by measuring AFP in maternal serum and comparingthis value to the median AFP value in an unaffected population toobtain a multiple of the median (MoM). The laboratory hasestablished a MoM cutoff of 2.5, which classifies each screenas either screen-positive or screen-negative. A screen-positiveresult indicates that the value obtained exceeds the established cutoff. A positive screen does not provide a diagnosis but indicates that further evaluation should be considered. | NEURAL TUBE DEFECTS: An alpha-fetoprotein (AFP) multiple of the median (MoM) <2.5 is reported as screen negative. AFP MoM > or =2.5 (singleton and twin pregnancies) are reported as screen positive. An interpretive report will be provided. | Neural tube defects: A screen-negative result indicates that thecalculated alpha-fetoprotein (AFP) multiple of the median (MoM) falls below theestablished cutoff of 2.50 MoM.A negative screen does notguarantee the absence of neural tube defects (NTD). A screen-positive result indicates that thecalculated AFP MoM is 2.50 or greater and may indicate anincreased risk for open NTD. The actual risk depends on thelevel of AFP and the individual's pretest risk of having a child withNTD based on family history, geographical location, maternalconditions such as diabetes and epilepsy, and use of folate priorto conception. A screen-positive result does not infer a definitivediagnosis of a NTD but indicates that further evaluation shouldbe considered. Approximately 80% of pregnancies affected withan open NTD have elevated AFP MoM values greater than 2.50. Follow up: Upon receiving maternal serum screening results, all information used in the risk calculation should be reviewed for accuracy (ie, weight, diabetic status, gestational dating). If any information is incorrect the laboratory should be contacted for a recalculation of the estimated risks. Screen-negative results typically do not warrant further evaluation. Ultrasound is recommended to confirm dates for NTD screen-positive results. If ultrasound yields new dates that differ by at least 7 days, a recalculation should be considered. If dates are confirmed, high-resolution ultrasound and amniocentesis (including amniotic fluid AFP and acetylcholinesterase measurements for NTD) are typically offered. | Race, weight, smoking, multiple fetus pregnancy, and insulin-dependent diabetes (IDD) may affect marker concentrations. Black mothers tend to have higher alpha-fetoprotein (AFP) levels but lower risk of neural tube defects and are assigned to a separate AFP median set. Multiple of the medians (MoM) are adjusted for maternal weight (to account for dilution effects in heavier mothers). The AFP is adjusted upward in IDD to account for lower values in diabetic pregnancies.Smoking results in higher second trimester maternal serum AFP.MoM are adjusted accordingly to account for serum AFP differences in smokers. The screen results are dependent on accurate information for gestation, race, IDD, and weight. Inaccurate information can lead to significant alterations in the estimated risk. In particular, erroneous assessment of gestational age can result in false-positive or false-negative screen results. Because of its increased accuracy, the determination of gestational age by ultrasound is recommended, when possible, rather than by last menstrual period. A screen-negative result does not guarantee the absence of fetal defects. A screen-positive result does not provide a diagnosis but indicates that further diagnostic testing should be considered (an unaffected fetus may have screen-positive result for unknown reasons). Valid measurements of AFP in maternal serum cannot be made after amniocentesis. Triplet and higher multiple pregnancies cannot be interpreted. Each center offering maternal serum screening to patients should establish a standard screening protocol, which provides pre- and post-screening education and appropriate follow-up for screen-positive results. In rare cases, some individuals can develop antibodies to mouse or other animal antibodies (often referred to as human anti-mouse antibodies [HAMA] or heterophile antibodies), which may cause interference in some immunoassays. Caution should be used in interpretation of results and the laboratory should be alerted if the result does not correlate with the clinical presentation. | 1. Christensen RL, Rea MR, Kessler G, Crane JP, Valdes R Jr: Implementation of a screening program for diagnosing open neural tube defects: selection, evaluation, and utilization of alpha-fetoprotein methodology. Clin Chem. 1986 Oct;32(10):1812-1817 2.American College of Obstetricians and Gynecologists: Practice Bulletin No. 163: Screening for Fetal Aneuploidy. Obstet Gynecol. 2016 May;127(5):e123-137 3. Zhang J, Lambert-Messerlian G, Palomaki GE, Canick JA: Impact of smoking on maternal serum markers and prenatal screening in the first and second trimesters. Prenat Diagn. 2011 Jun;31(6):583-588 4. Yarbrough ML, Stout M, Gronowski AM: Pregnancy and its disorders. In: Rifai N, Horvath AR, Wittwer CT, eds. Tietz Textbook of Clinical Chemistry and Molecular Diagnostics. 6th ed. Elsevier; 2018:1655-1696 | Alpha-fetoprotein (AFP) values are compared to the median value for the unaffected population at a given gestational age and the multiple of the median is obtained and classified as either screen-positive or screen-negative.The Access AFP assay is a 2-site immunoenzymatic sandwich assay. A sample is added to a reaction vessel with mouse monoclonal anti-AFP alkaline phosphatase conjugate and paramagnetic particles coated with a second mouse monoclonal anti-AFP antibody. The AFP in the sample binds to the immobilized monoclonal anti-AFP on the solid phase while, at the same time, the monoclonal anti-AFP-alkaline phosphatase conjugate reacts with different antigenic sites on the sample AFP. After incubation in a reaction vessel, materials bound to the solid phase are held in a magnetic field while unbound materials are washed away. Then the chemiluminescent substrate Lumi-Phos*530 is added to the reaction vessel and light generated by the reaction is measured with a luminometer. The light production is directly proportional to the amount of AFP in the sample. The amount of analyte in the sample is determined by means of a stored multipoint calibration curve.(Instruction manual: Access AFP. Beckman Coulter, Inc; 2019) | 4 to 6 days | 14 days | This test has been cleared, approved, or is exempt by the US Food and Drug Administration and is used per manufacturer's instructions. Performance characteristics were verified by Mayo Clinic in a manner consistent with CLIA requirements. | 82105 | AFP Single Marker SCRN, Maternal, S | 48802-3 | DRPHN | Physician Phone Number | 68340-9
AFPSF | Alpha-Fetoprotein (AFP), Spinal Fluid | An adjunct in the diagnosis of central nervous system (CNS) germinomas and meningeal carcinomatosis Evaluating the presence of germ-cell tumors in the CNS, in conjunction with cerebrospinal fluid (CSF) beta-human chorionic gonadotropin measurement A supplement to CSF cytologic analysis | Immunoenzymatic Assay | Yes | Alpha-Fetoprotein, CSF | CSF | Container/Tube:Sterile vial Preferred:Vial number 1 Acceptable:Any vial Specimen Volume:1 mL | 0.5 mL | Alpha-fetoprotein (AFP) is an oncofetal glycoprotein, homologous with albumin, that is produced in early fetal life and in tumors arising from midline embryonic structures. AFP is synthesized in the yolk sac, liver, and gastrointestinal track of the fetus. In adults, the liver synthesizes AFP. AFP is not normally expressed in the central nervous system (CNS). AFP concentrations are increased in hepatomas and hepatocellular and colon carcinomas, as well as in germ-cell tumors arising from the ovaries and nonseminomatous germ-cell tumors of the testes and testicular teratocarcinomas. Based on histologic components and differentiation, CNS germ cell tumors (GCT) are classified as either germinomatous or nongerminomatous germ cell tumors (NGGCT). NGGCT include embryonal carcinomas, yolk sac tumors, choriocarcinomas, and mixed tumors. Teratomas (including teratomas of testicular origin) are sometimes considered to be NGGCT. Germinomas comprise two-thirds of the CNS GCT, whereas NGGCT account for the other third. However, CNS GCT are rare, comprising only 1% to 2% of all primary CNS neoplasms. The presence of germinomas in the CNS, CNS involvement in metastatic cancer, and meningeal carcinomatosis may result in increased concentrations of AFP (and/or beta–human chorionic gonadotropin [hCG])in cerebrospinal fluid (CSF). In some patients with primary or metastatic intracranial or intraspinal tumors containing trophoblasts, AFP secreted by trophoblasts can diffuse into the CSF. Following treatment, AFP elevation in CSF is a potential marker of tumor recurrence. Increased concentrations of AFP in CSF are more indicative of sac tumors/yolk sac components in mixed GCT. High concentrations of hCG in CSF support the presence of choriocarcinomas/choriocarcinomatous components in mixed GCT. If a germ cell tumor is suspected, the measurement of CSF and serum AFP and hCG may be considered.The secretion of these tumor markers in the CSF is pathognomonic for NGGCT. | <1.5 ng/mL Values for alpha-fetoprotein in cerebrospinal fluid have not been formally established for newborns and infants. The available literature indicates that by 2 months of age, levels comparable to adults should be reached.(Ann Clin Biochem 2005;42:24-29) | Alpha-fetoprotein (AFP) concentrations that exceed the upper end of normal are consistent with the presence of central nervous system (CNS) germinoma. The presence of germinomas in the CNS, CNS involvement in metastatic cancer, and meningeal carcinomatosis may result in increased cerebrospinal fluid AFP concentrations in approximately 20% of germinomas. | Malignancy may occur without an elevation of alpha-fetoprotein in cerebrospinal fluid .Measurement of beta-human chorionic gonadotropin is recommended to improve sensitivity of detection. Values obtained with different assay methods or kits may be different and cannot be used interchangeably. Test results cannot be interpreted as absolute evidence for the presence or absence of malignant disease. In rare cases, some individuals can develop antibodies to mouse or other animal antibodies (often referred to as human anti-mouse antibodies [HAMA] or heterophile antibodies), which may cause interference in some immunoassays. Caution should be used in interpretation of results and the laboratory should be alerted if the result does not correlate with the clinical presentation. | 1. Jubran RF, Finlay J: Central nervous system germ cell tumors: controversies in diagnosis and treatment. Oncology. 2005 May;19(6):705-711 2. Seregni E, Massimino M, Nerini Molteni S, et al: Serum and cerebrospinal fluid human chorionic gonadotropin (hCG) and alpha-fetoprotein (AFP) in intracranial germ cell tumors. Int J Biol Markers. 2002 Apr-Jun;17(2):112-118 3. Hu M, Guan H, Lau CC,et al: An update on the clinical diagnostic value of beta-hCG and alpha FP for intracranial germ cell tumors. Eur J Med Res. 2016 Mar 12;21:10. doi: 10.1186/s40001-016-0204-2 4. Shi Q, Tian C, Pu C, Yu S, Huang X: CSF and serum AFP in patients without gestational or neoplastic AFP-secretion. Scand J Clin Lab Invest. 2012 Dec;72(8):619-22. doi: 10.3109/00365513.2012.725865 5. Coakley J, Kellie SJ: Interpretation of alpha-fetoprotein concentrations in cerebrospinal fluid of infants. Ann Clin Biochem. 2005 Jan;42:24-29 6. Shajani-Yi Z, Martin IW, Brunelle AA, Cervinski MA: Method validation of human chorionic gonadotropin and alpha-fetoprotein in cerebrospinal fluid: Aiding the diagnosis of intracranial germ cell tumors. J Appl Lab Med. 2017 Jul 1;2(1):65-75. doi: 10.1373/jalm.2016.022822 | The instrument used is a Beckman Coulter UniCel Dxl 800. The Access alpha-fetoprotein (AFP) immunoassay is a 2-site immunoenzymatic sandwich assay. The sample is added to a reaction vessel with mouse monoclonal anti-AFP alkaline phosphatase conjugate and paramagnetic particles coated with a second mouse monoclonal anti-AFP antibody. The AFP in the sample binds to the immobilized monoclonal anti-AFP on the solid phase, while the monoclonal anti-AFP-alkaline phosphatase conjugate reacts with different antigenic sites on the sample AFP. After incubation, materials bound to the solid phase are held in a magnetic field, while unbound materials are washed away. A chemiluminescence substrate isthenadded to the reaction vessel, and light generated by the reaction is measured with a luminometer. The light production is directly proportional to the amount of AFP in the sample. The amount of analyte in the sample is determined by means of a stored multipoint calibration curve. Becausethe protein matrix is less concentrated in cerebrospinal fluid, a "protein spike" is added to each specimen prior to analysis. Prior to reporting, a correction is made for the dilutioneffect.(Package insert: Access AFP. Beckman Coulter; 04/2020) | 1 to 3 days | 14 days | This test has been modified from the manufacturer's instructions. Its performance characteristics were determined by Mayo Clinic in a manner consistent with CLIA requirements. This test has not been cleared or approved by the US Food and Drug Administration. | 86316 | Alpha-Fetoprotein, CSF | 1833-3 | AFSF | Alpha-Fetoprotein, CSF | 1833-3
AFPA | Alpha-Fetoprotein, Amniotic Fluid | Screening for open neural tube defects or other fetal abnormalities Follow-up testing for patients with elevated serum alpha-fetoprotein results or in conjunction with cytogenetic testing | AFPA: Immunoenzymatic Assay ACHE_: Polyacrylamide Electrophoresis | Yes | Alpha Fetoprotein, AF | If alpha-fetoprotein is positive, then acetylcholinesterase will be performed at an additional charge. | Container/Tube:Amniotic fluid container Specimen Volume:0.75 mL Collection Instructions: Do not centrifuge. | 0.5 mL | Alpha-fetoprotein (AFP) is a single polypeptide chain glycoprotein with a molecular weight of approximately 70,000 Da. Synthesis of AFP occurs primarily in the liver and yolk sac of the fetus. It is secreted in fetal serum, reaching a peak at approximately 13 weeks gestation, after which it rapidly declines until about 22 weeks gestation and then gradually declines until term. Transfer of AFP into maternal circulation is accomplished primarily through diffusion across the placenta. Maternal serum AFP levels rise from the normal non-pregnancy level of 0.20 ng/mL to about 250 ng/mL at 32 weeks gestation. If the fetus has an open neural tube defect, AFP is thought to leak directly into the amniotic fluid, causing unexpectedly high concentrations of AFP. Other fetal abnormalities such as omphalocele, gastroschisis, congenital kidney disease, and esophageal atresia; and other fetal distress situations such as threatened abortion, prematurity, and fetal demise, may also show AFP elevations. Decreased amniotic fluid AFP values may be seen when gestational age has been overestimated. | < 2.0 multiples of median (MoM) | A screening alpha-fetoprotein (AFP) cutoff level of 2.0 multiples of median (MoM), followed by acetylcholinesterase (AChE) confirmatory testing on positive results, is capable of detecting 96% of open spina bifida cases with a false-positive rate of only 0.06% in non-blood-stained specimens. AChE analysis is an essential confirmatory test for all amniotic fluid specimens with positive AFP results. Normal amniotic fluid does not contain AChE, unless contributed by the fetus as a result of open communication between fetal central nervous system (eg, open neural tube defects) or, to a lesser degree, fetal circulation. All amniotic fluid specimens testing positive for AFP will have the AChE test performed. False-positive AChE may occur from a bloody tap, which may cause both elevated AFP and AChE levels. | This test is for screening only. Increases in alpha-fetoprotein (AFP) are not specific for neural tube defects, and the test must be used in combination with other procedures, such as ultrasonography and acetylcholinesterase measurements. Elevated AFP levels also can be caused by benign factors and incorrect gestational dating. Negative results do not guarantee the absence of defects. In rare cases, some individuals can develop antibodies to mouse or other animal antibodies (often referred to as human anti-mouse antibodies [HAMA] or heterophile antibodies), which may cause interference in some immunoassays. Caution should be used in interpretation of results, and the laboratory should be alerted if the result does not correlate with the clinical presentation. | 1. Clinical Laboratory Standards Institute (CLSI): Maternal Serum Screening: Approved Standard. 2nd ed. I/LA25-A2 CLSI; 2011 2. Cuckle H. Prenatal screening using maternal markers. J Clin Med. 2014;3(2):504-520. doi:10.3390/jcm3020504 3. Bernard JP, Cuckle HS, Bernard MA, Brochet C, Salomon LJ, Ville Y. Combined screening for open spina bifida at 11-13 weeks using fetal biparietal diameter and maternal serum markers. Am J Obstet Gynecol. 2013;209(3):223.e1-5 | The Access AFP (alpha-fetoprotein) assay is a 2-site immunoenzymatic sandwich assay. A sample is added to a reaction vessel with mouse monoclonal anti-AFP alkaline phosphatase conjugate and paramagnetic particles coated with a second mouse monoclonal anti-AFP antibody. The AFP in the sample binds to the immobilized monoclonal anti-AFP on the solid phase while, at the same time, the monoclonal anti-AFP-alkaline phosphatase conjugate reacts with different antigenic sites on the sample AFP. After incubation in a reaction vessel, materials bound to the solid phase are held in a magnetic field while unbound materials are washed away. The chemiluminescent substrate Lumi-Phos530 is added to the reaction vessel and light generated by the reaction is measured by a luminometer. The light production is directly proportional to the amount of AFP in the sample. The amount of analyte in the sample is determined by means of a multipoint calibration curve.(Package insert: Access AFP. Beckman Coulter Inc; 04/2020) | 2 to 19 days | 2 weeks | This test has been cleared, approved, or is exempt by the US Food and Drug Administration and is used per manufacturer's instructions. Performance characteristics were verified by Mayo Clinic in a manner consistent with CLIA requirements. | 8210682013 (if appropriate) | Alpha Fetoprotein, AF | 58735-2 | DAT15 | EDD by US Scan | 11781-2
FUCW | Alpha-Fucosidase, Leukocytes | Detection of fucosidosis This test isnot useful forestablishing carrier status for fucosidosis. | Fluorometric | Yes | Alpha-Fucosidase, Leukocytes | SeeLysosomal Storage Disorders Diagnostic Algorithm, Part 1 | Container/Tube: Preferred:Yellow top (ACD solution B) Acceptable:Yellow top (ACD solution A) Specimen Volume:6 mL Collection Instructions:Send specimen in original tube.Do not aliquot. | 5 mL | Fucosidosis is an autosomal recessive lysosomal storage disorder caused by reduced or absent alpha-L-fucosidase enzyme activity. This enzyme is involved in degrading asparagine-linked, fucose-containing complex molecules (oligosaccharides and glycoasparagines) present in cells. Reduced or absent activity of this enzyme results in the abnormal accumulation of these molecules in the tissues and body fluids. Severe and mild subgroups of fucosidosis, designated types I and II, have been described, although recent data suggests individual patients may represent a continuum within a wide spectrum of severity. The more severe type is characterized by infantile onset, rapid psychomotor regression, and severe neurologic deterioration. Additionally, dysostosis multiplex and elevated sweat sodium chloride are frequent findings. Death typically occurs within the first decade of life. Those with the milder phenotype express comparatively mild psychomotor and neurologic regression, radiologic signs of dysostosis multiplex, and skin lesions (angiokeratoma corporis diffusum). Normal sweat salinity, the presence of the skin lesions, and survival into adulthood most readily distinguish milder from more severe phenotypes. Fucosidosis is an autosomal recessive condition resulting from two biallelic pathogenic variants in theFUCA1gene. Although the disorder is panethnic, the majority of reported patients with fucosidosis have been from Italy and southwestern United States. To date, about 100 cases have been reported worldwide. An initial diagnostic workup includes a urine screening assay for several oligosaccharidosis (OLIGU / Oligosaccharide Screen, Random, Urine). If the screening assay is suggestive of fucosidosis, enzyme analysis of alpha-L-fucosidase can confirm the diagnosis. | > or =0.32 nmol/min/mg protein | Values below 0.32 nmol/min/mg protein are consistent with a diagnosis of fucosidosis. | No significant cautionary statements | 1. Enns GM, Steiner RD, Cowan TM: Lysosomal disorders. In: Sarafoglou K, Hoffmann GF, Roth KS, eds. Pediatric Endocrinology and Inborn Errors of Metabolism. McGraw-Hill Medical Division; 2009:747-748 2. Thomas GH: Disorders of glycoprotein degradation: Alpha-mannosidosis, beta-mannosidosis, fucosidosis, and sialidosis. In: Valle DL, Antonarakis S, Ballabio A, Beaudet AL, Mitchell GA, eds. The Online Metabolic and Molecular Bases of Inherited Disease. McGraw-Hill; 2019. Accessed February 17, 2022. Available at: https://ommbid.mhmedical.com/content.aspx?sectionid=225545029 3.Stepien KM, Ciara E, Jezela-Stanek A. Fucosidosis-clinical manifestation, long-term outcomes, and genetic profile-review and case series. Genes (Basel). 2020 Nov 22;11(11):1383. doi: 10.3390/genes11111383 | Incubation of 4-methylumbelliferyl-alpha-L-fucopyranoside with cell homogenates results in cleavage of the substrate by alpha-L-fucosidase yielding 4-methylumbelliferone (4-MU) and fucose. Free 4-MU can be quantitated by measurement of the fluorescence.(Beratis NG, Turner BM, Labadie G, Hirschhorn K: a-L-fucosidase in cultured skin fibroblasts from normal subjects and fucosidosis patients. Pediatr Res. 1977 Jul;11[7]:862-866; Cowan T, Pasquali M: Laboratory investigations of inborn errors of metabolism. In: Sarafoglou K, Hoffman GF, Roth KS. Eds. Pediatric Endocrinology and Inborn Errors of Metabolism. 2nd ed. McGraw-Hill; 2017:1139-1158) | 30 to 45 days | WBC homogenate: 1 month | This test was developed and its performance characteristics determined by Mayo Clinic in a manner consistent with CLIA requirements. It has not been cleared or approved by the US Food and Drug Administration. | 82657 | Alpha-Fucosidase, Leukocytes | 24047-3 | 35634 | Reviewed By | 18771-6
AGABS | Alpha-Galactosidase, Blood Spot | Diagnosis of Fabry disease in male patients using blood spot specimens Verifying abnormal serum alpha-galactosidase results in male patients with aclinical presentation suggestive of Fabrydisease Follow-up to an abnormal newborn screen for Fabry disease This test isnot useful forpatients undergoing a workup for a meat or meat-derived product allergy. | Fluorometric Enzyme Assay | Yes | Alpha-Galactosidase, BS | This test provides diagnostic testing for male patients with positive newborn screen results, positive family history, or clinical signs and symptoms suspicious for Fabry disease. | Supplies:Card-Blood Spot Collection (Filter Paper) (T493) Container/Tube: Preferred:Blood spot collection card Acceptable:PerkinElmer 226 (formerly Ahlstrom 226) filter paper and Whatman Protein Saver 903 paper Specimen Volume:2 blood spots Collection Instructions: 1. Do not use device or capillary tube containing EDTA to collect specimen. 2. An alternative blood collection option for a patient older than 1 year is a fingerstick. For detailed instructions, seeHow to Collect Dried Blood Spot Samples. 3. Let blood dry on the filter paper at ambient temperature in a horizontal position for a minimum of 3 hours. 4. Do not expose specimen to heat or direct sunlight. 5. Do not stack wet specimens. 6. Keep specimen dry. Additional Information: 1. For collection instructions, seeBlood Spot Collection Instructions 2. For collection instructions in Spanish, seeBlood Spot Collection Card-Spanish Instructions(T777) 3. For collection instructions in Chinese, seeBlood Spot Collection Card-Chinese Instructions(T800) | 1 Blood spot | Fabry disease is an X-linked lysosomal storage disorder resulting from deficient activity of the enzyme alpha-galactosidase A (alpha-Gal A) and the subsequent deposition of glycosylsphingolipids in tissues throughout the body, in particular, the kidney, heart, and brain. Variants within theGLAgene cause Fabry disease with severity and symptom onset dependent on the amount of residual enzyme activity. The classic form of Fabry disease occurs in male patients who have less than 1% alpha-Gal A activity. Symptoms usually appear in childhood or adolescence and can include acroparesthesias (burning pain in the extremities), gastrointestinal issues, multiple angiokeratomas, reduced or absent sweating, corneal opacity, and proteinuria. In addition, progressive renal involvement leading to kidney failure (formerly end-stage renal disease) typically occurs in adulthood, followed by cardiovascular and cerebrovascular disease. The estimated incidence varies from 1 in 3000 infants detected via newborn screening to 1 in 10,000 male patients diagnosed after onset of symptoms. Measurement of alpha-Gal A in blood spots, leukocytes (AGAW / Alpha-Galactosidase, Leukocytes), or serum (AGAS / Alpha-Galactosidase, Serum) can reliably diagnose classic or variant Fabry disease in males. Male patients with residual alpha-Gal A activity greater than 1% may present with 1 of 3 variant forms of Fabry disease with onset of symptoms later in life: a kidney variant associated with kidney failure but without the pain or skin lesions; a cardiac variant typically presenting in the sixth to eighth decade with left ventricular hypertrophy, cardiomyopathy and arrhythmia, and proteinuria, but without kidney failure; and a cerebrovascular variant presenting as stroke or transient ischemic attack. Thevariant forms of Fabry disease may be underdiagnosed.Molecular genetic analysis of theGLAgene (FABRZ / Fabry Disease, Full Gene Analysis, Varies) allows for confirmation of a diagnosis of classic of variant Fabry disease in affected male patients with reduced alpha-Gal A activity. Female patients who are carriers of Fabry disease can have clinical presentations ranging from asymptomatic to severely affected. Measurement of alpha-Gal A activity is not generally useful for identifying carriers of Fabry disease, as many of these individuals will have normal levels. Therefore, molecular genetic analysis of theGLAgene (FABRZ / Fabry Disease, Full Gene Analysis, Varies) is recommended as the most appropriate diagnostic test to detect asymptomatic or symptomatic female carriers. The biomarkers globotriaosylsphingosine (LGB3S / Globotriaosylsphingosine, Serum) and ceramide trihexosides (CTSU /Ceramide Trihexosides and Sulfatides, Random, Urine) may be elevated in patients with Fabry disease and can also be used in follow up of absent or reduced alpha-Gal A activity in both male and female patients. Unless irreversible damage has already occurred, treatment with enzyme replacement therapy has led to significant clinical improvement in affected individuals. In addition, some (adult) patients may be candidates for an oral chaperone therapy. For this reason, early diagnosis and treatment are desirable, and in a few US states early detection of Fabry disease through newborn screening has been implemented. Molecular genetic testing is the recommended diagnostic test for female patients | Males: > or =1.2 nmol/mL/hour Females: > or =2.8 nmol/mL/hour An interpretive report will be provided. | In male patients, results less than 1.2 nmol/mL/hour in properly submitted specimens are consistent with Fabry disease. Normal results (> or =1.2 nmol/mL/hour) are not consistent with Fabry disease. In female patients, normal results (> or =2.8 nmol/mL/hour) in properly submitted specimens are typically not consistent with carrier status for Fabry disease; however, enzyme analysis, in general, is not sufficiently sensitive to detect all carriers. Because a carrier range has not been established in females, molecular genetic analysis of theGLAgene (FABRZ / Fabry Disease, Full Gene Analysis, Varies) should be considered when alpha-galactosidase A activity is less than 2.9 nmol/mL/hour, or if clinically indicated. Pseudodeficiency results in low measured alpha-galactosidase A activity but is not consistent with Fabry disease; FABRZ / Fabry Disease, Full Gene Analysis, Varies should be performed to resolve the clinical question. For more information seeFabry Disease Diagnostic Testing Algorithm. | Individuals with pseudodeficiency alleles can show reduced alpha-galactosidase A enzyme activity with this assay. | 1.ACMG Newborn Screening ACT Sheets. Accessed October 30, 2023. Available at www.acmg.net/ACMG/Medical-Genetics-Practice-Resources/ACT_Sheets_and_Algorithms/ACMG/Medical-Genetics-Practice-Resources/ACT_Sheets_and_Algorithms.aspx?hkey=9d6bce5a-182e-42a6-84a5-b2d88240c508 2.Desnick RJ, Ioannou YA, Eng CM. Alpha-galactosidase A deficiency: Fabry disease. In: Valle D,Antonarakis S, Ballabio A, Beaudet AL, Mitchell GA,eds. The Online Metabolic and Molecular Bases of Inherited Disease.McGraw-Hill; 2019.Accessed November 7, 2023. Available athttps://ommbid.mhmedical.com/content.aspx?sectionid=225546984 3. Matern D, Gavrilov D, Oglesbee D, Raymond K, Rinaldo P, Tortorelli S. Newborn screening for lysosomal storage disorders. Semin Perinatol. 2015;39(3):206-216 4. Mehta A, Hughes DA: Fabry Disease. In: Pagon RA, Adam MP, Ardinger HH, et al: eds. GeneReviews [Internet]. University of Washington, Seattle; 2002. Updated March 9, 2023. Accessed November 7, 2023. Available at www.ncbi.nlm.nih.gov/books/NBK1292/ 5. Laney DA, Bennett RL, Clarke V, et al. Fabry disease practice guidelines: recommendations of the National Society of Genetic Counselors. J Genet Couns. 2013;22(5):555-564 | Whole blood is collected on grade 903 (Whatman) filter paper. A one-eighth inch (3-mm) disk is punched out of the dried blood spot into a 96-well plate. An elution liquid/inhibitor,N-acetyl-D-galactosamine, and 4-methylumbelliferyl-alpha-D-galactopyranoside in citrate-phosphate buffer as the substrate are added. After the incubation period, the liquid from the plate is manually transferred to a second 96-well plate. Stop buffer (150 mM EDTA) is added to all wells. A set of calibration standards are added to every plate and are derived from 4-methylumbelliferone (4-MU) that is serially diluted manually in the plate with the highest calibrator being equivalent to an enzyme activity of 12.2 nmol/mL/hour. The plate is then read on the spectrofluorometer. Fluorescence readings for duplicate wells are averaged and the average fluorescence is used to calculate the enzyme activity result.(Poeppl AG, Murray GJ, Medin JA. Enhanced filter paper enzyme assay for high-throughput population screening for Fabry disease. Anal Biochem. 2005;337(1):161-163; Cowan T, Pasquali M. Laboratory Investigations of Inborn Errors of Metabolism. In: Sarafoglou K, Hoffman GF, Roth KS eds. Pediatric Endocrinology and Inborn Errors of Metabolism. 2nd ed. McGraw-Hill; 2017:1139-1158) | 8 to 15 days | 1 year | This test was developed and its performance characteristics determined by Mayo Clinic in a manner consistent with CLIA requirements. It has not been cleared or approved by the US Food and Drug Administration. | 82657 | Alpha-Galactosidase, BS | 55908-8 | 50893 | Release Date | 82772-5
AGAW | Alpha-Galactosidase, Leukocytes | Diagnosis of Fabry disease in male patients Verifying abnormal serum alpha-galactosidase results in male patients with aclinical presentation suggestive of Fabrydisease This test isnot useful forpatients undergoing a work-up for a meat or meat-derived product allergy. | Flow Injection Analysis-Tandem Mass Spectrometry | Yes | Alpha-Galactosidase, Leukocytes | Additional information is available: | Container/Tube: Preferred:Yellow top (ACD solution B) Acceptable:Yellow top (ACD solution A) or lavender top (EDTA) Specimen Volume:6 mL Collection Instructions:Send whole blood specimen in original tube.Do not aliquot. | 2 mL | Fabry disease is an X-linked lysosomal storage disorder resulting from deficient activity of the enzyme alpha-galactosidase A (alpha-Gal A) and the subsequent deposition of glycosylsphingolipids in tissues throughout the body, in particular in the kidney, heart, and brain. Variants within theGLAgene cause Fabry disease and more than 630 genetic alterations have been identified. Severity and onset of symptoms are dependent on the amount of residual enzyme activity. The classic form of Fabry disease occurs in male patients who have less than 1% alpha-Gal A activity. Symptoms usually appear in childhood or adolescence and can include acroparesthesias (burning pain in the extremities), gastrointestinal issues, multiple angiokeratomas, reduced or absent sweating, corneal opacity, and proteinuria. In addition, progressive kidney involvement leading to end-stage kidney disease (ESRD) typically occurs in adulthood, followed by cardiovascular and cerebrovascular disease. The estimated incidence varies from 1 in 3000 infants detected via newborn screening to 1 in 10,000 male patients diagnosed after onset of symptoms. Male patients with residual alpha-Gal A activity greater than 1% may present with 1 of 3 variant forms of Fabry disease with onset of symptoms later in life: a kidney variant associated with ESRD but without the pain or skin lesions; a cardiac variant typically presenting in the 6th to 8th decade with left ventricular hypertrophy, cardiomyopathy and arrhythmia, and proteinuria, but without ESRD; and a cerebrovascular variant presenting as stroke or transient ischemic attack. Thevariant forms of Fabry disease may be underdiagnosed. Female patients who are carriers of Fabry disease can have clinical presentations ranging from asymptomatic to severely affected. Measurement of alpha-Gal A activity is not generally useful for identifying carriers of Fabry disease, as many of these individuals will have normal levels. Therefore, molecular genetic analysis of theGLAgene (FABRZ / Fabry Disease, Full Gene Analysis, Varies) is recommended to detect carriers. Unless irreversible damage has already occurred, treatment with enzyme replacement therapy has led to significant clinical improvement in affected individuals. In addition, some adult patients may be candidates for an oral chaperone therapy. For this reason, early diagnosis and treatment are desirable and, in a few US states, early detection of Fabry disease through newborn screening has been implemented. Absent or reduced alpha-Gal A in blood spots (AGABS / Alpha-Galactosidase, Blood Spot), leukocytes (this test), or serum (AGAS / Alpha-Galactosidase, Serum) can indicate a diagnosis of classic or variant Fabry disease.The biomarkers globotriaosylsphingosine (LGBWB / Globotriaosylsphingosine, Blood) and ceramide trihexosides (CTSU / Ceramide Trihexosides and Sulfatides, Random, Urine) may be elevated in patients with Fabry disease and may aid in the diagnostic evaluation of female patients.Molecular sequence analysis of theGLAgene (FABRZ / Fabry Disease, Full Gene Analysis, Varies) allows for detection of the disease-causing variant in both male and female patients. | > or =10.32 nmol/hour/mg protein An interpretative report will be provided. Note:Results from this assay do not reflect carrier status because of individual variation of alpha-galactosidase enzyme levels. | Values below the reference range are consistent with a diagnosis Fabry Disease. When abnormal results are detected, a detailed interpretation is given, including an overview of the results and of their significance, a correlation to available clinical information, elements of differential diagnosis, recommendations for additional biochemical testing and in vitro, confirmatory studies (enzyme assay, molecular analysis), name and phone number of key contacts who may provide these studies, and a phone number to reach one of the laboratory directors in case the referring physician has additional questions. | Individuals with pseudodeficiency allelic variants can show reduced alpha-galactosidase A enzyme activity with this assay. | 1.ACMG Newborn Screening ACT Sheets. Accessed October 30, 2023. Available at www.acmg.net/ACMG/Medical-Genetics-Practice-Resources/ACT_Sheets_and_Algorithms/ACMG/Medical-Genetics-Practice-Resources/ACT_Sheets_and_Algorithms.aspx?hkey=9d6bce5a-182e-42a6-84a5-b2d88240c508 2.Desnick RJ, Ioannou YA, Eng CM: Alpha-galactosidase A deficiency: Fabry disease. In: Valle D,Antonarakis S, Ballabio A, Beaudet AL, Mitchell GA,eds. The Online Metabolic and Molecular Bases of Inherited Disease.McGraw-Hill; 2019.Accessed March 3, 2022. Available athttps://ommbid.mhmedical.com/content.aspx?sectionid=225546984 3. De Schoenmakere G, Poppe B, Wuyts B, et al: Two-tier approach for the detection of alpha-galactosidase A deficiency in kidney transplant recipients. Nephrol Dial Transplant. 2008 Dec;23(12):4044-4048. doi: 10.1093/ndt/gfn370 4. Mehta A, Hughes DA: Fabry disease. In: Adam MP, Ardinger HH, Pagon RA, et al: eds. GeneReviews [Internet]. University of Washington, Seattle; 2002. Updated January 27, 2022. Accessed March 3, 2022. Available at www.ncbi.nlm.nih.gov/books/NBK1292/ 5. Laney DA, Bennett RL, Clarke V, et al: Fabry disease practice guidelines: recommendations of the National Society of Genetic Counselors. J Genet Couns. 2013 Oct;22(5):555-564. doi: 10.1007/s10897-013-9613-3 6. Laney DA, Peck DS, Atherton AM, et al: Fabry disease in infancy and early childhood: a systematic literature review. Genet Med. 2015 May;17(5):323-330. doi: 10.1038/gim.2014.120 | The specimens are incubated with a mix of substrate and internal standard for acid sphingomyelinase, beta-glucocerebrosidase, acid alpha-glucosidase, alpha-galactosidase, galactocerebrosidaseand alpha-L-iduronidase. The sample is then purified by liquid-liquid extraction. The extract is evaporated and reconstituted before analysis by tandem mass spectrometry.(Unpublished Mayo method) | 5 to 9 days | WBC homogenate: 1 month | This test was developed and its performance characteristics determined by Mayo Clinic in a manner consistent with CLIA requirements. It has not been cleared or approved by the US Food and Drug Administration. | 82657 | Alpha-Galactosidase, Leukocytes | 24049-9 | 606263 | Reviewed By | 18771-6
AGAS | Alpha-Galactosidase, Serum | Diagnosis of Fabry disease in male patients Preferred screening test (serum) for Fabry disease This test isnot useful forpatients undergoing a work up for a meat or meat-derived product allergy. | Fluorometric | Yes | Alpha-Galactosidase, S | The following algorithms are available: | Collection Container/Tube: Preferred:Serum gel Acceptable:Red top Submission Container/Tube:Plastic vial Specimen Volume:2 mL Collection Instructions:Centrifuge and aliquot serum into a plastic vial. | 0.3 mL | Fabry disease is an X-linked lysosomal storage disorder resulting from deficient activity of the enzyme alpha-galactosidase A (alpha-Gal A) and the subsequent deposition of glycosphingolipids in tissues throughout the body; in particular, in the kidney, heart, and brain. Variants within theGLAgene cause Fabry disease and more than 630 variants have been identified. Severity and onset of symptoms are dependent on the amount of residual enzyme activity. The classic form of Fabry disease occurs in male patients who have less than 1% alpha-Gal A activity. Symptoms usually appear in childhood or adolescence and can include acroparesthesias (burning pain in the extremities), gastrointestinal issues, multiple angiokeratomas, reduced or absent sweating, corneal opacity, and proteinuria. In addition, progressive renal involvement leading to kidney failure, also called end-stage renal (kidney) disease (ESRD), typically occurs in adulthood, followed by cardiovascular and cerebrovascular disease. The estimated incidence varies from 1 in 3000 infants detected via newborn screening to 1 in 10,000 males diagnosed after onset of symptoms. Male patients with residual alpha-Gal A activity greater than 1% may present with 1 of 3 variant forms of Fabry disease with onset of symptoms later in life: a renal variant associated with ESRD but without the pain or skin lesions; a cardiac variant typically presenting in the sixth to eighth decade with left ventricular hypertrophy, cardiomyopathy and arrhythmia, and proteinuria, but without ESRD; and a cerebrovascular variant presenting as stroke or transient ischemic attack. Thevariant forms of Fabry disease may be underdiagnosed. Female patients who are carriers of Fabry disease can have clinical presentations ranging from asymptomatic to severely affected. Measurement of alpha-Gal A activity is not generally useful for identifying carriers of Fabry disease, as many of these individuals have normal levels of alpha-Gal A. Therefore, molecular genetic analysis of theGLAgene (FABRZ / Fabry Disease, Full Gene Analysis, Varies) is recommended to detect carriers. Unless irreversible damage has already occurred, treatment with enzyme replacement therapy has led to significant clinical improvement in affected individuals. In addition, some (adult) patients may be candidates for oral chaperone therapy. For this reason, early diagnosis and treatment are desirable, and in a few US states, early detection of Fabry disease through newborn screening has been implemented. Absent or reduced alpha-Gal A in blood spots (AGABS / Alpha-Galactosidase, Blood Spot), leukocytes (AGAW / Alpha-Galactosidase, Leukocytes), or serum (AGAS / Alpha-Galactosidase, Serum) can indicate a diagnosis of classic or variant Fabry disease. Molecular sequence analysis of theGLAgene (FABRZ / Fabry Disease, Full Gene Analysis, Varies) allows for detection of the disease-causing variant in both male and female patients.The biomarkers globotriaosylsphingosine (LGB3S / Globotriosylsphingosine, Serum) and ceremide trihexosides (CTSU /Ceramide Trihexosides and Sulfatides, Random, Urine) are typically elevated in symptomatic patients with Fabry disease and may aid in the diagnostic evaluation of female patients and individuals with a variant of uncertain significance inGLA. SeeFabry Disease Testing AlgorithmandFabry Disease: Newborn Screen-Positive Follow-up | 0.074-0.457 U/L Note:Results from this assay are not useful for female carrier determination. Carriers usually have levels in the normal range. | Deficiency (<0.016 U/L) of alpha-galactosidase in properly submitted specimens is diagnostic for Fabry disease in male patients. If concerned about specimen integrity, recheck using leukocyte testing (AGAW / Alpha-Galactosidase, Leukocytes). | Individuals with pseudodeficiency allelic variants can show reduced alpha-galactosidase A enzyme activity with this assay. | 1. ACMG Newborn Screening ACT Sheets. Accessed October 30, 2023. Available at www.acmg.net/ACMG/Medical-Genetics-Practice-Resources/ACT_Sheets_and_Algorithms/ACMG/Medical-Genetics-Practice-Resources/ACT_Sheets_and_Algorithms.aspx?hkey=9d6bce5a-182e-42a6-84a5-b2d88240c508 2. Desnick RJ, Ioannou YA, Eng CM: Alpha-galactosidase A deficiency: Fabry disease. In: Valle D, Antonarakis S, Ballabio A, Beaudet AL, Mitchell GA, eds. The Online Metabolic and Molecular Bases of Inherited Disease. McGraw-Hill; 2019. Accessed October 30, 2023. Available at https://ommbid.mhmedical.com/content.aspx?sectionid=225546984 3.Mehta A, Hughes DA. Fabry Disease. In: Adam MP, Feldman J, Mirzaa GM, et al., eds. GeneReviews. Seattle (WA): University of Washington, Seattle; August 5, 2002 4. Laney DA, Bennett RL, Clarke V, et al. Fabry disease practice guidelines: Recommendations of the National Society of Genetic Counselors. J Genet Couns. 2013;22(5):555-564. doi: 10.1007/s10897-013-9613-3 5. Laney DA, Peck DS, Atherton AM, et al. Fabry disease in infancy and early childhood: a systematic literature review. Genet Med. 2015;17(5)323-330. doi: 10.1038/gim.2014.120 6. Ferreira S, Auray-Blais C, Boutin M, et al. Variations in the GLA gene correlate with globotriaosylceramide and globotriaosylsphingosine analog levels in urine and plasma. Clin Chim Acta. 2015;447:96-104. doi: 10.1016/j.cca.2015.06.003 7. Nowak A, Beuschlein F, Sivasubramaniam V, Kasper D, Warnock DG. Lyso-Gb3 associates with adverse long-term outcome in patients with Fabry disease. J Med Genet. 2022;59(3):287-293. doi: 10.1136/jmedgenet-2020-107338 | Alpha-galactosidase is a lysosomal enzyme active at an acidic pH. The enzyme hydrolyzes artificial substrates such as 4-methylumbelliferyl and alpha-Dgalactopyranoside. The 4-methylumbelliferone liberated is measured by fluorometry.(Desnick RJ, Allen KY, Desnick SJ, et al:Fabry's disease: enzymatic diagnosis of hemizygotes and heterozygotes. Alpha-galactosidase activities in plasma, serum, urine, and leukocytes. J Lab Clin Med. 1973;81[2]:157-171;Cowan T, Pasquali M. Laboratory investigations of inborn errors of metabolism. In: Sarafoglou K, Hoffman GF, Roth KS, eds. Pediatric Endocrinology and Inborn Errors of Metabolism. 2nd ed. McGraw-Hill; 2017:1139-1158) | 2 to 5 days | 1 month | This test was developed and its performance characteristics determined by Mayo Clinic in a manner consistent with CLIA requirements. It has not been cleared or approved by the US Food and Drug Administration. | 82657 | Alpha-Galactosidase, S | 1813-5 | 50586 | Reviewed By | 18771-6
ATHL | Alpha-Globin Gene Analysis |  | Only orderable as part of a profile. For more information see ATHAL / Alpha-Globin Gene Analysis. | Yes | Alpha-Globin Gene Analysis (ATHL) | Varies | Only orderable as part of a profile. For more information see ATHAL / Alpha-Globin Gene Analysis. |  |  | Only orderable as part of a profile. For more information see ATHAL / Alpha-Globin Gene Analysis. | [6 empty] | Not Applicable | 81269 | Alpha-Globin Gene Analysis (ATHL) | 90040-7 | 52840 | Released By | 18771-6
ATHAL | Alpha-Globin Gene Analysis, Varies | Diagnosis of alpha-thalassemia Prenatal diagnosis of deletional alpha-thalassemia Carrier screening for individuals from high-risk populations for alpha-thalassemia This test isnot usefulfordiagnosis or confirmation of beta-thalassemia or hemoglobinopathies. | Dosage Analysis by Polymerase Chain Reaction (PCR)/Multiplex Ligation-Dependent Probe Amplification (MLPA)/Luminex Technology | Yes | Alpha-Globin Gene Analysis | For prenatal specimens only:If amniotic fluid (nonconfluent cultured cells) is received, amniotic fluid culture will be added at an additional charge. | Patient Preparation:A previous bone marrow transplant from an allogenic donor will interfere with testing. For instructions for testing patients who have received a bone marrow transplant, call 800-533-1710 Submit only 1 of the following specimens: Specimen Type:Whole blood Container/Tube: Preferred:Lavender top (EDTA) or yellow top (ACD) Acceptable:Any anticoagulant Specimen Volume:3 mL Collection Instructions: 1. Invert several times to mix blood. 2. Send whole blood specimen in original tube.Do notaliquot. Specimen Stability Information:Ambient (preferred) 4 days/Refrigerated Prenatal Specimens Due to its complexity, consultation with the laboratory is required for all prenatal testing; call 800-533-1710 to speak to a genetic counselor. Specimen Type:Amniotic fluid Container/Tube:Amniotic fluid container Specimen Volume:20 mL Specimen Stability Information:Refrigerated (preferred)/Ambient Acceptable: Specimen Type:Confluent cultured cells Container/Tube:T-25 flask Specimen Volume:2 Flasks Collection Instructions: Submit confluent cultured cells from another laboratory. Specimen Stability Information: Ambient (preferred)/Refrigerated | Blood: 1 mL; Amniotic Fluid: 10 mL | The thalassemias are a group of inherited conditions characterized by decreased synthesis of one or more of the globin chains, resulting in an imbalance in the relative amounts of the alpha and beta chains. The excess normal chains precipitate in the cell, damaging the membrane and leading to premature red blood cell destruction. Additionally, the defect in hemoglobin synthesis produces a hypochromic, microcytic anemia. The frequency of thalassemia is due to the protective advantage against malaria that it gives carriers. Consequently,thalassemias are prevalentin populations from equatorial regions in the world where malaria is endemic. Alpha-thalassemia is caused by decreased synthesis of alpha-globin chains. Four alpha-globin genes are normally present (2 on each chromosome 16). One, 2, 3, or 4 alpha-globin genes may be deleted or, less commonly, contain variants. Deletions account for approximately 90% of disease-causing alleles in alpha thalassemia. Phenotypically, these deletions result in 4 categories of disease expression: -Deletion of 1 alpha-chain: Silent carrier state, with a normal phenotype -Deletion of 2 alpha-chains: Alpha-thalassemia trait (alpha-1 thalassemia), with mild hematologic changes but no major clinical difficulties -Deletion of 3 alpha-chains: Hemoglobin H disease, which is extremely variable but usually includes anemia due to hemolysis, jaundice, and hepatosplenomegaly -Deletion of all 4 alpha-chains: Hemoglobin Bart, with hydrops fetalis and almost invariably in utero demise Less frequently, alpha-thalassemia results from single point alterations, such as hemoglobin Constant Spring(HBA2: c.427T >C). Note: these point alterations arenotdetected by this assay. Alpha-thalassemia occurs in all ethnic groups but is especially common in individuals of Southeast Asian and African ancestry. It is also frequent in individuals of Mediterranean ancestry. The carrier frequency is estimated to be 1 in 20 for Southeast Asians, 1 in 30 for African Americans, and 1 in 30 to 1 in 50 for individuals of Mediterranean ancestry. Both deletional and nondeletional (caused by point alterations) forms of alpha-thalassemia are found in individuals with Mediterranean ancestry. Deletions in cis (deletions on the same chromosome) are rare in African or Mediterranean populations but are prevalent in Asian populations. Couples in which both partners carry deletions in cis are at risk of having a child with the fatal hemoglobin Bart hydrops fetalis syndrome. | An interpretive report will be provided. | An interpretive report will be provided. | Hemoglobin electrophoresis should usually be done prior to this test to exclude other diagnoses or to identify nondeletion types of alpha-thalassemia. In addition to disease-related probes, the multiplex ligation-dependent probe amplification technique utilizes probes localized to other chromosomal regions as internal controls. In certain circumstances, these control probes may detect other diseases or conditions for which this test was not specifically intended. Results of the control probes are not normally reported. However, in cases where clinically relevant information is identified, the ordering physician will be informed of the result and provided with recommendations for any appropriate follow-up testing. Rare alterations (ie, polymorphisms) exist that could lead to false-negative or false-positive results. If the results obtained do not match the clinical findings, additional testing should be considered. Test results should be interpreted in the context of clinical findings, family history, and other laboratory data. Errors in the interpretation of results may occur if information given is inaccurate or incomplete. | 1. Harteveld CL, Voskamp A, Phylipsen M, et al: Nine unknown rearrangements in 16p13.3 and 11p15.4 causing alpha- and beta-thalassaemia characterized by high resolution multiplex ligation-dependent probe amplification. J Med Genet. 2005 Dec;42(12):922-931. doi: 10.1136/jmg.2005.033597 2. Harteveld CL, Higgs DR: Alpha-thalassemia. Orphanet J Rare Dis. 2010 May;5:13. doi: 10.1186/1750-1172-5-13 3. Bunn HF, Forget BG: Hemoglobin: Molecular, Genetic and Clinical Aspects. 2nd ed. WB Saunders Company; 1986 4. Weatherall DJ, Higgs DR, Clegg JB, Hill AS, Nicholls R: Heterogeneity and origins of the alpha-thalassemias. Birth Defects Origi Artic Ser. 1987;23(5A):3-14 | This test is a direct variant analysis assay. Deletions and duplications within the alpha-globin locus are identified by a multiplexligation-dependent probe amplification assay. Fifteen probes that hybridize throughout the alpha-globin locus from the HS40 promoter region through the 3'HVR region are utilized in order to maximize the information needed to map the approximate location of nearly all DNA deletions that occur. In addition, a polymerase chain reaction-based assay is used to detect the presence of the alpha-3.7 and alpha-4.2 deletions.(Schouten JP, McElgunn CJ, Waaijer R, Zwijnenburg D, Diepvens F, Pals G: Relative quantification of 40 nucleic acid sequences by multiplex ligation-dependent probe amplification. Nucleic Acids Res. 2002 Jun 15;30[12]:e57. doi: 10.1093/nar/gnf056.) | 9 to 13 days | Whole Blood: 2 weeks (if available); Extracted DNA: 3 months | This test was developed and its performance characteristics determined by Mayo Clinic in a manner consistent with CLIA requirements. It has not been cleared or approved by the US Food and Drug Administration. | 8126988235-Tissue culture for amniotic fluid (if appropriate)88240-Cryopreservation (if appropriate)81265-Comparative analysis using Short Tandem Repeat (STR) markers; patient and comparative specimen (eg, pre-transplant recipient and donor germline testing, post-transplant non-hematopoietic recipient germline [eg, buccal swab or other germline tissue sample] and donor testing, twin zygosity testing or maternal cell contamination of fetal cells (if appropriate) | Alpha-Globin Gene Analysis | 90040-7 | 52840 | Released By | 18771-6
WASQR | Alpha-Globin Gene Sequencing, Blood | Testing for nondeletional alpha thalassemia in a symptomatic individual Follow-up testing to an abnormal hemoglobin electrophoresis that identified an alpha-globin chain variant Evaluating for nondeletional alpha thalassemias in an algorithmic process for: -HAEV1 / Hemolytic Anemia Evaluation, Blood -HBEL1 / Hemoglobin Electrophoresis Evaluation, Blood -MEV1 / Methemoglobinemia Evaluation, Blood -REVE2 / Erythrocytosis Evaluation, Blood -THEV1 / Thalassemia and Hemoglobinopathy Evaluation, Blood and Serum | Only orderable as a reflex. For more information see: -HAEV1 / Hemolytic Anemia Evaluation, Blood -HBEL1 / Hemoglobin Electrophoresis Evaluation, Blood -MEV1 / Methemoglobinemia Evaluation, Blood -REVE2 / Erythrocytosis Evaluation, Blood -THEV1 / Thalassemia and Hemoglobinopathy Evaluation, Blood and Serum Polymerase Chain Reaction (PCR)/Sanger Sequencing | Yes | Alpha Globin Gene Sequencing, B | Whole Blood EDTA | Only orderable as a reflex. For more information see: -HAEV1 / Hemolytic Anemia Evaluation, Blood -HBEL1 / Hemoglobin Electrophoresis Evaluation, Blood -MEV1 / Methemoglobinemia Evaluation, Blood -REVE2 / Erythrocytosis Evaluation, Blood -THEV1 / Thalassemia and Hemoglobinopathy Evaluation, Blood and Serum Specimen Type:Whole blood Container/Tube: Preferred:Lavender top (EDTA) Acceptable:Yellow top (ACD) Specimen Volume:4 mL | 1 mL | Alpha-globin gene sequencing detects alpha-globin variants and nondeletional alpha-thalassemia variants. Alpha thalassemia is the most common monogenic condition in the world. It is estimated that up to 5% of the world's population carries at least one alpha-thalassemia variant, and in the United States, approximately 30% of African Americans are thought to carry an alpha-thalassemia variant.Alpha-thalassemia variants are most common in individuals of Southeastern Asian, African, Mediterranean, Indian, and Middle Eastern descent, but they can be found in persons from any ethnic group. Four alpha-globin genes are normally present, 2 copies on each chromosome 16. Alpha-thalassemia variants result in decreased alpha-globin chain production. In general, alpha thalassemia is characterized by hypochromic, microcytic anemia and varies clinically from asymptomatic (alpha-thalassemia silent carrier and alpha-thalassemia trait) to lethal hemolytic anemia (hemoglobin [Hb] Barts hydrops fetalis). Large deletions of the alpha-globin genes account for approximately 90% of alpha-thalassemia alterations, and these will not be detected by alpha-globin gene sequencing. Other alterations, such as point alterations or small deletions within the alpha-globin genes, account for most of the remaining 10% of alpha-thalassemia variants. These nondeletional subtypes can be detected by alpha-globin gene sequencing. The most common nondeletional alpha-thalassemia variant is Hb Constant Spring. The majority of alpha-globin chain variants are clinically and hematologically benign; however, some cause erythrocytosis and chronic hemolytic anemia. Hemoglobin electrophoresis may not be able to confirm their identity. In these instances, alpha-globin gene sequencing can be useful. | Only orderable as a reflex. For more information see: -HAEV1 / Hemolytic Anemia Evaluation, Blood -HBEL1 / Hemoglobin Electrophoresis Evaluation, Blood -MEV1 / Methemoglobinemia Evaluation, Blood -REVE2 / Erythrocytosis Evaluation, Blood -THEV1 / Thalassemia and Hemoglobinopathy Evaluation, Blood and Serum An interpretive report will be provided. | A summary interpretation will be provided as a part of the HAEV1 / Hemolytic Anemia Evaluation, Blood; HBEL1 / Hemoglobin Electrophoresis Evaluation, Blood; MEV1 / Methemoglobinemia Evaluation, Blood; REVE2 / Erythrocytosis Evaluation, Blood; THEV1 / Thalassemia and Hemoglobinopathy Evaluation, Blood and Serum. | This assay will not detect large deletions or duplications within the alpha-globin genes. Therefore, test results should be interpreted in the context of hemoglobin electrophoresis, clinical findings, family history, and other laboratory data. Misinterpretation of results may occur if the information provided is inaccurate or incomplete. Rare genetic alterations (ie, polymorphisms) exist that could lead to false-negative or false-positive results. If results obtained do not match the clinical findings, additional testing should be considered. | 1. Harteveld CL, Higgs DR: Alpha-thalassemia. Orphanet J Rare Dis. 2010 May 28;5:13 2.Hoyer JD, Hoffman DR: The Thalassemia and hemoglobinopathy syndromes. In: McClatchey KD, ed. Clinical Laboratory Medicine. 2nd ed. Lippincott Williams and Wilkins; 2002:866-895 3.Farashi S, Harteveld CL: Molecular basis of a-thalassemia. Blood Cells Mol Dis. 2018 May;70:43-53. doi: 10.1016/j.bcmd.2017.09.004 4.Henderson SJ, Timbs AT, McCarthy J, ed al: Ten years of routine a- and B-globin gene sequencing in UK hemoglobinopathy referrals reveals 60 novel mutations. Hemoglobin. 2016;40(2):75-84. doi: 10.3109/03630269.2015.1113990 | Genomic DNA is extracted from whole blood. TheHBA1andHBA2genes are amplified by polymerase chain reaction (PCR). The PCR product is then purified and sequenced in both directions using fluorescent dye-terminator chemistry. Sequencing products are separated on an automated sequencer, and the trace files analyzed for variations in all exons, introns, and the polyadenylation site. Results are correlated with routine studies to identify unusual alpha-globin variants.(Reddy PL, Bowie LJ: Sequence-based diagnosis of hemoglobinopathies in the clinical laboratory. Clin Lab Med. 1997;17[1]:85-96; Traeger-Synodinos J, Harteveld CL: Advances in technologies for screening and diagnosis of hemoglobinopathies. Biomarkers Med. 2014;8[1]:119-131) | 10 days | Blood: 2 weeks; DNA: 3 months | This test was developed and its performance characteristics determined by Mayo Clinic in a manner consistent with CLIA requirements. It has not been cleared or approved by the US Food and Drug Administration. | 81259-HBA1/HBA2; full sequence | Alpha Globin Gene Sequencing, B | 87730-8 | 47953 | Interpretation | 59466-3
IDUAW | Alpha-L-Iduronidase, Leukocytes | Diagnosis of mucopolysaccharidosis I, Hurler, Scheie, and Hurler-Scheie syndromes in leukocytes This test isnot usefulfor determining carrier status. | Flow Injection Analysis-Tandem Mass Spectrometry | Yes | Alpha-L-Iduronidase, Leukocytes | Additional information is available: | Container/Tube: Preferred:Yellow top (ACD solution B) Acceptable:Yellow top (ACD solution A) or lavender top (EDTA) Specimen Volume:6 mL Collection Instructions:Send whole blood specimen in original tube.Do not aliquot. | 2 mL | The mucopolysaccharidoses (MPS) are a group of lysosomal storage disorders caused by the deficiency of any of the enzymes involved in the stepwise degradation of dermatan sulfate, heparan sulfate, keratan sulfate, or chondroitin sulfate, also known as glycosaminoglycans (GAG) or mucopolysaccharides. Accumulation of GAG in lysosomes interferes with normal functioning of cells, tissues, and organs. There are 11 known disorders that involve the accumulation of GAG. MPS disorders involve multiple organ systems and are characterized by coarse facial features, cardiac abnormalities, organomegaly, intellectual disabilities, short stature, and skeletal abnormalities. Mucopolysaccharidosis I (MPS I) is an autosomal recessive disorder caused by reduced or absent activity of the enzyme alpha-L-iduronidase due to variants in theIDUAgene. Deficiency of alpha-L-iduronidase can result in a wide range of phenotypes categorized into 3 syndromes: Hurler syndrome (MPS IH), Scheie syndrome (MPS IS), and Hurler-Scheie syndrome (MPS IH/S). Because these syndromes cannot be distinguished biochemically, they are also referred to as MPS I and attenuated MPS I. Clinical features and severity of symptoms of MPS I are variable, ranging from severe disease to an attenuated form that generally presents at a later onset with a milder clinical presentation. In general, symptoms may include coarse facies, progressive dysostosis multiplex, hepatosplenomegaly, corneal clouding, hearing loss, intellectual disabilities or learning difficulties, and cardiac valvular disease. The incidence of MPS I is approximately 1 in 100,000 live births. Treatment options include hematopoietic stem cell transplantation and enzyme replacement therapy. Individuals with MPS I typically demonstrate elevated levels of the GAG dermatan sulfate and heparan sulfate (see MPSSC / Mucopolysaccharides Screen, Random, Urine; MPSWB / Mucopolysaccharides, Blood). Reduced or absent activity of alpha L-iduronidase can confirm a diagnosis of MPS I; however, enzymatic testing is not reliable for carrier detection. Molecular sequence analysis of theIDUAgene allows for detection of a disease-causing variant in affected individuals and subsequent carrier detection in relatives (see MPS1Z / Hurler Syndrome, Full Gene Analysis, Varies). To date, a clear genotype-phenotype correlation has not been established. | > or =2.06 nmol/hour/mg protein An interpretive report will be provided. | Results below2.06 nmol/hour/mg proteinin properly submitted specimens are consistent with alpha-L-iduronidase deficiency (mucopolysaccharidosis I). Further differentiation between Hurler, Scheie, and Hurler-Scheie syndromes is dependent upon the clinical findings. Normal results (> or =2.06 nmol/hour/mg protein) are not consistent with alpha-L-iduronidase deficiency. | The presence of a pseudodeficiency allele may cause reduced activity of alpha-L-iduronidase in the artificial substrate used in this assay. This can result in values below the normal reference range but will typically be greater than levels found in individuals with mucopolysaccharidosis I (MPS I). This test does not differentiate between Hurler and Scheie syndromes. Enzyme levels may be normal in individuals receiving enzyme replacement therapy or who have undergone hematopoietic stem cell transplant. | 1. Newborn Screening ACT Sheet [alpha-L-iduronidase deficiency with or without glycosaminoglycan (GAG) accumulation] Mucopolysaccharidosis Type I (MPS I). American College of Medical Genetics and Genomics; 2023. Updated November 2023. Accessed June 10, 2024. Available at www.acmg.net/PDFLibrary/MPSI-ACT-Sheet.pdf 2. Clark LA, Atherton AM, Burton BK, et al: Mucopolysaccharidosis type I newborn screening: Best practices for diagnosis and management. J Pediatr. 2017 Mar;182:363-370 3. Martins AM, Dualibi AP, Norato D, et al: Guidelines for the management of mucopolysaccharidosis type I. J Pediatr. 2009 Oct:155(4 Suppl):S32-S46 4. Enns GM, Steiner RD, Cowan TM: Lysosomal disorders: mucopolysaccharidoses. In: Sarafoglou K, Hoffmann GF, Roth KS, eds. Pediatric Endocrinology and Inborn Errors of Metabolism. McGraw-Hill, Medical Publishing Division; 2009:721-730 5. Clarke LA: Mucopolysaccharidosis type I. In: Adam MP, Ardinger HH, Pagon RA, et al, eds. GeneReviews [Internet]. University of Washington, Seattle; 2002. Updated February 25, 2021. Accessed March 23, 2022. Available at www.ncbi.nlm.nih.gov/books/NBK1162/ 6. Elliott S, Buroker N, Cournoyer JJ, et al: Pilot study of newborn screening for six lysosomal storage diseases using tandem mass spectrometry. Mol Genet Metab. 2016 Aug;118(4):304-309 | The specimens are incubated with a mix of substrate and internal standard for acid sphingomyelinase, beta-glucocerebrosidase, acid alpha-glucosidase, alpha-galactosidase, galactocerebrosidase, and alpha-L-iduronidase. The sample is then purified by liquid-liquid extraction. The extract is evaporated and reconstituted before analysis by tandem mass spectrometry.(Unpublished Mayo method) | 5 to 9 days | WBC homogenate: 1 month | This test was developed and its performance characteristics determined by Mayo Clinic in a manner consistent with CLIA requirements. It has not been cleared or approved by the US Food and Drug Administration. | 82657 | Alpha-L-Iduronidase, Leukocytes | 24057-2 | 606278 | Reviewed By | 18771-6
ALFA | Alpha-Lactalbumin, IgE, Serum | Establishing a diagnosis of an allergy to alpha-lactalbumin Defining the allergen responsible for eliciting signs and symptoms Identifying allergens: -Responsible for allergic response and/or anaphylactic episode -To confirm sensitization prior to beginning immunotherapy -To investigate the specificity of allergic reactions to insect venom allergens, drugs, or chemical allergens | Fluorescence Enzyme Immunoassay (FEIA) | Yes | Alpha-Lactalbumin, IgE | Serum | Collection Container/Tube: Preferred:Serum gel Acceptable:Red top Submission Container/Tube:Plastic vial Specimen Volume:0.5 mL for every 5 allergens requested Collection Instructions:Centrifuge and aliquot serum into a plastic vial. | For 1 allergen: 0.3 mL For more than 1 allergen: (0.05 mL x number of allergens) + 0.25 mL deadspace | Clinical manifestations of immediate hypersensitivity (allergic) diseases are caused by the release of proinflammatory mediators (histamine, leukotrienes, and prostaglandins) from IgE-sensitized effector cells (mast cells and basophils) when cell-bound IgE antibodies interact with an allergen. In vitro serum testing for IgE antibodies provides an indication of the immune response to allergens that may be associated with allergic disease. The allergens chosen for testing often depend upon the age of the patient, history of allergen exposure, season of the year, and clinical manifestations. In individuals predisposed to develop allergic disease, the sequence of sensitization and clinical manifestations proceed as follows: eczema and respiratory disease (rhinitis and bronchospasm) in infants and children less than 5 years due to food sensitivity (milk, egg, soy, and wheat proteins) followed by respiratory disease (rhinitis and asthma) in older children and adults due to sensitivity to inhalant allergens (dust mite, mold, and pollen inhalants). | Class,IgE kU/L,Interpretation, 0,<0.10,Negative, 0/1,0.10-0.34,Borderline/equivocal, 1,0.35-0.69,Equivocal, 2,0.70-3.49,Positive, 3,3.50-17.4,Positive, 4,17.5-49.9,Strongly positive, 5,50.0-99.9,Strongly positive, 6,> or =100,Strongly positive, | Detection of IgE antibodies in serum (class 1 or greater) indicates an increased likelihood of allergic disease as opposed to other etiologies and defines the allergens that may be responsible for eliciting signs and symptoms. The level of IgE antibodies in serum varies directly with the concentration of IgE antibodies expressed as a class score or kU/L. | Testing for IgE antibodies is not useful in patients previously treated with immunotherapy to determine if residual clinical sensitivity exists or in patients in whom the medical management does not depend upon identification of allergen specificity. Some individuals with clinically insignificant sensitivity to allergens may have measurable levels of IgE antibodies in serum, and test results must be interpreted in the clinical context. False-positive results for IgE antibodies may occur in patients with markedly elevated serum IgE (>2500 kU/L) due to nonspecific binding to allergen solid phases. | Homburger HA, Hamilton RG: Allergic diseases. In: McPherson RA, Pincus MR, eds. Henry's Clinical Diagnosis and Management by Laboratory Methods. 23rd ed. Elsevier; 2017:1057-1070 | Specific IgE from the patient's serum reacts with the allergen of interest, which is covalently coupled to an ImmunoCAP. After washing away nonspecific IgE, enzyme-labeled anti-IgE antibody is added to form a complex. After incubation, unbound anti-IgE is washed away, and the bound complex incubated with a developing agent. After stopping the reaction, the fluorescence of the eluate is measured. Fluorescence is proportional to the amount of specific IgE present in the patient's sample (ie, the higher the fluorescence value, the more IgE antibody is present).(Package insert: ImmunoCAP System Specific IgE FEIA. Phadia; Rev 06/2020) | Same day/1 to 3 days | 14 days | This test has been cleared, approved, or is exempt by the US Food and Drug Administration and is used per manufacturer's instructions. Performance characteristics were verified by Mayo Clinic in a manner consistent with CLIA requirements. | 86008 | Alpha-Lactalbumin, IgE | 7445-0 | ALFA | Alpha-Lactalbumin, IgE | 7445-0
MANN | Alpha-Mannosidase, Leukocytes | Diagnosis of alpha-mannosidosis This test isnot useful forestablishing carrier status for alpha-mannosidosis. | Fluorometric | Yes | Alpha-Mannosidase, Leukocytes | Whole Blood ACD | Container/Tube: Preferred:Yellow top (ACD solution B) Acceptable:Yellow top (ACD solution A) Specimen Volume:6 mL Collection Instructions:Send specimen in original tube.Do not aliquot. | 5 mL | Alpha-mannosidosis is an autosomal recessive lysosomal storage disorder caused by reduced or absent acid alpha-mannosidase enzyme activity. This enzyme is involved in glycoprotein catabolism, with absent or reduced activity resulting in the accumulation of undigested mannose-containing complex oligosaccharides in the lysosomes, disrupting the normal functioning of cells. Clinical features and severity of symptoms are widely variable within alpha-mannosidosis but, in general, the disorder is characterized by skeletal abnormalities, immune deficiency, hearing impairment, and intellectual disability. Three clinical subtypes of the disorder have been described and vary with respect to age of onset and clinical presentation. Type 1 is generally classified by a mild presentation and slow progression with onset after 10 years of age and absence of skeletal abnormalities. Type 2 is generally a more moderate form with slow progression and onset prior to 10 years of age with skeletal abnormalities and myopathy. Type 3 is the most severe form with onset in early infancy, skeletal abnormalities such as dysostosis multiplex, and severe central nervous system involvement. Although treatment is mostly supportive and aimed at preventing complications, hematopoietic stem cell transplant has been reported to be a feasible therapeutic option. The incidence of alpha-mannosidosis is estimated at 1 in 500,000 live births. An initial diagnostic workup may include a screening assay for several oligosaccharides in urine, OLIGU / Oligosaccharide Screen, Random, Urine. If the urine oligosaccharide screening assay is suggestive of alpha-mannosidosis, enzyme analysis of acid alpha-mannosidase can confirm the diagnosis. Molecular analysis of theMAN2B1gene allows for detection of a disease-causing variant in affected individuals and subsequent carrier detection in relatives (seeCGPH / Custom Gene Panel, Hereditary, Next-Generation Sequencing; specifyMAN2B1gene list ID: IEMCP-MUMNLV). | > or =0.54 nmol/min/mg protein | Values below 0.54 nmol/min/mg protein are consistent with a diagnosis of alpha-mannosidosis. | No significant cautionary statements | 1.Malm D, Nilssen O: Alpha-mannosidosis. In: Adam MP, Ardinger HH, Pagon RA, et al, eds. GeneReviews [Internet]. University of Washington, Seattle. 2001. Updated July 18, 2019. Accessed February 18, 2022. Available atwww.ncbi.nlm.nih.gov/books/NBK1396/ 2.Thomas GH: Disorders of glycoprotein degradation: alpha-mannosidosis, beta-mannosidosis, fucosidosis, and sialidosis. In: Valle DL, Antonarakis S, Ballabio A, Beaudet AL, Mitchell GA eds.The Online Metabolic and Molecular Bases of Inherited Disease.McGraw-Hill; 2019. Accessed February 18, 2022. Available athttps://ommbid.mhmedical.com/content.aspx?sectionid=225545029 3. Mynarek M, Tolar J, Albert MH, et al: Allogeneic hematopoietic SCT for alpha-mannosidosis: an analysis of 17 patients. Bone Marrow Transplant. 2012 Mar;47(3):352-359. doi: 10.1038/bmt.2011.99 4. Guffon N, Tylki-Szymanska AT, Borgwardt L, et al: Recognition of alpha-mannosidosis in paediatric and adult patients: Presentation of a diagnostic algorithm from an international working group. Mol Genet Metab. 2019 Apr;126(4):470.474. doi: 10.1016/j.ymgme.2019.01.024 | The deficiency of alpha-D-mannosidase is demonstrable using the artificial substrate 4-methylumberiferal alpha-D-mannopoyranoside.(Gehler J, Cantz M, Tolksdorf M, Spranger J, Gilbert E, Drube H: Mucopolysaccharidosis. VII. Beta-glucuronidase deficiency.Humangenetik. 1974 Jul;23[2]:149-158. doi: 10.1007/BF00282212;Cowan T, Pasquali M: Laboratory investigations of inborn errors of metabolism. In: Sarafoglou K, Hoffman GF, Roth KS, eds. Pediatric Endocrinology and Inborn Errors of Metabolism. 2nd ed. McGraw-Hill; 2017:1139-1158) | 30 to 45 days | WBC homogenate 1 month | This test was developed and its performance characteristics determined by Mayo Clinic in a manner consistent with CLIA requirements. It has not been cleared or approved by the US Food and Drug Administration. | 82657 | Alpha-Mannosidase, Leukocytes | 24053-1 | 35641 | Reviewed By | 18771-6
APGH | Alpha-Subunit Pituitary Tumor Marker, Serum | Adjunct in the diagnosis of pituitary tumors As part of the follow-up of treated pituitary tumor patients Differential diagnosis of thyrotropin-secreting pituitary tumor versusthyroid hormone resistance Differential diagnosis ofconstitutional delay of pubertyversushypogonadotrophic hypogonadism | Immunochemiluminescent Assay | Yes | AlphaSubunit Pituitary Tumor Marker | Serum | Collection Container/Tube: Preferred:Serum gel Acceptable:Red top Submission Container/Tube:Plastic vial Specimen Volume:1 mL Collection Instructions:Centrifuge and aliquot serum into a plastic vial | 0.35 mL | The 3 human pituitary glycoprotein hormones: luteinizing hormone (LH), follicle-stimulating hormone (FSH), thyrotropin, and the placenta-derived chorionic gonadotropin, are closely related tropic hormones. They signal through G-protein-coupled receptors, regulating the hormonal activity of their respective endocrine target tissues. Each is composed of an alpha- and a beta-subunit, coupled by strong noncovalent bonds. The alpha-subunits of all 4 hormones are essentially identical (92 amino acids; molecular weight [MW] of the "naked" protein:10,205 Da), being transcribed from the same gene and showing only variability in glycosylation (MW of the glycosylated proteins: 13,000-18,000 Da). The alpha-subunits are essential for receptor transactivation. By contrast, all the different beta-subunits are transcribed from separate genes, show less homology, and convey the receptor specificity of the dimeric hormones. Under physiological conditions, alpha- and beta-chain synthesis and secretions are tightly coupled, and only small amounts of monomeric subunits are secreted. However, under certain conditions, coordinated production of intact glycoprotein hormones may be disturbed and disproportionate quantities of free alpha-subunits are secreted. In particular, some pituitary adenomas may overproduce alpha subunits. Although most commonly associated with gonadotroph- or thyrotroph-derived tumors, alpha-subunit secretion has also been observed in corticotroph, lactotroph, and somatotroph pituitary adenomas. Overall, depending on cell type and tumor size, 5% to 30% of pituitary adenomas will produce sufficient free alpha-subunits to result in elevated serum levels, which usually fall with successful treatment. Stimulation testing with hypothalamic releasing factors (eg, gonadotropin-releasing hormone [GnRH] or thyrotropin-releasinghormone[TRH]) may result in further elevations disproportionate to those seen in individuals without tumors. Measurement of free alpha-subunit after GnRH-stimulation testing can also be useful in the differential diagnosis of constitutional delay of puberty (CDP) versus hypogonadotrophic hypogonadism (HH). CDP is a benign, often familial, condition in which puberty onset is significantly delayed, but eventually occurs and then proceeds normally. By contrast, HH represents a disease state characterized by lack of gonadotropin production. Its causes are varied, including hypothalamic and pituitary inflammatory or neoplastic disorders, a range of specific genetic abnormalities, as well as unknown causes. In children, HH results in complete failure to enter puberty without medical intervention. In children with CDP, in normal pubertal children, in normal adults and, to a lesser degree, in normal prepubertal children, GnRH administration results in increased serum LH, FSH, and alpha-subunit levels. This response is greatly attenuated in patients with HH, particularly regarding the post-GnRH rise in alpha-subunit concentrations. | PEDIATRIC < or =5 days: < or =50 ng/mL 6 days-12 weeks: < or =10 ng/mL 3 months-17 years: < or =1.2 ng/mL Tanner II-IV*: < or =1.2 ng/mL ADULTS Males: < or =0.5 ng/mL Premenopausal females: < or =1.2 ng/mL Postmenopausal females: < or =1.8 ng/mL Pediatric and adult reference values based on Mayo studies. *Puberty onset (transition from Tanner stage I to Tanner stage II) occurs for boys at a median age of 11.5 (+/-2) years and for girls at a median age of 10.5 (+/-2) years. There is evidence that it may occur up to 1 year earlier in obese girls and in African American girls. For boys, there is no proven relationship between puberty onset and body weight or ethnic origin. Progression through Tanner stages is variable. Tanner stage V (adult) should be reached by age 18. | In the case of pituitary adenomas that do not produce significant amounts of intact tropic hormones, diagnostic differentiation between sellar- and suprasellar tumors of non-pituitary origin (eg, meningiomas or craniopharyngiomas) can be difficult. In addition, if such nonsecreting adenomas are very small, they can be difficult to distinguish from physiological pituitary enlargements. In a proportion of these cases, free alpha-subunit may be elevated, aiding in diagnosis. Overall, 5% to 30% of pituitary adenomas produce measurable elevation in serum free alpha-subunit concentrations. There is also evidence that an exuberant free alpha-subunit response to thyrotropin-releasing hormone (TRH) administration may occur in some pituitary adenoma patients that do not have elevated baseline free alpha-subunit levels. A more than 2-fold increase in free alpha-subunit serum concentrations at 30 to 60 minutes following intravenous administration of 500 mcg of TRH is generally considered abnormal, but some investigators consider any increase of serum free alpha-subunit that exceeds the reference range as abnormal. TRH testing is not performed in the laboratory but in specialized clinical testing units under the supervision of a physician. In pituitary tumors patients with pre-treatment elevations of serum free alpha-subunit, successful treatment is associated with a reduction of serum free alpha-subunit levels. Failure to lower levels into the normal reference range may indicate incomplete cure, and secondary rises in serum free alpha-subunit levels can indicate tumor recurrence. Small thyrotropin (TSH)-secreting pituitary tumors are difficult to distinguish from thyroid hormone resistance. Both types of patients may appear clinically euthyroid or mildly hyperthyroid and may have mild-to-modest elevations in peripheral thyroid hormone levels along with inappropriately (for the thyroid hormone level) detectable TSH, or mildly-to-modestly elevated TSH. Elevated serum free alpha-subunit levels in such patients suggest a TSH secreting tumor, but mutation screening of the thyroid hormone receptor gene may be necessary for a definitive diagnosis. Constitutional delay of puberty (CDP) is a benign, often familial condition in which puberty onset is significantly delayed but eventually occurs and then proceeds normally. By contrast, hypogonadotrophic hypogonadism (HH) represents a disease state characterized by lack of gonadotropin production. Its causes are varied, ranging from idiopathic over specific genetic abnormalities to hypothalamic and pituitary inflammatory or neoplastic disorders. In children, it results in complete failure to enter puberty without medical intervention. CDP and HH can be extremely difficult to distinguish from each other. Intravenous administration of 100 mcg gonadotropin releasing hormone (GnRH) results in much more substantial rise in free alpha-subunit levels in CDP patients, compared with HH patients. A greater than 6-fold rise at 30- or 60-minutes post-injection is seen in more than 75% of patients with CDP, while a less than 2-fold rise appears diagnostic of HH. Increments between 2- and 6-fold are nondiagnostic. GnRH testing is not performed in the laboratory but in specialized clinical testing units under the supervision of a physician. | False-positive elevations in serum free alpha-subunit levels may be seen in some women if blood specimens are drawn within 24 hours of ovulation. Patients with end-stage kidney failure may have serum free alpha-subunit concentrations of up to 6-times the upper limit of reference range. Elevated alpha-subunit results on patients with elevated thyrotropin (TSH) should be interpreted with caution due to TSH cross-reactivity with the assay. Assisted reproduction involving ovarian hyperstimulation or in vitro fertilization may be associated with the elevation in serum free alpha-subunit levels. Pregnancy is associated with very substantial, physiological elevations in serum free alpha-subunit levels, paralleling chorionic gonadotropin (hCG) secretion. This test should not be ordered on pregnant patients. Thyrotropin-releasing hormone and gonadotropin releasing hormone testing are not performed in the laboratory, but in specialized clinical testing units under the supervision of a physician. | 1. Preissner CM, Klee GG, Scheithauer BW, Abboud CF. Free alpha subunit of the pituitary glycoprotein hormones. Measurement in serum and tissue of patients with pituitary tumors. Am J Clin Pathol. 1990;94(4):417-421 2. Samejima N, Yamada S, Takada K, et al. Serum alpha-subunit levels in patients with pituitary adenomas. Clin Endocrinol. 2001:54(4):479-484 3. Mainieri AS, Elnecave RH. Usefulness of the free alpha-subunit to diagnose hypogonadotropic hypogonadism. Clin Endocrinol. 2003;59(3):307-313 4. Socin HV, Chanson P, Delemer B, et al. The changing spectrum of TSH-secreting pituitary adenomas: diagnosis and management in 43 patients. Eur J Endocrinol. 2003;148(4):433-442 5. Solarski M, Rotondo F, Syro LV,Cusimano MD,Kovacs K.Alpha subunit in clinically non-functioning pituitary adenomas: An immunohistochemical study.Pathol Res Pract.2017;213(9):1130-1133 | Alpha-subunit pituitary glycoprotein hormone is measured using an immunochemiluminescent assaysandwich procedure. Standards, controls, and specimens are first incubated with monoclonal antibody-coated beads for 2 hours. After washing, a different monoclonal antibody labeled with acridinium ester is added and incubated for 1 hour. After washing, the beads (with attached labeled antibody) are counted in a luminometer. The resulting chemiluminescent light units are directly proportional to the amount of alpha-subunit pituitary glycoprotein hormone present in the sample.(Unpublished Mayo method) | 2 to 8 days | 14 days | This test was developed and its performance characteristics determined by Mayo Clinic in a manner consistent with CLIA requirements. It has not been cleared or approved by the US Food and Drug Administration. | 82397 | AlphaSubunit Pituitary Tumor Marker | 14170-5 | 9003 | AlphaSubunit Pituitary Tumor Marker | 14170-5
ABCRS | Alpha/Beta Crystallin IHC, Technical Component Only | Characterization of neuroectodermal tumors | Immunohistochemistry (IHC) | Yes | A/B Crystallin IHC, Tech Only | For the initial technical component only immunohistochemical (IHC) stain performed, the appropriate bill-only test ID will be reflexed and charged (IHTOI). For each additional technical component only IHC stain performed, an additional bill-only test ID will be reflexed and charged (IHTOA). | Supplies:Immunostain Technical Only Envelope (T693) Specimen Type:Tissue Container/Tube:Immunostain Technical Only Envelope Preferred:2 Unstained positively charged glass slide (25- x 75- x 1-mm) per test ordered; sections 4-microns thick. Acceptable:Formalin-fixed, paraffin-embedded (FFPE) tissue block |  | Alpha-beta crystallin is a lens protein and a member of the superfamily of small heat shock proteins. It is expressed in a variety of tissues, such as skeletal muscle, cardiac muscle, smooth muscle, renal tubular epithelium, Schwann cells, glial cells, thyroid epithelium, colonic epithelium, and stratified squamous epithelium. It is also found in ubiquitinated intermediate filament inclusion bodies, such as Lewy bodies (neurofilaments), Rosenthal fibers (glial filaments), and Mallory bodies (cytokeratins) present in certain disease states. |  | This test does not include pathologist interpretation, only technical performance of the stain. If interpretation is required, order PATHC / Pathology Consultation for a full diagnostic evaluation or second opinion of the case. The positive and negative controls are verified as showing appropriate immunoreactivity and documentation is retained at Mayo Clinic Rochester. If a control tissue is not included on the slide, a scanned image of the relevant quality control tissue is available upon request; call 855-516-8404. Interpretation of this test should be performed in the context of the patient's clinical history and other diagnostic tests by a qualified pathologist. | Age of a cut paraffin section can affect immunoreactivity. Stability thresholds vary widely among published literature and are antigen-dependent. Best practice is for paraffin sections to be cut within 6 weeks. | 1. Romi F, Helgeland G, Gilhus NE. Heat-shock proteins in clinical neurology. Eur Neurol. 2011;66(2):65-69 2. Fort PE, Lampi KJ. New focus on alpha-crystallins in retinal neurodegenerative diseases. Exp Eye Res. 2011;92(2):98-103 3. Pinder SE, Balsitis M, Ellis IO, et al. The expression of alpha B-crystallin in epithelial tumours: a useful tumour marker? J Pathol. 1994;174(3):209-215 4. Leach IH, Tsang ML, Church RJ, Lowe J. Alpha-B crystallin in the normal human myocardium and cardiac conducting system. J Pathol. 1994;173(3):255-260 5. Lowe J, McDermott H, Pike I, et al. Alpha B crystallin expression in non-lenticular tissues and selective presence in ubiquitinated inclusion bodies in human disease. J Pathol. 1992;166(1):61-68 6. Iwaki T, Wisniewski T, Iwaki A, et al. Accumulation of alpha B-crystallin in central nervous system glia and neurons in pathologic conditions. Am J Pathol. 1992;140(2):345-356 7. Magaki S, Hojat SA, Wei B, So A, Yong WH. An introduction to the performance of immunohistochemistry. Methods Mol Biol. 2019;1897:289-298. doi:10.1007/978-1-4939-8935-5_25 | Immunohistochemistry on sections of paraffin-embedded tissue.(Unpublished Mayo method) | 1 to 3 days | Until staining is complete. | This test has been cleared, approved, or is exempt by the US Food and Drug Administration and is used per manufacturer's instructions. Performance characteristics were verified by Mayo Clinic in a manner consistent with CLIA requirements. | 88342-TC, primary88341-TC, if additional IHC | A/B Crystallin IHC, Tech Only | Order only;no result | 70907 | A/B Crystallin IHC, Tech Only | Bill only; no result
ALPRT | Alport (Collagen IV Alpha 5 and Alpha 2) Immunofluorescent Stain, Renal Biopsy | Assisting in the diagnosis of hereditary nephritis (Alport syndrome) | Direct Immunofluorescence | Yes | ALPORT Immunofluorescence | Special | Preferred: Frozen tissue Supplies: Renal Biopsy Kit (T231) Specimen Type: Kidney tissue Container/Tube: Transport medium (Michel's or Zeus media), frozen tissue Specimen Volume: Entire specimen Collection Instructions: 1. Collect specimens according to the instructions inRenal Biopsy Procedure for Handling Tissue for Light Microscopy, Immunofluorescent Histology, and Electron Microscopy. 2. If standard immunoglobulin and complement immunofluorescence has already been performed, submit the residual frozen tissue (must contain glomeruli) on dry ice. Acceptable: Frozen tissue Slides: 2 Frozen tissue unstained positively charged glass slides (25-x75-x1-mm) per test ordered; sections 4-microns thick, submitted on dry ice Specimen Type: Skin tissue Container/Tube: Transport medium (Michel's or Zeus media) Specimen Volume: Entire specimen Collection Instructions: Submit punch biopsy in Zeus/Michel's media. |  | Alport syndrome is a hereditary disease of basement membrane collagen type IV. Variants in collagen IV alpha genes cause characteristic abnormal immunofluorescence staining patterns within the glomerular basement membrane. Alport syndrome is characterized by hematuria, proteinuria, progressive kidney failure, and high-tone sensorineural hearing loss. | An interpretive report will be provided. | This test, (when not accompanied by a pathology consultation request) will be reported as: 1) Normal pattern 2) Consistent with X-linked hereditary nephritis 3) Consistent with autosomal hereditary nephritis If additional interpretation or analysis is needed, request PATHC / Pathology Consultation along with this test and send the corresponding renal pathology light microscopy and immunofluorescence (IF) slides (or IF images on a CD), electron microscopy images (prints or CD), and the pathology report. | Approximately one-third of patients with established hereditary nephritis based on typical ultrastructural findings and family history show loss of glomerular basement membrane or epidermal basement membrane staining for the alpha 5 chain of type IV collagen. Therefore, a normal staining pattern does not exclude the diagnosis of hereditary nephritis. Because alpha 3 and alpha 4 chains of type IV collagen are not expressed in the epidermal basement membranes, patients with autosomal hereditary nephritis have preserved staining for alpha 5 on epidermal basement membranes and, therefore, skin biopsy cannot exclude autosomal hereditary nephritis. | 1. Kagawa M, Kishiro Y, Naito I, et al: Epitope-defined monoclonal antibodies against type-IV collagen for diagnosis of Alport's syndrome. Nephrol Dial Transplant. 1997 Jun;12(6):1238-1241 2. Hashimura Y, Nozu K, Nakanishi K, et al:Milder clinical aspects of X-linked Alport syndrome in men positive for the collagen IV alpha 5 chain. Kidney Int. 2014;85(5):1208-1213 3. Kamiyoshi N, Nozu K, Fu XJ, et al:Genetic, clinical, and pathologic backgrounds of patients with autosomal dominant Alport syndrome. Clin J Am Soc Nephrol. 2016 Aug 8;11(8):1441-1449 4. Said SM, Fidler ME, Valeri AM, et al: Negative staining for COL4A5 correlates with worse prognosis and more severe ultrastructural alterations in males with Alport syndrome. Kidney Int Rep. 2016; Sep 29;2(1):44-52 | Direct immunofluorescence staining on sections of fresh/frozen tissue.(Unpublished Mayo method) | 1 to 2 days |  | This test was developed and its performance characteristics determined by Mayo Clinic in a manner consistent with CLIA requirements. It has not been cleared or approved by the US Food and Drug Administration. | 88346 | ALPORT Immunofluorescence | In Process | 71848 | Case Number | 80398-1
ALPGP | Alport Syndrome Gene Panel, Varies | Providing a genetic evaluation for patients with a personal or family history suggestive of Alport syndrome Establishing a diagnosis of Alport syndrome | Sequence Capture Next-Generation Sequencing (NGS)/Sanger Sequencing | Yes | Alport Syndrome Gene Panel | Varies | Patient Preparation:A previous bone marrow transplant from an allogenic donor will interfere with testing. Call 800-533-1710 for instructions for testing patients who have received a bone marrow transplant. Container/Tube: Preferred:Lavender top (EDTA) or yellow top (ACD) Acceptable:Any anticoagulant Specimen Volume:3 mL Collection Instructions: 1. Invert several times to mix blood. 2. Send whole blood specimen in original tube.Do notaliquot. Specimen Stability Information:Ambient (preferred)/Refrigerated | 1 mL | Alport syndrome (AS) is a genetic disorder characterized by kidney disease, sensorineural hearing loss, and ocular findings. The disease spectrum, severity, and progression are variable; in many cases, kidney disease progresses to kidney failure.(1) The genes associated with AS form the collagen IV alpha 345 network of basement membranes and have 3 different modes of inheritance. Disease-causing variants in theCOL4A5gene cause X-linked AS (XLAS) and account for approximately two thirds of disease.(1) In hemizygous male patients, XLAS tends to be more severe, while heterozygous female patients typically have a milder presentation (usually only hematuria).(2) Autosomal recessive AS (ARAS) accounts for approximately 15% of cases and is caused by biallelic disease-causing variants inCOL4A3orCOL4A4.(3) Some carriers of ARAS may develop thin basement membrane nephropathy. Digenic inheritance with disease-causing variants in bothCOL4A3andCOL4A4has also been reported.(4) Autosomal dominant AS, caused by heterozygous disease-causing variants inCOL4A3orCOL4A4, accounts for approximately 20% of cases and tends to exhibit slower disease progression (1,5) Large deletions that span the adjacent 5' ends ofCOL4A5andCOL4A6are associated with a contiguous gene syndrome characterized by AS and diffuse leiomyomatosis in the esophagus, however, disease-causingCOL4A6variants do not appear to be associated with isolated Alport syndrome.(6) | An interpretive report will be provided. | All detected variants are evaluated according to American College of Medical Genetics and Genomics recommendations.(7) Variants are classified based on known, predicted, or possible pathogenicity and reported with interpretive comments detailing their potential or known significance. | Clinical Correlations: Test results should be interpreted in the context of clinical findings, family history, and other laboratory data. Misinterpretation of results may occur if the information provided is inaccurate or incomplete. If testing was performed because of a clinically significant family history, it is often useful to first test an affected family member. Detection of a reportable variant in an affected family member would allow for more informative testing of at-risk individuals. To discuss the availability of additional testing options or for assistance in the interpretation of these results, contact the Mayo Clinic Laboratories genetic counselors at 800-533-1710. Technical Limitations: Next-generation sequencing may not detect all types of genomic variants. In rare cases, false-negative or false-positive results may occur. The depth of coverage may be variable for some target regions; assay performance below the minimum acceptable criteria or for failed regions will be noted. Given these limitations, negative results do not rule out the diagnosis of a genetic disorder. If a specific clinical disorder is suspected, evaluation by alternative methods can be considered. There may be regions of genes that cannot be effectively evaluated by sequencing or deletion and duplication analysis as a result of technical limitations of the assay, including regions of homology, high guanine-cytosine (GC) content, and repetitive sequences. Confirmation of select reportable variants will be performed by alternate methodologies based on internal laboratory criteria. This test is validated to detect 95% of deletions up to 75 base pairs (bp) and insertions up to 47 bp. Deletions-insertions (delins) of 40 or more bp, including mobile element insertions, may be less reliably detected than smaller delins. Deletion/Duplication Analysis: This analysis targets single and multi-exon deletions/duplications; however, in some instances single exon resolution cannot be achieved due to isolated reduction in sequence coverage or inherent genomic complexity. Balanced structural rearrangements (such as translocations and inversions) may not be detected. This test is not designed to detect low levels of mosaicism or to differentiate between somatic and germline variants. If there is a possibility that any detected variant is somatic, additional testing may be necessary to clarify the significance of results. Genes may be added or removed based on updated clinical relevance. Refer to theTargeted Genes and Methodology Details for Alport Syndrome Gene Panelfor the most up to date list of genes included in this test. For detailed information regarding gene specific performance and technical limitations, see Method Description or contact a laboratory genetic counselor. If the patient has had an allogeneic hematopoietic stem cell transplant or a recent blood transfusion, results may be inaccurate due to the presence of donor DNA. Call Mayo Clinic Laboratories for instructions for testing patients who have received a bone marrow transplant. Reclassification of Variants: At this time, it is not standard practice for the laboratory to systematically review previously classified variants on a regular basis. The laboratory encourages healthcare providers to contact the laboratory at any time to learn how the classification of a particular variant may have changed over time. Variant Evaluation: Evaluation and categorization of variants are performed using published American College of Medical Genetics and Genomics and the Association for Molecular Pathology recommendations as a guideline.(7) Other gene-specific guidelines may also be considered. Variants are classified based on known, predicted, or possible pathogenicity and reported with interpretive comments detailing their potential or known significance. Variants classified as benign or likely benign are not reported. Multiple in silico evaluation tools may be used to assist in the interpretation of these results. The accuracy of predictions made by in silico evaluation tools is highly dependent upon the data available for a given gene, and periodic updates to these tools may cause predictions to change over time. Results from in silico evaluation tools are interpreted with caution and professional clinical judgement. Rarely, incidental findings or secondary findings may implicate another predisposition or presence of active disease. Incidental findings may include, but are not limited to, results related to the sex chromosomes. These findings will be carefully reviewed to determine whether they will be reported. | 1. Kashtan CE: Alport syndrome. In: Adam MP, Ardinger HH, Pagon RA, et al., eds. GeneReviews [Internet]. University of Washington, Seattle; 2001. Updated February 21, 2019. Accessed June 6, 2022. Available at www.ncbi.nlm.nih.gov/books/NBK1207/ 2. Jais JP, Knebelmann B, Giatras I, et al: X-linked Alport syndrome: natural history and genotype-phenotype correlations in girls and women belonging to 195 families: a European Community Alport Syndrome Concerted Action study. J Am Soc Nephrol. 2003 Oct;14(10):2603-2610 3. Gubler MC, Knebelmann B, Beziau A, et al: Autosomal recessive Alport syndrome: immunohistochemical study of type IV collagen chain distribution. Kidney Int. 1995 Apr;47(4):1142-1147 4. Mencarelli MA, Heidet L, Storey H, et al: Evidence of digenic inheritance in Alport syndrome. J Med Genet. 2015 Mar;52(3):163-174 5. van der Loop FT, Heidet L, Timmer ED, et al: Autosomal dominant Alport syndrome caused by a COL4A3 splice site mutation. Kidney Int. 2000 Nov;58(5):1870-1875 6. Nozu K, Minamikawa S, Yamada S, et al: Characterization of contiguous gene deletions in COL4A6 and COL4A5 in Alport syndrome-diffuse leiomyomatosis. J Hum Genet. 2017 Jul;62(7):733-735 7. Richards S, Aziz N, Bale S, et al: Standards and guidelines for the interpretation of sequence variants: a joint consensus recommendation of the American College of Medical Genetics and Genomics and the Association for Molecular Pathology. Genet Med. 2015 May;17(5):405-424 | Next-generation sequencing (NGS) and Sanger sequencing are performed to test for the presence of variants in coding regions and intron/exon boundaries of the genes analyzed, as well as some other regions that have known disease-causing variants. The human genome reference GRCh37/hg19 build was used for sequence read alignment. At least 99% of the bases are covered at a read depth over 30X. Sensitivity is estimated at above 99% for single nucleotide variants, above 94% for deletions-insertions (delins) less than 40 base pairs (bp), above 95% for deletions up to 75 bp and insertions up to 47 bp. NGS and/or a polymerase chain reaction based quantitative method is performed to test for the presence of deletions and duplications in the genes analyzed. There may be regions of genes that cannot be effectively evaluated by sequencing or deletion and duplication analysis as a result of technical limitations of the assay, including regions of homology, high guanine-cytosine (GC) content, and repetitive sequences. SeeTargeted Genes and Methodology Details for Alport Syndrome Gene Panelfor details regarding the targeted genes analyzed for each test and specific gene regions not covered.(Unpublished Mayo method) Confirmation of select reportable variants may be performed by alternate methodologies based on internal laboratory criteria. Genes analyzed:COL4A3,COL4A4,COL4A5,COL4A6 | 28 to 42 days | Whole blood: 2 weeks (if available); Extracted DNA: 3 months | This test was developed and its performance characteristics determined by Mayo Clinic in a manner consistent with CLIA requirements. It has not been cleared or approved by the US Food and Drug Administration. | 8140781408 x 281479 (if appropriate for government payers) | Alport Syndrome Gene Panel | 51966-0 | 618057 | Released By | 18771-6
FALPX | Alprazolam (Xanax) |  | Liquid Chromatography/Tandem Mass Spectrometry (LC/MS/MS) | Yes | Alprazolam (Xanax) | Varies | Submit only 1 of the following specimens: Serum Draw blood in a plain, red-top tube(s), serum gel tube is not acceptable. Spin down and send 2 mL of serum refrigerated in a plastic vial. Plasma Draw blood in a green-top sodium heparin tube(s), plasma gel tube is not acceptable. Spin down and send 2 mL of plasma refrigerated in a plastic vial. | 1.0 mL |  | 5 – 25 ng/mL Reporting Limit: 2.0 ng/mL |  |  |  |  | 5 to 9 days |  | In-house validated method | 80346 | Alprazolam (Xanax) | 59611-4 | FALPX | Alprazolam (Xanax) | 59611-4
ALTN | Alternaria tenuis, IgE, Serum | Establishing a diagnosis of an allergy toAlternaria tenuis Defining the allergen responsible for eliciting signs and symptoms Identifying allergens: -Responsible for allergic response and/or anaphylactic episode -To confirm sensitization prior to beginning immunotherapy -To investigate the specificity of allergic reactions to insect venom allergens, drugs, or chemical allergens | Fluorescence Enzyme Immunoassay (FEIA) | Yes | Alternaria Tenuis, IgE | Serum | Collection Container/Tube: Preferred:Serum gel Acceptable:Red top Submission Container/Tube:Plastic vial Specimen Volume:0.5 mL for every 5 allergens requested Collection Instructions:Centrifuge and aliquot serum into a plastic vial. | For 1 allergen: 0.3 mL For more than 1 allergen: (0.05 mL x number of allergens) + 0.25 mL deadspace | Clinical manifestations of immediate hypersensitivity (allergic) diseases are caused by the release of proinflammatory mediators (histamine, leukotrienes, and prostaglandins) from IgE-sensitized effector cells (mast cells and basophils) when cell-bound IgE antibodies interact with an allergen. In vitro serum testing for IgE antibodies provides an indication of the immune response to allergens that may be associated with allergic disease. The allergens chosen for testing often depend upon the age of the patient, history of allergen exposure, season of the year, and clinical manifestations. In individuals predisposed to develop allergic disease, the sequence of sensitization and clinical manifestations proceed as follows: eczema and respiratory disease (rhinitis and bronchospasm) in infants and children less than 5 years due to food sensitivity (milk, egg, soy, and wheat proteins) followed by respiratory disease (rhinitis and asthma) in older children and adults due to sensitivity to inhalant allergens (dust mite, mold, and pollen inhalants). | Class,IgE kU/L,Interpretation, 0,<0.10,Negative, 0/1,0.10-0.34,Borderline/equivocal, 1,0.35-0.69,Equivocal, 2,0.70-3.49,Positive, 3,3.50-17.4,Positive, 4,17.5-49.9,Strongly positive, 5,50.0-99.9,Strongly positive, 6,> or =100,Strongly positive, | Detection of IgE antibodies in serum (class 1 or greater) indicates an increased likelihood of allergic disease as opposed to other etiologies and defines the allergens that may be responsible for eliciting signs and symptoms. The level of IgE antibodies in serum varies directly with the concentration of IgE antibodies expressed as a class score or kU/L. | Testing for IgE antibodies is not useful in patients previously treated with immunotherapy to determine if residual clinical sensitivity exists or in patients in whom the medical management does not depend upon identification of allergen specificity. Some individuals with clinically insignificant sensitivity to allergens may have measurable levels of IgE antibodies in serum, and test results must be interpreted in the clinical context. False-positive results for IgE antibodies may occur in patients with markedly elevated serum IgE (>2500 kU/L) due to nonspecific binding to allergen solid phases. | Homburger HA, Hamilton RG: Allergic diseases. In: McPherson RA, Pincus MR, eds. Henry's Clinical Diagnosis and Management by Laboratory Methods. 23rd ed. Elsevier; 2017:1057-1070 | Specific IgE from the patient's serum reacts with the allergen of interest, which is covalently coupled to an ImmunoCAP. After washing away nonspecific IgE, enzyme-labeled anti-IgE antibody is added to form a complex. After incubation, unbound anti-IgE is washed away, and the bound complex incubated with a developing agent. After stopping the reaction, the fluorescence of the eluate is measured. Fluorescence is proportional to the amount of specific IgE present in the patient's sample (ie, the higher the fluorescence value, the more IgE antibody is present).(Package insert: ImmunoCAP System Specific IgE FEIA. Phadia; Rev 06/2020) | Same day/1 to 3 days | 14 days | This test has been cleared, approved, or is exempt by the US Food and Drug Administration and is used per manufacturer's instructions. Performance characteristics were verified by Mayo Clinic in a manner consistent with CLIA requirements. | 86003 | Alternaria Tenuis, IgE | 6020-2 | ALTN | Alternaria Tenuis, IgE | 6020-2
AH50 | Alternative Complement Pathway, Functional, Serum | Investigation of suspected alternative pathway complement deficiency, atypical hemolytic uremic syndrome, C3 glomerulonephritis, dense-deposit disease | Enzyme-Linked Immunosorbent Assay (ELISA) | Yes | Alternative Complement Path Func, S | Serum Red | Patient Preparation:Patient should be fasting. Supplies:Sarstedt 5 mL Aliquot Tube (T914) Collection Container/Tube:Red top (serum gel/SST arenot acceptable) Submission Container/Tube:Plastic vial Specimen Volume:1 mL Collection Instructions: 1. Immediately after specimen collection, place the tube on wet ice. 2. Centrifuge at 4 degrees C and aliquot serum into 5 mL plastic vial. 3. Freeze specimen within 30 minutes. | 0.2 mL | Complement proteins are components of the innate immune system. There are 3 pathways to complement activation: 1. The classical pathway 2. The alternative (or properdin) pathway 3. The lectin (or mannose-binding lectin, MBL) pathway The total complement (CH50) assay (COM / Complement, Total, Serum) assesses the classical complement pathway including early components that activate the pathway in response to immune complexes (C1q, C2 and C4), as well as the terminal complement components (C3, C5, C6, C7, C8, C9) involved in the formation of the membrane attack complex (MAC). The CH50 assay will be abnormal if there are specific hereditary or acquired C1-C9 complement component deficiencies or if there is consumption of complement due to immune (or autoimmune) complexes. This assay is a screening test for complement abnormalities in the alternative pathway. The alternative complement (AH50) pathway shares C3 and C5-C9 components but has unique early complement components designated factors D, B, and properdin, as well as control proteins factor H and factor I. This pathway can be activated by spontaneous hydrolysis of C3 or by microbial polysaccharides and does not require immune complex formation. Patients with disseminated infections with pyogenic bacteria in the presence of a normal CH50 may have a decreased AH50 due to hereditary or acquired deficiencies of the alternative pathway. Patients with deficiencies in the alternative pathway factors (D, B, properdin, H, and I) or late complement components (C3, C5-C9) are highly susceptible to recurrent Neisserial meningitis. The use of the CH50 and AH50 assays allow identification of the specific pathway abnormality. Functional testing for complement pathways activity is indicated in the study of complement components deficiency, where testing serves as a first-tier screening, or in the study of complement dysregulation. Complement dysregulation is a general grouping of complement conditions where there is loss of control of the complement cascade with over-activation. In several cases, the complement system will attack the host and the over-activation of the complement cascade may cause disease. Over-activation of the alternative pathway usually presents with renal function impairment, in rare conditions such as atypical hemolytic uremic syndrome and C3 glomerulopathies (dense deposit disease and C3 glomerulonephritis). The use of complement inhibitor therapies such as eculizumab and ravulizumab will result in the blocking of C5. C5 is necessary for the AH50 test to progress until the formation of the MAC. Hence, in the presence of eculizumab or ravulizumab, AH50 results will be decreased or undetectable. | > or =46% normal | Absent complement alternative pathway (AH50) in the presence of a normal total hemolytic complement (CH50) suggests an alternative pathway component deficiency. Normal AH50 with absent CH50 suggests an early (C1, C2, C4) classic pathway deficiency. Absent AH50 and CH50 suggests a late (C3, C5, C6, C7, C8, C9) component deficiency or complement consumption. Absent AH50 and CH50 in the presence of a normal C3 and C4 suggests a late (C5, C6, C7, C8, C9) component deficiency. Normal CH50 and AH50 in the presence of recurrent infection and continued suspicion of complement deficiency, suggest testing for lectin pathway function. | This assay is a functional test and is dependent on correct sampling, storage, and shipping conditions. Both degradation by temperature and consumption of complement components will lead to false low function results. These are difficult to differentiate from real complement dysregulation. While preanalytic handling can lead to false-positive results, it is far less likely that it would lead to false-normal results. If more than one component is measured as low, it is important to look for technical errors. Complement testing may be ordered in several circumstances where standard treatment includes plasmapheresis or plasma exchange. The procedure itself, if traumatic, may activate complement so may not reflect what is going on with the patient's complement system. The recommendation is to collect blood prior to the plasma exchange whenever possible. Functional results inconsistent with the clinical history should be verified with a new blood draw. Specimens should be frozen immediately after collection. Long term stability is optimal when the sample is kept at -70 degrees Celsius or lower prior to testing. | 1. Frank MM: Medical intelligence current concepts: complement in the pathophysiology of human disease. N Engl J Med. 1987;316:1525-1530. doi: 10.1056/NEJM198706113162407 2. Thurman JM, Holers VM: Brief reviews: the central role of the alternative complement pathway in human disease. J Immunol. 2006;176:1305-1310. doi: 10.4049/jimmunol.176.3.1305 3. Frank MM: Complement deficiencies. Pediatr Clin North Am. 2000;47(6):1339-1354. doi: 10.1016/s0031-3955(05)70274-1 4. Go RS, Winters JL, Leung N, et al: Thrombotic microangiopathy care pathway: A consensus statement for the Mayo Clinic Complement Alternative Pathway-Thrombotic Microangiopathy (CAP-TMA) Disease-Oriented Group. Mayo Clin Proc. 2016;91(9):1189-1211. doi: 10.1016/j.mayocp.2016.05.015 5. Willrich MAV, Andreguetto BD, Sridharan M, et al: The impact of eculizumab on routine complement assays. J Immunol Methods. 2018;460:63-71. doi: 10.1016/j.jim.2018.06.010 | The Wieslab enzyme-linked immunosorbent assay (ELISA) complement assay for the alternative pathway combines principles of the hemolytic assay for complement activation with the use of labeled antibodies specific for neoantigens produced as a result of complement activation. The micro titer plate strips are coated with lipopolysaccharide. Patient serum is diluted in diluent containing specific blocker to ensure that only the alternative pathway is activated. During the first incubation, the diluted patient serum in the wells is activated by the coating. The wells are then washed and C5b-9 (membrane attack complex: MAC) is detected with a specific alkaline phosphatase labeled antibody to the neoantigen expressed during MAC formation. After a final wash, an alkaline phosphatase substrate is added. The amount of alternative pathway complement activity correlates with the color intensity of the solution and is measured in terms of absorbance (optical density).(Frazer-Abel A, Sepiashvili L, Mbughuni MM, Willrich MA: Overview of laboratory testing and clinical presentations of complement deficiencies and dysregulation. Adv Clin Chem. 2016;77:1-75. doi: 10.1016/bs.acc.2016.06.001) | 3 to 5 days | 14 days | This test was developed and its performance characteristics determined by Mayo Clinic in a manner consistent with CLIA requirements. It has not been cleared or approved by the US Food and Drug Administration. | 86161 | Alternative Complement Path Func, S | 74520-8 | 88676 | Alternative Complement Path Func, S | 74520-8
ALU | Aluminum, 24 Hour, Urine | Monitoring aluminum exposure Preferred matrix for assessment of exposure in patients with normal kidney function since rapidly filtered by kidneys Monitoring metallic prosthetic implant wear This test isnot an acceptable substitutefor serum aluminum measurements and isnot recommendedfor routine aluminum screening. | Dynamic Reaction Cell Inductively Coupled Plasma Mass Spectrometry (DRC-ICP-MS) | Yes | Aluminum, 24 Hr, U | Urine | Patient Preparation:High concentrations of gadolinium and iodine are known to interfere with most metal tests. If either gadolinium- or iodine-containing contrast media has been administered,a specimen should not be collected for 96 hours. Supplies:Urine Tubes, 10 mL (T068) Collection Container/Tube:Clean, plastic urine container with no metal cap or glued insert Submission Container/Tube:Plastic urine tube or clean, plastic aliquot container with no metal cap or glued insert Specimen Volume:10 mL Collection Instructions: 1. Collect urine for 24 hours. 2. Refrigerate specimen within 4 hours of completion of 24-hour collection. 3. SeeMetals Analysis Specimen Collection and Transportfor complete instructions. Additional Information:SeeUrine Preservatives-Collection and Transportation for 24-Hour Urine Specimensfor multiple collections. | 0.3 mL | Under normal physiologic conditions, the usual daily dietary intake of aluminum (5-10 mg) is eliminated completely. Excretion is accomplished by avid filtration of aluminum from the blood by the glomeruli of the kidney. Patients in kidney failure lose the ability to clear aluminum and are candidates for aluminum toxicity. Many factors increase the incidence of aluminum toxicity in patients with kidney failure: -Aluminum-laden dialysis water can expose dialysis patients to aluminum. -Aluminum-laden albumin can expose patients to an aluminum burden they cannot eliminate. -The dialysis process is not highly effective at eliminating aluminum. -Aluminum-based phosphate binder gels are administered orally to minimize phosphate accumulation; a small fraction of this aluminum may be absorbed and accumulated. If it is not removed by kidney filtration, aluminum accumulates in the blood where it binds to proteins such as albumin and is rapidly distributed through the body. Aluminum overload leads to accumulation of aluminum at two sites: brain and bone. Brain deposition has been implicated as a cause of dialysis dementia. In bone, aluminum replaces calcium at the mineralization front, disrupting normal osteoid formation. Urine aluminum concentrations are likely to be increased above the reference range in patients with metallic joint prosthesis. Prosthetic devices produced by Zimmer Company and Johnson and Johnson typically are made of aluminum, vanadium, and titanium. This list of products is incomplete, and these products change occasionally; see prosthesis product information for each device for composition details. | 0-17 years: Not established > or =18 years: <13 mcg/24 hours | Daily excretion greater than 10 mcg/24 hours indicates exposure to excessive amounts of aluminum. In kidney failure, the ability of the kidney to excrete aluminum decreases, while the exposure to aluminum increases (aluminum-laden dialysis water, aluminum-laden albumin, and aluminum-laden phosphate binders). Patients receiving chelation therapy with desferrioxamine (for iron- or aluminum-overload states) also excrete considerably more aluminum in their urine than normal. Prosthesis wear is known to result in increased circulating concentration of metal ions.(1) Modest increase (10-20 mcg/24 hours) in urine aluminum concentration is likely to be associated with a prosthetic device in good condition. Urine concentrations above 50 mcg/ 24 hours in a patient with an aluminum-based implant and not undergoing dialysis, suggests significant prosthesis wear. Increased urine trace element concentrations in the absence of corroborating clinical information do not independently predict prosthesis wear or failure. | Falsely increased results may be obtained if the specimen is collected in nonacid-washed polypropylene collection vessels or if metal caps are used to seal the container. Preanalytical steps (specimen collection and transport) are the most likely processes that can affect the quality of trace metals analysis in clinical samples. Specimens must be collected and processed following these instructions:Metals Analysis Specimen Collection and Transport. | 1. Liu TK, Liu SH, Chang CH, Yang RS: Concentration of metal elements in the blood and urine in the patients with cementless total knee arthroplasty. Tohoku J Exp Med. 1998;185:253-262 2. O'Shea S, Johnson DW: Review article: Addressing risk factors in chronic kidney disease mineral and bone disorder: Can we influence patient-level outcomes? Nephrology. 2009;14:416-427 3. Meyer-Baron M, Schuper M, Knapp G, van Thriel C: Occupational aluminum exposure: Evidence in support of its neurobehavioral impact. NeuroToxicology. 2007;28:1068-1078 4. Strathmann FG, Blum LM: Toxic elements. In: Rifai N, Chiu RWK, Young I, Burnham CAD, Wittwer CT, eds. Tietz Textbook of Laboratory Medicine. 7th ed. Elsevier; 2023:455.e55 5. US Department of Health and Human Services, Agency for Toxic Substances and Disease Registry. Toxicological Profile for Aluminum. HHS; 2006. Accessed August 29, 2023. Available at www.atsdr.cdc.gov/toxprofiles/tp22.pdf 6. Willhite CC, Karyakina NA, Yokel RA, et al: Systematic review of potential health risks posed by pharmaceutical, occupational and consumer exposures to metallic and nanoscale aluminum, aluminum oxides, aluminum hydroxide, and its soluble salts. Crit Rev Toxicol. 2014;44 Suppl 4(Suppl 4):1-80. doi:10.3109/10408444.2014.934439 | The metal of interest is analyzed by inductively coupled plasma mass spectrometry.(Unpublished Mayo method) | 2 to 8 days | 14 days | This test was developed and its performance characteristics determined by Mayo Clinic in a manner consistent with CLIA requirements. It has not been cleared or approved by the US Food and Drug Administration. | 82108 | Aluminum, 24 Hr, U | 26707-0 | VL13 | Urine Volume | 3167-4
AL | Aluminum, Serum | Preferred monitoring for aluminum toxicity in patients undergoing dialysis Preferred test for routine aluminum screening Monitoring metallic prosthetic implant wear | Dynamic-Reaction Cell Inductively-Coupled Plasma Mass Spectrometry (DRC-ICP-MS) | Yes | Aluminum, S | Serum | Patient Preparation:High concentrations of gadolinium and iodine are known to interfere with most metal tests. If either gadolinium- or iodine-containing contrast media has been administered,a specimen should not be collected for 96 hours. Supplies: -Metal Free B-D Tube (No Additive), 6 mL (T184) -Metal Free Specimen Vial (T173) Container/Tube:6-mL Plain, royal blue-top Vacutainer plastic trace element blood collection tube Submission Container/Tube:7-mL Metal-free, screw-capped, polypropylene vial Specimen Volume:1.2 mL Collection Instructions:SeeMetals Analysis Specimen Collection and Transportfor complete instructions. | 0.3 mL | Under normal physiologic conditions, the usual daily dietary intake of aluminum (5-10 mg) is eliminated completely. Excretion is accomplished by avid filtration of aluminum from the blood by the glomeruli of the kidney. Patients in kidney failure lose the ability to clear aluminum and are candidates for aluminum toxicity. Many factors increase the incidence of aluminum toxicity in patients with kidney failure: -Aluminum-laden dialysis water can expose dialysis patients to aluminum. -Aluminum-laden albumin can expose patients to an aluminum burden they cannot eliminate. -The dialysis process is not highly effective at eliminating aluminum. -Aluminum-based phosphate binder gels are administered orally to minimize phosphate accumulation; a small fraction of this aluminum may be absorbed and accumulated. If it is not removed by kidney filtration, aluminum accumulates in the blood where it binds to proteins such as albumin and is rapidly distributed through the body. Aluminum overload leads to accumulation of aluminum at two sites: brain and bone. Brain deposition has been implicated as a cause of dialysis dementia. In bone, aluminum replaces calcium at the mineralization front, disrupting normal osteoid formation. Deposition of aluminum in bone also interrupts normal calcium exchange. The calcium in bone becomes unavailable for resorption back into blood under the physiologic control of parathyroid hormone (PTH) and results in secondary hyperparathyroidism. While PTH is typically quite elevated in kidney failure, two different processes may occur: 1) High-turnover bone disease associated with high PTH (>150 pg/mL) and relatively low aluminum (<20 ng/mL) 2) Low-turnover bone disease with lower PTH (<50 pg/mL) and high aluminum (>60 ng/mL). Low-turnover bone disease indicates aluminum intoxication. Serum aluminum concentrations are likely to be increased above the reference range in patients with metallic joint prosthesis. Prosthetic devices produced by Zimmer Company and Johnson and Johnson typically are made of aluminum, vanadium, and titanium. Prosthetic devices produced by Depuy Company, Dow Corning, Howmedica, LCS, PCA, Osteonics, Richards Company, Tricon, and Whiteside, typically are made of chromium, cobalt, and molybdenum. This list of products is incomplete, and these products change occasionally; see prosthesis product information for each device for composition details. | <7 ng/mL <60 ng/mL (dialysis patients) For International System of Units (SI) conversion for Reference Values, seewww.mayocliniclabs.com/order-tests/si-unit-conversion.html | Patients in kidney failure not receiving dialysis therapy invariably have serum aluminum levels above the 60 ng/mL range. McCarthy(1) and Hernandez(2) describe a biochemical profile that is characteristic of aluminum overload disease in dialysis patients: -Patients in kidney failure with no signs or symptoms of osteomalacia or encephalopathy usually had serum aluminum below 20 ng/mL and parathyroid hormone (PTH) concentrations above 150 pg/mL, which is typical of secondary hyperparathyroidism. -Patients with signs and symptoms of osteomalacia or encephalopathy had serum aluminum above 60 ng/mL and PTH concentrations below 50 pg/mL (PTH above the reference range, but low for secondary hyperparathyroidism). -Patients who had serum aluminum above 60 ng/mL but below 100 ng/mL were identified as candidates for later onset of aluminum-overload disease and required aggressive efforts to reduce their daily aluminum exposure. This was done by switching them from aluminum-containing phosphate binders to calcium-containing phosphate binders, by ensuring that their dialysis water had less than 10 ng/mL of aluminum, and ensuring the albumin used during postdialysis therapy was aluminum free. Prosthesis wear is known to result in increased circulating concentration of metal ions.(3) Modest increase (6-10 ng/mL) in serum aluminum concentration is likely to be associated with a prosthetic device in good condition. Serum concentrations above 10 ng/mL in a patient with an aluminum-based implant not undergoing dialysis suggest significant prosthesis wear. Increased serum trace element concentrations in the absence of corroborating clinical information do not independently predict prosthesis wear or failure. | Failure to pay attention to proper specimen collection procedures can cause abnormal results due to specimen contamination, which can lead to misinterpretation and misdiagnosis: -Most of the common evacuated blood collection devices have rubber stoppers that are comprised of aluminum-silicate. Simple puncture of the rubber stopper for blood collection is sufficient to contaminate the specimen with aluminum. Typically, blood drawn in standard evacuated blood tubes will be contaminated by 20 to 60 ng/mL aluminum. -The use of wooden applicator sticks or pipette tips during specimen aliquoting can cause abnormal results due to contamination. -Royal Blue (BD) top tubes can potentially artificially elevate the aluminum value up to 15 ng/mL due to contamination. Interpret results with caution. | 1. McCarthy JT, Milliner DS, Kurtz SB, Johnson WJ, Moyer TP. Interpretation of serum aluminum values in dialysis patients. Am J Clin Pathol. 1986;86(5):629-636 2. Hernandez JD, Wesseling K, Salusky IB. Role of parathyroid hormone and therapy with active vitamin D sterols in renal osteodystrophy. Semin Dial. 2005;18(4):290-295 3. Liu TK, Liu SH, Chang CH, Yang RS. Concentration of metal elements in the blood and urine in the patients with cementless total knee arthroplasty. Tohoku J Exp Med. 1998;185(4):253-262 4. Schwarz C, Sulzbacher R, Oberbauer R. Diagnosis of renal osteodystrophy. Eur J Clin Invest. 2006;36 Suppl 2:13-22 5. Sharma AK, Toussaint ND, Pickering J, Beeston T, Smith ER, Holt SG. Assessing the utility of testing aluminum levels in dialysis patients. Hemodial Int. 2015;19(2):256-262 doi:10.1111/hdi.12231 6. Riihimaki V, Aitio A. Occupational exposure to aluminum and its biomonitoring in perspective. Crit Rev Toxicol. 2012;42(10):827-853 doi:10.3109/10408444.2012.725027 7. Strathmann FG, Blum LM: Toxic elements In: Rifai N, Chiu RWK, Young I, Burnham CAD, Wittwer CT, eds. Tietz Textbook of Laboratory Medicine. 7th ed. Elsevier; 2023:455e55 8. US Department of Health and Human Services, Agency for Toxic Substances and Disease Registry. Toxicological Profile for Aluminum. HHS; 2006. Accessed August 29, 2023. Available at www.atsdr.cdc.gov/toxprofiles/tp22.pdf 9. Willhite CC, Karyakina NA, Yokel RA, et al. Systematic review of potential health risks posed by pharmaceutical, occupational and consumer exposures to metallic and nanoscale aluminum, aluminum oxides, aluminum hydroxide, and its soluble salts. Crit Rev Toxicol. 2014;44 Suppl 4(Suppl 4):1-80. doi:10.3109/10408444.2014.934439 | The metal of interest is analyzed by inductively coupled plasma mass spectrometry.(Unpublished Mayo method) | 2 to 8 days | 14 days | This test was developed and its performance characteristics determined by Mayo Clinic in a manner consistent with CLIA requirements. It has not been cleared or approved by the US Food and Drug Administration. | 82108 | Aluminum, S | 5574-9 | 8373 | Aluminum, S | 5574-9
ALUCR | Aluminum/Creatinine Ratio, Random, Urine | Monitoring aluminum exposure when a 24-hour urine cannot be collected Monitoring metallic prosthetic implant wear when a 24-hour urine cannot be collected This test isnot an acceptable substitutefor serum aluminum measurements and isnot recommendedfor routine aluminum screening. | ALCU: Inductively Coupled Plasma Mass Spectrometry (ICP-MS) CRETR: Enzymatic Colorimetric Assay | Yes | Aluminum/Creat Ratio, Random, U | Urine | Patient Preparation:High concentrations of gadolinium and iodine are known to interfere with most metal tests. If either gadolinium- or iodine-containing contrast media has been administered,a specimen should not be collected for 96 hours. Supplies:Urine Tubes, 10 mL (T068) Collection Container/Tube:Clean, plastic urine collection container Submission Container/Tube:Plastic urine tube or clean, plastic aliquot container with no metal cap or glued insert Specimen Volume:3 mL Collection Instructions: 1. Collect a random urine specimen. 2. SeeMetals Analysis Specimen Collection and Transportfor complete instructions. | 0.7 mL | Under normal physiologic conditions, the usual daily dietary intake of aluminum (5-10 mg) is eliminated completely. Excretion is accomplished by avid filtration of aluminum from the blood by the glomeruli of the kidney. Patients in kidney failure lose the ability to clear aluminum and are candidates for aluminum toxicity. Many factors increase the incidence of aluminum toxicity in patients with kidney failure: -Aluminum-laden dialysis water can expose dialysis patients to aluminum. -Aluminum-laden albumin can expose patients to an aluminum burden they cannot eliminate. -The dialysis process is not highly effective at eliminating aluminum. -Aluminum-based phosphate binder gels are administered orally to minimize phosphate accumulation; a small fraction of this aluminum may be absorbed and accumulated. If it is not removed by kidney filtration, aluminum accumulates in the blood where it binds to proteins such as albumin and is rapidly distributed through the body. Aluminum overload leads to accumulation of aluminum at two sites: brain and bone. Brain deposition has been implicated as a cause of dialysis dementia. In bone, aluminum replaces calcium at the mineralization front, disrupting normal osteoid formation. Urine aluminum concentrations are likely to be increased above the reference range in patients with metallic joint prosthesis. Prosthetic devices produced by Zimmer Company and Johnson and Johnson typically are made of aluminum, vanadium, and titanium. This list of products is incomplete, and these products change occasionally; see prosthesis product information for each device for composition details. | ALUMINUM: 0-17 years: Not established > or =18 years: <14 mcg/g creatinine CREATININE: 16-326 mg/dL Reference values have not been established for patients younger than 18 years of age. | Daily excretion more than 10 mcg/24 hours indicates exposure to aluminum. Prosthesis wear is known to result in increased circulating concentration of metal ions.(1) Modest increase (10-20 mcg/24 hours) in urine aluminum concentration is likely to be associated with a prosthetic device in good condition. Urine concentrations more than 50 mcg/24 hours in a patient with an aluminum-based implant, not undergoing dialysis, suggest significant prosthesis wear. Increased urine trace element concentrations in the absence of corroborating clinical information do not independently predict prosthesis wear or failure. In kidney failure, the ability of the kidney to excrete aluminum decreases, while the exposure to aluminum increases (aluminum-laden dialysis water, aluminum-laden albumin, and aluminum-laden phosphate binders). Patients receiving chelation therapy with desferrioxamine (for iron- or aluminum-overload states) also excrete considerably more aluminum in their urine than normal. | Falsely increased results may be obtained if the specimen is collected in nonacid-washed polypropylene collection vessels or if metal caps are used to seal the container. Preanalytical steps (specimen collection and transport) are the most likely processes that can affect the quality of trace metals analysis in clinical samples. Specimens must be collected and processed following these instructions:Metals Analysis Specimen Collection and Transport. | 1. Liu TK, Liu SH, Chang CH, Yang RS. Concentration of metal elements in the blood and urine in the patients with cementless total knee arthroplasty. Tohoku J Exp Med. 1998;185(4):253-262 2. O'Shea S, Johnson DW. Review article: Addressing risk factors in chronic kidney disease mineral and bone disorder: Can we influence patient-level outcomes? Nephrology. 2009;14(4):416-427 3. Meyer-Baron M, Schuper M, Knapp G, van Thriel C. Occupational aluminum exposure: Evidence in support of its neurobehavioral impact. NeuroToxicology. 2007;28(6):1068-1078 4. Strathmann FG, Blum LM: Toxic elements. In: Rifai N, Chiu RWK, Young I, Burnham CAD, Wittwer CT, eds. Tietz Textbook of Laboratory Medicine. 7th ed. Elsevier; 2023:455.e55 5. US Department of Health and Human Services, Agency for Toxic Substances and Disease Registry. Toxicological Profile for Aluminum. HHS; 2006. Accessed August 29, 2023. Available at www.atsdr.cdc.gov/toxprofiles/tp22.pdf 6. Willhite CC, Karyakina NA, Yokel RA, et al. Systematic review of potential health risks posed by pharmaceutical, occupational and consumer exposures to metallic and nanoscale aluminum, aluminum oxides, aluminum hydroxide, and its soluble salts. Crit Rev Toxicol. 2014;44 Suppl 4(Suppl 4):1-80. doi:10.3109/10408444.2014.934439 | The metal of interest is analyzed by inductively coupled plasma mass spectrometry.(Unpublished Mayo method) Creatinine: The enzymatic method is based on the determination of sarcosine from creatinine with the aid of creatininase, creatinase, and sarcosine oxidase. The liberated hydrogen peroxide is measured via a modified Trinder reaction using a colorimetric indicator. Optimization of the buffer system and the colorimetric indicator enables the creatinine concentration to be quantified both precisely and specifically.(Package insert: Creatinine plus ver 2. Roche Diagnostics; V15.0, 03/2019) | 2 to 8 days | 14 days | This test was developed and its performance characteristics determined by Mayo Clinic in a manner consistent with CLIA requirements. It has not been cleared or approved by the US Food and Drug Administration. | 8257082108 | Aluminum/Creat Ratio, Random, U | 13470-0 | 610839 | Aluminum/Creat Ratio, U | 13470-0
ALCU | Aluminum/Creatinine Ratio, Urine | Measurement of aluminum concentration as a part of assessing for aluminum exposure | Only orderable as part of a profile. For more information see ALUCR / Aluminum/Creatinine Ratio, Random, Urine. Inductively Coupled Plasma Mass Spectrometry (ICP-MS) | Yes | Aluminum/Creat Ratio, U | Urine | Only orderable as part of a profile. For more information see ALUCR / Aluminum/Creatinine Ratio, Random, Urine. Patient Preparation:High concentrations of gadolinium and iodine are known to interfere with most metal tests. If either gadolinium- or iodine-containing contrast media has been administered,a specimen should not be collected for 96 hours. Supplies:Urine Tubes, 10 mL (T068) Collection Container/Tube:Clean, plastic urine collection container Submission Container/Tube:Plastic urine tube or clean, plastic aliquot container with no metal cap or glued insert Specimen Volume:3 mL Collection Instructions: 1. Collect a random urine specimen. 2. SeeMetals Analysis Specimen Collection and Transportfor complete instructions. | 0.7 mL | Under normal physiologic conditions, the usual daily dietary intake of aluminum (5-10 mg) is eliminated completely. Excretion is accomplished by avid filtration of aluminum from the blood by the glomeruli of the kidney. Patients in kidney failure lose the ability to clear aluminum and are candidates for aluminum toxicity. Many factors increase the incidence of aluminum toxicity in patients with kidney failure: -Aluminum-laden dialysis water can expose dialysis patients to aluminum. -Aluminum-laden albumin can expose patients to an aluminum burden they cannot eliminate. -The dialysis process is not highly effective at eliminating aluminum. -Aluminum-based phosphate binder gels are administered orally to minimize phosphate accumulation; a small fraction of this aluminum may be absorbed and accumulated. If it is not removed by kidney filtration, aluminum accumulates in the blood where it binds to proteins such as albumin and is rapidly distributed through the body. Aluminum overload leads to accumulation of aluminum at two sites: brain and bone. Brain deposition has been implicated as a cause of dialysis dementia. In bone, aluminum replaces calcium at the mineralization front, disrupting normal osteoid formation. Urine aluminum concentrations are likely to be increased above the reference range in patients with metallic joint prosthesis. Prosthetic devices produced by Zimmer Company and Johnson and Johnson typically are made of aluminum, vanadium, and titanium. This list of products is incomplete, and these products change occasionally; see prosthesis product information for each device for composition details. | Only orderable as part of a profile.For more information see ALUCR / Aluminum/Creatinine Ratio, Random, Urine. Not applicable | Daily excretion more than 10 mcg/24 hours indicates exposure to aluminum. Prosthesis wear is known to result in increased circulating concentration of metal ions.(1) Modest increase (10-20 mcg/24 hours) in urine aluminum concentration is likely to be associated with a prosthetic device in good condition. Urine concentrations more than 50 mcg/24 hours in a patient with an aluminum-based implant, not undergoing dialysis, suggest significant prosthesis wear. Increased urine trace element concentrations in the absence of corroborating clinical information do not independently predict prosthesis wear or failure. In kidney failure, the ability of the kidney to excrete aluminum decreases, while the exposure to aluminum increases (aluminum-laden dialysis water, aluminum-laden albumin, and aluminum-laden phosphate binders). Patients receiving chelation therapy with desferrioxamine (for iron- or aluminum-overload states) also excrete considerably more aluminum in their urine than normal. | Falsely increased results may be obtained if the specimen is collected in nonacid-washed polypropylene collection vessels or if metal caps are used to seal the container. Preanalytical steps (specimen collection and transport) are the most likely processes that can affect the quality of trace metals analysis in clinical samples. Specimens must be collected and processed following these instructions:Metals Analysis Specimen Collection and Transport. | 1. Liu TK, Liu SH, Chang CH, Yang RS. Concentration of metal elements in the blood and urine in the patients with cementless total knee arthroplasty. Tohoku J Exp Med. 1998;185(4):253-262 2. O'Shea S, Johnson DW. Review article: Addressing risk factors in chronic kidney disease mineral and bone disorder: Can we influence patient-level outcomes? Nephrology. 2009;14(4):416-427 3. Meyer-Baron M, Schuper M, Knapp G, van Thriel C. Occupational aluminum exposure: Evidence in support of its neurobehavioral impact. NeuroToxicology. 2007;28(6):1068-1078 4. Strathmann FG, Blum LM: Toxic elements. In: Rifai N, Chiu RWK, Young I, Burnham CAD, Wittwer CT, eds. Tietz Textbook of Laboratory Medicine. 7th ed. Elsevier; 2023:455.e55 5. US Department of Health and Human Services, Agency for Toxic Substances and Disease Registry. Toxicological Profile for Aluminum. HHS; 2006. Accessed August 29, 2023. Available at www.atsdr.cdc.gov/toxprofiles/tp22.pdf 6. Willhite CC, Karyakina NA, Yokel RA, et al. Systematic review of potential health risks posed by pharmaceutical, occupational and consumer exposures to metallic and nanoscale aluminum, aluminum oxides, aluminum hydroxide, and its soluble salts. Crit Rev Toxicol. 2014;44 Suppl 4(Suppl 4):1-80. doi:10.3109/10408444.2014.934439 | The metal of interest is analyzed by inductively coupled plasma mass spectrometry.(Unpublished Mayo method) | 2 to 8 days | 14 days | This test was developed and its performance characteristics determined by Mayo Clinic in a manner consistent with CLIA requirements. It has not been cleared or approved by the US Food and Drug Administration. | 82108 | Aluminum/Creat Ratio, U | 13470-0 | 610839 | Aluminum/Creat Ratio, U | 13470-0
FOXOF | Alveolar Rhabdomyosarcoma (ARMS), 13q14 (FOXO1 or FKHR) Rearrangement, FISH, Tissue | Supporting the diagnosis of alveolar rhabdomyosarcomas when used in conjunction with an anatomic pathology consultation | Fluorescence In Situ Hybridization (FISH) | Yes | FOXO1 (13q14), ARMS, FISH, Ts | This test includes a charge for the probe application, analysis, and professional interpretation of results for one probe set (2 individual fluorescence in situ hybridization probes). No analysis charges will be incurred if an insufficient number of representative cells are available for analysis. | Submit only 1 of the following specimens: Preferred Specimen Type:Tissue block Collection Instructions:Submit a formalin-fixed, paraffin-embedded (FFPE) tumor tissue block. Blocks prepared with alternative fixation methods will be attempted but are less favorable for successful results by FISH testing; provide fixation method used. Additional Information: 1. Paraffin-embedded specimens can be from any anatomic location (skin, soft tissue, lymph node, etc). 2. Bone specimens that have been decalcified will be attempted for testing, but the success rate is approximately 50%. ?? Acceptable Specimen Type:Tissue slides Slides: 1 Hematoxylin and eosin stained and 4 unstained? Collection Instructions: Submit 4 consecutive unstained, positively charged, unbaked slides with 5 micron-thick sections of the tumor tissue and 1 slide stained with hematoxylin and eosin. |  | Rhabdomyosarcomas are a heterogeneous group of malignant tumors showing skeletal muscle differentiation. They can be divided into 3 subtypes: alveolar, embryonal, and pleomorphic. The rarer alveolar rhabdomyosarcomas (ARMS) are seen in older children, are more likely to occur in limbs, and are associated with higher stage disease and an unfavorable prognosis. Most cases of ARMS are associated with the rearrangement of theFOXO1gene on chromosome 13. Detection of aFOX01rearrangement by FISH may help to support a histologic diagnosis of ARMS. | An interpretive report will be provided. | FOXO1will be clinically interpreted as positive or negative. A neoplastic clone is detected when the percent of cells with an abnormality exceeds the normal cutoff for theFOXO1probe set. A positive result is consistent with rearrangement of theFOXO1gene and likely reflectsFOXO1fusion with a partner gene. The significance of this finding is dependent on the clinical and pathologic features. A positive result is consistent with rearrangement of theFOXO1gene, likely reflectsFOXO1fusion with a partner gene, and is consistent with a subset of alveolar rhabdomyosarcomas (ARMS). The significance of this finding is dependent on the clinical and pathologic features. A negative result suggests aFOXO1gene rearrangement is not present but does not exclude the diagnosis of ARMS. | This test is not approved by the US Food and Drug Administration and it is best used as an adjunct to existing clinical and pathologic information. This fluorescence in situ hybridization (FISH) assay does not rule out other chromosome abnormalities. Fixatives other than formalin (eg, Prefer, Bouin's) may not be successful for FISH assays. Non-formalin fixed specimens will not be rejected. Paraffin-embedded tissues that have been decalcified may not be successful for FISH analysis. The success rate of FISH studies on decalcified tissue is approximately 50%, but FISH will be attempted if sufficient tumor is present for analysis. FISH studies will be attempted if sufficient tumor is present for analysis. The pathologist reviewing the hematoxylin and eosin-stained slide may find it necessary to cancel testing if insufficient tissue/tumor is available for testing. If no FISH signals are observed post-hybridization, the case will be released indicating a lack of FISH results. | 1. Galili N, Davis RJ, Fredericks WJ, et al: Fusion of a fork head domain gene toPAX3in the solid tumor alveolar rhabdomyosarcoma. Nat Genet. 1993;5(3):230-235 2. Nishio J, Althof PA, Bailey JM, et al. Use of a novel FISH assay on paraffin-embedded tissues as an adjunct to diagnosis of alveolar rhabdomyosarcoma. Lab Invest. 2006;86(6):547-556 3. Barr FG. Gene fusions involving PAX and FOX family members in alveolar rhabdomyosarcoma. Oncogene. 2001;20(40):5736-5746 4. WHO Classification of Tumours Editorial Board. Soft tissue and bone tumours. 5th ed. IARC; 2020. WHO Classification of Tumours Series. Vol. 3, 203-208 | The test is performed using a commercially available FOXO1 dual-color, break-apart strategy probe (BAP). Formalin-fixed, paraffin-embedded tissues are cut at 5 microns and mounted on positively charged glass slides. The selection of tissue and the identification of target areas on the hematoxylin and eosin (H and E)-stained slide are performed by a pathologist. Using the H and E-stained slide as a reference, target areas are etched with a diamond-tipped engraving tool on the back of the unstained slide to be assayed. The probe set is hybridized to the appropriate target areas, and 2 technologists independently analyze 50 interphase nuclei (100 total) with the results expressed as the percent of abnormal nuclei.(Unpublished Mayo method) | 7 to 10 days | Slides and H&E used for analysis are retained by the laboratory in accordance with regulatory requirements. Client provided paraffin blocks and extra unstained slides (if provided) will be returned after testing is complete. | This test was developed and its performance characteristics determined by Mayo Clinic in a manner consistent with CLIA requirements. It has not been cleared or approved by the US Food and Drug Administration. | 88271 x 2, 88291-DNA probe, each (first probe set), Interpretation and report88271 x 2-DNA probe, each; each additional probe set (if appropriate)88271-DNA probe, each; coverage for sets containing 3 probes (if appropriate)88271 x 2-DNA probe, each; coverage for sets containing 4 probes (if appropriate)88271 x 3-DNA probe, each; coverage for sets containing 5 probes (if appropriate)88274 w/modifier 52-Interphase in situ hybridization, <25 cells, each probe set (if appropriate)88274-Interphase in situ hybridization, 25 to 99 cells, each probe set (if appropriate)88275-Interphase in situ hybridization, 100 to 300 cells, each probe set (if appropriate) | FOXO1 (13q14), ARMS, FISH, Ts | 93807-6 | 52824 | Disclaimer | 62364-5
TFE3F | Alveolar Soft Part Sarcoma (ASPS)/Renal Cell Carcinoma (RCC), Xp11.23 (TFE3), FISH, Tissue | An aid in the diagnosis ofalveolar soft-part sarcoma or renal cell carcinoma variantwhen used in conjunction with an anatomic pathology consultation | Fluorescence In Situ Hybridization (FISH) | Yes | TFE3 (Xp11.23), FISH, Ts | When aTFE3 rearrangement is identified, reflex testing usingtheTFE3/ASPSCR1probe will be performed. | Submit only 1 of the following specimens: Specimen Type:Tissue Preferred:Tissue block Collection Instructions:Submit a formalin-fixed, paraffin-embedded (FFPE) tumor tissue block. Blocks prepared with alternative fixation methods may be acceptable; provide fixation method used. Acceptable:Slides Collection Instructions:Four consecutive, unstained, 5 micron-thick sections placed on positively charged slides, and 1 hematoxylin and eosin-stained slide. | Two consecutive, unstained, 5 micron-thick sections placed on positively charged slides and 1 hematoxylin and eosin-stained slide | Alveolar soft-part sarcoma (ASPS) is a rare malignant tumor typically occurring in patients in their 20s to 30s within the muscle and deep tissues of the extremities. ASPS is slow growing and refractory to chemotherapy with a propensity to metastasize. Prolonged survival is possible even with metastasis, although the long-term disease-related mortality rate is high. ASPS is characterized by a translocation that results in fusion ofTFE3on chromosome Xp11.2 withASPSCR1(also calledASPLorRCC17) on chromosome 17q25.3. Both balanced and unbalanced forms (loss of the derivative X chromosome) of the translocation have been observed. Another tumor, a rare subset of papillary renal cell carcinoma (RCC) with a distinctive pathologic morphology, has rearrangements ofTFE3withASPSCR1or other fusion partner genes. This tumor predominantly affects children and young adults, presents at an advanced stage but with an indolent clinical course, and is a distinct entity in the World Health Organization classification. Typically a balanced form of the translocation is present in the RCC variant. An assay to detect rearrangement ofTFE3is useful to resolve diagnostic uncertainty in these tumor types, as immunohistochemistry forTFE3is not reliable. | An interpretive report will be provided. | A neoplastic clone is detected when the percent of nuclei with the abnormality exceeds the established normal cutoff for theTFE3probe set. A positive result ofTFE3rearrangement is consistent with a diagnosis of alveolar soft-part sarcoma (ASPS) or renal cell carcinoma (RCC) variant. A negative result suggests thatTFE3is not rearranged, but does not exclude the diagnosis of ASPS or RCC variant. | This test is not approved by the U.S. Food and Drug Administration and it is best used as an adjunct to existing clinical and pathologic information. Fixatives other than formalin (eg, Prefer, Bouin's) may not be successful for FISH assays, however non-formalinfixed samples will not be rejected. Paraffin-embedded tissues that have been decalcified are generally unsuccessful for FISH analysis. The pathologist reviewing the hematoxylin and eosin-stained slide may find it necessary to cancel testing. | 1. Zhong M, De Angelo P, Osborne L, et al: Dual-color break-apart FISH assay on paraffin-embedded tissues as an adjunct to diagnosis of Xp11 translocation renal cell carcinoma and alveolar soft part sarcoma. Am J Surg Pathol 2010;34(6):757-766 2. Ladanyi M, Lui MY, Antonescu CR, et al: The der(17)t(X;17)(p11;q25) of human alveolar soft part sarcoma fuses the TFE3 transcription factor gene to ASPL, a novel gene at 17q25. Oncogene 2001;20:48-57 3. Ross H, Argani P: Xp11 translocation renal cell carcinoma. Pathology 2010;42(4):369-373 | The test is performed using a laboratory-developedTFE3tri-color break-apart strategy probe (BAP). Reflex testing using aTFE3/ASPSCR1dual-color, dual-fusion (D-FISH) strategy probe set is performed when atypicalTFE3separation is detected. Formalin fixed paraffin-embedded tissues are cut at 5 microns and mounted on positively charged glass slides. The selection of tissue and the identification of target areas on the hematoxylin and eosin (H and E)-stained slide are performed by a pathologist. Using the H and E-stained slide as a reference, target areas are etched with a diamond-tipped etcher on the back of the unstained slide to be assayed. Each probe set is hybridized to the appropriate target area and 2 technologists each analyze 50 interphase nuclei (100 total for each probe set) with the results expressed as the percent of abnormal nuclei.(Unpublished Mayo method) | 7 to 10 days | Slides and H&E used for analysis are retained by the laboratory in accordance to CAP and NYS requirements. Client provided paraffin blocks and extra unstained slides (if provided) will be returned after testing is complete. | This test was developed using an analyte specific reagent. Its performance characteristics were determined by Mayo Clinic in a manner consistent with CLIA requirements. This test has not been cleared or approved by the US Food and Drug Administration. | 88271x2, 88291-DNA probe, each (first probe set), Interpretation and report88271x2-DNA probe, each; each additional probe set (if appropriate)88271x1-DNA probe, each; coverage for sets containing 3 probes (if appropriate)88271x2-DNA probe, each; coverage for sets containing 4 probes (if appropriate)88271x3-DNA probe, each; coverage for sets containing 5 probes (if appropriate)88274 w/modifier 52-Interphase in situ hybridization, <25 cells, each probe set (if appropriate)88274-Interphase in situ hybridization, 25 to 99 cells, each probe set (if appropriate) | TFE3 (Xp11.23), FISH, Ts | 95779-5 | 53838 | Disclaimer | 62364-5
ADEVL | Alzheimer Disease Evaluation, Spinal Fluid | Assessment ofadults with cognitive impairment being evaluated forAlzheimer diseaseand other causes of cognitiveimpairment These assays shouldnot be usedto predict the development of dementia or other neurologic conditions or to monitor response to therapies. | Electrochemiluminescent Immunoassay (ECLIA) | Yes | Alzheimer's Disease Evaluation, CSF | CSF | Supplies: Alzheimer's Disease Evaluation (ADEVL) Collection Kit (T836) CSF AD Biomarker Tubes (T833; also included in T836) Container/Tube: Preferred:Sarstedt CSF False Bottom Tube 63.614.625 (2.5 mL) Acceptable:Sarstedt 72.703.600 (1.5 mL) or Sarstedt 72.694.600 (2 mL) Specimen Volume:1.5 to2.5 mL Collection Instructions: 1. Perform lumbar puncture and discard the first 1 to 2 mL of cerebrospinal fluid (CSF). 2. Collect CSF directly into one of the listed collection tubes until the tube is at least 50% full.* 3. Send CSF specimen in original collection tube. Donot aliquot. Note:Polystyrene collection tubes are not acceptable. Exposure of CSF to polystyrene tubes may result in falsely low Abeta42 concentrations. For more information see Cautions. *The Alzheimer's Association consensus protocol for handling of CSF for clinical measurements of Abeta42 and tau recommends using the drip method for CSF collection and directly collecting into a low-bind polypropylene tube. Although some clinicians prefer the syringe pull method due to speed of collection, the drip method reduces the risk of Abeta42 binding to the plastic of any syringe used. 4. Collection instructions can also be found onSpinal Fluid Specimen Collection Instructions for Alzheimer Disease Evaluation(T967). | See Specimen Required | Two neuropathologic features observed in the brain of patients withAlzheimer disease (AD) dementia are the presence of plaques composed ofbeta-amyloid(Abeta) peptides and intracellular neurofibrillary tangles containing hyperphosphorylated Tau(tubulin-associated unit)proteins. These 2 groups of molecules are the most established biomarkers of the disease used in clinical and research practice. Positron emission tomography (PET) imaging using US Food and Drug Administration approved amyloid radiotracer (amyloid-PET) to visualize the presence of amyloid lesions in the cerebral cortex is available in some specialized centers. Measuring Abeta42 peptides and certain phosphorylated Tau (such asp-Tau181)proteins in cerebrospinal fluid (CSF) may be used as a means to assess the presence of amyloid pathology. In particular, the use of thep-Tau181/Abeta42ratio has been shown to be an excellent surrogate marker of amyloid plaque burden, caused by increased deposition of beta-amyloid 1-42 in the brain.The use of these biomarkers has been includedin the new consensus research diagnostic criteria for AD, mild cognitive impairment (MCI), and preclinical AD proposed by theNational Institute on Aging and Alzheimer's AssociationResearch Framework. The CSF assays included in this evaluation are beta-amyloid (1-42; Abeta42), total Tau (t-Tau), and phosphorylated Tau (p-Tau181). Abeta42is approximately 4-kDa protein of 42 amino acids that is formed following proteolytic cleavage of a transmembrane protein known as amyloid precursor protein. Due to its hydrophobic nature,Abeta42has the propensity to form aggregates and oligomers. Oligomers form fibrils that accumulate into amyloid plaques. These pathological changes inAbeta42are reflected by the decrease in the CSF concentrations ofAbeta42and/or by the increase in the brain uptake of specific tracers during beta-amyloid PET. Tau is present as six isoforms in human brain tissue. These isoforms are generated by alternative splicing of the pre-messenger RNA. The t-Tau assay measures all these isoforms. The most common post-translational modification of Tau proteins is phosphorylation. During neurodegeneration, abnormal phosphorylation leads to the formation of intracellular neurofibrillary tangles composed of the Tau protein that has undergone hyperphosphorylation and developed aggregates of hyperphosphorylated Tau proteins called p-Tau. The p-Tau assay detects phosphorylated Tau at threonine 181 (p-Tau181). Pathological changes associated with AD are reflected by an increase in the CSF concentrations of t-Tau and p-Tau. Increases in CSF t-Tau reflect the intensity of the neuronal and axonal damage and degeneration and are associated with a faster progression from MCI to AD. Increases in CSF p-Tau concentrations are also associated with a faster progression from MCI to AD with more rapid cognitive decline in AD patients and in mild AD dementia cases. The Alzheimer's Association has developed appropriate use criteria to guide safe and optimal use of CSF testing for AD pathology detection in the diagnostic process. The use of CSF biomarker testing may be indicated for the following patient groups: 1. Patients with subjective cognitive decline who are considered at increased risk for AD 2. Patients with MCI that is persistent, progressing, and unexplained 3. Patients with symptoms that suggest possible AD 4. MCI or dementia with an onset at an early age (younger than 65 years) 5. Patients meeting core clinical criteria for probable AD with typical age of onset 6. Patients whose dominant symptom is a change in behavior (eg, Capgras syndrome, paranoid delusions, unexplained delirium, combative symptoms, and depression) and where AD diagnosis is being considered. | Beta-amyloid (1-42) (Abeta42): >834 pg/mL Total-Tau: < or =238 pg/mL Phosphorylated-Tau 181: < or =21.6 pg/mL p-Tau/Abeta42: < or =0.028 | A beta-amyloid (1-42; Abeta42)result greater than834 pg/mL is consistent with a negative amyloid positron emission tomography (PET) scan. A negative amyloid PET scan indicates the presence of no or sparse neuritic plaques and is inconsistent with a neuropathological diagnosis ofAlzheimer disease (AD).AnAbeta42result greater than 834 pg/mL is associated with a reduced likelihood that a patient's cognitive impairment is due to AD. Total Tau (t-Tau) and phosphorylated Tau (p-Tau181) cerebrospinal fluid (CSF) concentrations increase approximately 2 to 3-times as much in patients with mild-moderate AD as compared to age-matched controls. A t-Tau and/or p-Tau181 concentration of less than or equal to 238 pg/mL and less than or equal to 21.6 pg/mL, respectively, reduces the likelihood that a patient's cognitive impairment is due to AD. The use ofp-Tau181/Abeta42ratio provides better concordance withamyloid PET scanwhen compared toAbeta42, p-Tau181, and t-Tau individually.The p-Tau/Abeta42 ratio provides better concordance with amyloid PET imaging when compared to Abeta42, phospho-Tau and total-Tau individually. A cut-off of 0.028 provides optimal balance between negative percent agreement (NPA) and positive percent agreement (PPA) when compared to amyloid PET results. A p-Tau/Abeta42 ratio of 0.028 or less has a 92% NPA with normal amyloid PET. A ratio above 0.028 has a 92% PPA with abnormal amyloid PET. High CSF t-Tau protein concentrations are found in other neurodegenerative diseases such as prion disease or Creutzfeldt-Jakob disease (CJD). In this situation, an elevated t-Tau concentration and an increased t-Tau to p-Tau ratio has a very high specificity for differential diagnoses of CJD. Abnormal (+)/normal (-) Individual comments for AD reporting values Abeta42 (-) phospho Tau (-) total Tau (-) Normal concentrations of Abeta42, phospho-Tau, and total-Tau concentrations are present in CSF. These results are not consistent with the presence of pathological changes associated with Alzheimer disease. Abeta42 (+) phospho-Tau (-) total-Tau (-) Abnormal Abeta42 concentrations are present in CSF. Phospho-Tau and total-Tau concentrations are normal. These results may be consistent with Alzheimer-related pathologic change. Abeta42 (+) phospho-Tau (+) total-Tau (-) Abnormal Abeta42 and phospho-Tau concentrations are present in CSF. The total-Tau concentration is normal. These results are consistent with the presence of Alzheimer disease. Abeta42 (+) phospho Tau (+) total Tau (+) Abnormal Abeta42, phospho-Tau and total-Tau concentrations are present in CSF. These results are consistent with the presence of Alzheimer disease. Abeta42 (+) phospho Tau (-) total Tau (+) Abnormal Abeta42, and total-Tau concentrations are present in CSF. The phospho-Tau concentration is normal. These results may be consistent with Alzheimer-related pathologic change. Abeta42 (-) phospho-Tau (+) total-Tau (-) Abnormal phospho-Tau concentrations are present in CSF. Abeta42 and total-Tau concentrations are normal. These results are not consistent with the presence of pathological changes associated with Alzheimer disease. Abeta42 (-) phospho tau (-) total-Tau (+) Abnormal total-Tau concentrations are present in CSF. The Abeta42 and phospho-Tau concentrations are normal. These results are not consistent with the presence of pathological changes associated with Alzheimer disease. Abeta42 (-) phospho-Tau (+) total-Tau (+) Abnormal phospho-Tau and total-Tau concentrations are present in CSF. The Abeta42 concentration is normal. These results are not consistent with the presence of pathological changes associated with Alzheimer disease. This table and interpretations are based on theNational Institute on Aging and Alzheimer's Associationresearch framework diagnostic recommendations. | A positive cerebrospinal fluid (CSF) beta-amyloid 42 (Abeta42), total Tau (t-Tau), or phosphorylated Tau (p-Tau181) result, or p-Tau181/Abeta42 ratio does not establish a diagnosis of Alzheimer disease (AD) or other cognitive disorder. These results should be interpreted in combination with other clinical diagnostic and radiologic evaluations. An abnormal p-Tau181/Abeta42 ratio in the context of a normal Abeta42 may be observed in some individuals. In some situations, interindividual differences in overall concentration of Abeta peptide production and/or in p-Tau elevation stemming from other neurodegenerative disease may result in an abnormal p-Tau181/Abeta42 ratio. To achieve the best clinical performance (ie, keep patient misclassification rate at a minimum), it is important that the recommended pre-analytical protocol for sample collection is followed. Based on the Alzheimer's Association international guidelines for consensus handling of CSF for clinical measurements of Abeta42 and Tau, CSF should be collected using the drip method and directly collected into a low bind polypropylene tube. The low bind polypropylene tube should be filled to at least 80% of the tube volume capacity. Failure to adhere to this sample collection recommendation may impact the measured Abeta42 concentration and may influence the interpretation relation to the laboratory used cut-offs. Additionally, it is recognized that using the recommended Alzheimer's Association drip method may not be feasible for every patient collection scenario. If a different method for CSF collection is used, it is critical that the CSF is collected directly into a low bind polypropylene tube and sent to Mayo Clinic Laboratories per test recommendations. Improper specimen handling or interindividual differences in overall concentration of Abeta peptide production may yield an abnormally low Abeta42 in the context of a normal p-Tau181/Abeta42 ratio. Results should be interpreted in concordance with other clinical information. Exposure of CSF to polystyrene tubes can reduce concentrations of the amyloid Abeta42 by as much as 20% to 50% due to adherence of the sticky amyloid protein to polystyrene tube surface material, potentially altering clinical interpretation, including the p-Tau181/Abeta 42 ratio. p-Tau181 and t-Tau protein do not substantially adhere to polystyrene collection tubes. Failure to adhere to the specimen collection instructions provided may result in falsely low Abeta42 concentrations and potential misdiagnosis of AD. The performance of the test for African American, Asian, and other races has high uncertainty due to the limited number of patients studied. There is no high-dose hook effect at Abeta42 concentrations up to 6000 pg/mL, p-Tau181 concentrations up to 300 pg/mL, and t-Tau concentrations up to 4267 pg/mL. CSF biotin concentrations up to 1200 ng/mL do not interfere with this assay. Concentrations up to 1200 ng/mL may be present in specimens collected from patients taking extremely high doses of biotin up to 300 mg/day.(1) In a study among 54 healthy volunteers, supplementation with 20 mg/day biotin resulted in a maximum serum biotin concentration of 355 ng/mL one-hour postdose.(2) In rare cases, some individuals can develop antibodies to mouse or other animal antibodies (often referred to as human anti-mouse antibodies [HAMA] or heterophile antibodies), which may cause interference in some immunoassays. The presence of antibodies to streptavidin or ruthenium can also rarely occur and may interfere in this assay. Caution should be used in interpretation of results, and the laboratory should be alerted if the result does not correlate with the clinical presentation. | 1. Peyro Saint Paul L, Debruyne D, Bernard D, Mock DM, Defer GL. Pharmacokinetics and pharmacodynamics of MD1003 (high-dose biotin) in the treatment of progressive multiple sclerosis. Expert Opin Drug Metab Toxicol. 2016;12(3):327-344 2. Grimsey P, Frey N, Bendig G, et al. Population pharmacokinetics of exogenous biotin and the relationship between biotin serum levels and in vitro immunoassay interference. J Pharmacokinet Pharmacodyn. 2017;2(4):247-256. doi:10.4155/ipk-2017-0013 3. van Harten AC, Wiste HJ, Weigand SD, et al. Detection of Alzheimer's disease amyloid beta 1-42, p-tau, and t-tau assays. Alzheimers Dement. 2022;18(4):635-644. doi:10.1002/alz.12406 4. Campbell MR, Ashrafzadeh-Kian S, Petersen RC, et al. P-tau/AB42 and AB42/40 ratios in CSF are equally predictive of amyloid PET status. Alzheimers Dement (Amst). 2021;13(1):e12190. doi:10.1002/dad2.12190 5. Blennow K, Stomrud E, Zetterberg H, et al. Second-generation Elecsys cerebrospinal fluid immunoassays aid diagnosis of early Alzheimer's disease. Clin Chem Lab Med. 2022;61(2):234-244. doi:10.1515/cclm-2022-0516 6. Leuzy A, Mattsson-Carlgren N, Cullen NC, et al. Robustness of CSF AB42/40 and AB42/P-tau181 measured using fully automated immunoassays to detect AD-related outcomes. Alzheimers Dement. 2023;19(7):2994-3004. doi:10.1002/alz.12897 7. Jack CR Jr, Bennett DA, Blennow K, et al. NIA-AA Research Framework: Toward a biological definition of Alzheimer's disease. Alzheimers Dement. 2018;14(4):535-562 8. Lifke V, Kollmorgen G, Manuilova E, et al. Elecsys Total-Tau and Phospho-Tau (181P) CSF assays: Analytical performance of the novel, fully automated immunoassays for quantification of tau proteins in human cerebrospinal fluid. Clin Biochem. 2019;72:30-38 9. Hansson O, Seibyl J, Stomrud E et al. CSF biomarkers of Alzheimer's disease concord with amyloid-beta PET and predict clinical progression: A study of fully automated immunoassays in BioFINDER and ADNI cohorts. Alzheimers Dement. 2018;14(11):1470-1481 10. Shaw LM, Arias J, Blennow K, et al. Appropriate use criteria for lumbar puncture and cerebrospinal fluid testing in the diagnosis of Alzheimer's disease. Alzheimers Dement. 2018;14(11):1505-1521 11. Hansson O, Batrla R, Brix B, et al. The Alzheimer's Association international guidelines for handling of cerebrospinal fluid for routine clinical measurements of amyloid beta and tau. Alzheimers Dement. 2021;17(9):1575-1582. doi:10.1002/alz.12316 | Beta-amyloid (1-42): The Roche cobas assay for determining beta-amyloid (1-42) in cerebrospinal fluid (CSF) uses a sandwich assay principle. A biotinylated monoclonal beta-amyloid (1-42) antibody and a monoclonal beta-amyloid (1-42) specific antibody labeled with a ruthenium complex react to form a sandwich complex. Streptavidin-coated microparticles are added, and the interaction between biotin and streptavidin allows the complex to become bound to the solid phase. The reaction mixture is then aspirated into the measuring cell, microparticles are captured onto the electrode, and the application of voltage induces chemiluminescent emission, which is measured by a photomultiplier.(Package insert: Elecsys beta-Amyloid (1-42) CSF II. Roche Diagnostics; Version 1.0, 12/2022) Total-Tau: The Roche cobas assay for determining total-Tau in CSF uses a sandwich assay principle. Two biotinylated monoclonal Tau-specific antibodies and a monoclonal Tau-specific antibody labeled with a ruthenium complex react to form a sandwich complex. Streptavidin-coated microparticles are added, and the interaction between biotin and streptavidin allows the complex to become bound to the solid phase. The reaction mixture is then aspirated into the measuring cell, microparticles are captured onto the electrode, and the application of voltage induces chemiluminescent emission, which is measured by a photomultiplier.(Package insert: Elecsys Total-Tau CSF. Roche Diagnostics; Version 2.0, 10/2023) Phospho-Tau: The Roche cobas assay for determining phospho-Tau in CSF uses a sandwich assay principle. A biotinylated monoclonal antibody specific for phosphorylation at threonine 181 and a monoclonal Tau-specific antibody labeled with a ruthenium complex react to form a sandwich complex. Streptavidin-coated microparticles are added, and the interaction between biotin and streptavidin allows the complex to become bound to the solid phase. The reaction mixture is then aspirated into the measuring cell, microparticles are captured onto the electrode, and the application of voltage induces chemiluminescent emission, which is measured by a photomultiplier.(Package insert: Elecsys Phospho-Tau (181P) CSF. Roche Diagnostics; Version 1.0, 12/2022) | 1 to 4 days | 12 months | This test has been modified from the manufacturer's instructions. Its performance characteristics were determined by Mayo Clinic in a manner consistent with CLIA requirements. This test has not been cleared or approved by the US Food and Drug Administration. | 83520 x 3 | Alzheimer's Disease Evaluation, CSF | 104134-2 | TTAUP | Total-Tau | 30160-6
FAMAN | Amantadine (Symmetrel) |  | Gas Chromatography/Nitrogen Phosphorus Detection (GC-NPD) | Yes | Amantadine (Symmetrel) | Varies | Submit only 1 of the following specimens: Plasma Draw blood in a green-top (sodium heparin) tube(s), plasma gel tube is not acceptable. Spin down and send 3 mL of sodium heparin plasma refrigerated in a plastic vial. Serum Draw blood in a plain red-top tube(s), serum gel tube is not acceptable. Spin down and send 3 mL of serum refrigerated in a plastic vial. | 0.6 mL |  | Units:ng/mL Therapeutic range has not been established. Expected steady state amantadine concentrations in patients receiving recommended daily dosages: 200-1000 ng/mL Toxicity reported at greater than 2000 ng/mL |  |  |  |  | 5 to 9 days | 2 weeks |  | 80299 | Amantadine (Symmetrel) | 3317-5 | Z1198 | Amantadine | 3317-5
FAMCP | AMB/Candin Susceptibility Panel |  | CLSI Broth dilution | Yes | AMB/Candin Susceptibility Panel | Varies | Container/Tube: Agar slant or other appropriate media Specimen Volume:Organism in pure culture Complete and submit with specimen: 1. Fungus Testing Lab request form Collection Instructions: 1. Organism must be in pure culture, actively growing. 2. Place specimen in a large infectious container (T146) and label as etiologic agent/infectious substance. | [7 empty] | 7 to 21 days |  |  | 87999-Unlisted Microbiology Procedure (Refer to patient report to apply the appropriate CPT code in place of this unlisted CPT code based on specimen organism.)87188 x 4 mould MIC microdilution or agar dilution (if appropriate)87186 x 4 yeast MIC microdilution or agar dilution (if appropriate) | AMB/Candin Susceptibility Panel | Not Provided | FAMCP | AMB/Candin Susceptibility Panel | Not Provided
PAMIK | Amikacin, Peak, Serum | Monitoring adequacy of serum concentration during amikacin therapy | Kinetic Interaction of Microparticles in Solution (KIMS) | Yes | Amikacin, Peak, S | Serum | Collection Container/Tube: Preferred:Serum gel Acceptable:Red top Submission Container/Tube:Plastic vial Specimen Volume:0.5 mL Collection Instructions: 1. Serum gel tubes should be centrifuged within 2 hours of collection. 2. Red top tubes should be centrifuged, and the serum aliquoted into a plastic vial within 2 hours of collection. | 0.25 mL | Amikacin is an aminoglycoside used to treat severe blood infections by susceptible strains of gram-negative bacteria. Aminoglycosides induce bacterial death by irreversibly binding bacterial ribosomes to inhibit protein synthesis. Amikacin is minimally absorbed from the gastrointestinal tract, and thus can been used orally to reduce intestinal flora. Peak serum concentrations are seen 30 minutes after intravenous infusion, or 60 minutes after intramuscular administration. Serum half-lives in patients with normal renal function are generally 2 to 3 hours. Excretion of aminoglycosides is principally renal, and all aminoglycosides may accumulate in the kidney at 50 to 100 times the serum concentration. Toxicity can present as dizziness, vertigo, or, if severe, ataxia and a Meniere disease-like syndrome. Auditory toxicity may be manifested by simple tinnitus or any degree of hearing loss, which may be temporary or permanent, and can extend to total irreversible deafness. Nephrotoxicity is most frequently manifested by transient proteinuria or azotemia, which may occasionally be severe. Aminoglycosides also are associated with variable degrees of neuromuscular blockade leading to apnea. | Peak: 20.0-35.0 mcg/mLToxic peak: >40.0 mcg/mL | For conventional (nonpulse) dosing protocols, clinical effects may not be achieved if the peak serum concentration is <20.0 mcg/mL. Toxicity may occur if the peak serum concentration is maintained >35.0 mcg/mL for a prolonged period of time. | Aminoglycosides are excreted primarily by glomerular filtration, thus, the serum half-life will be prolonged and significant accumulation will occur in patients with impaired renal function. | 1. Wilson JW, Estes LL: Mayo Clinic Antimicrobial Therapy Quick Guide, 2008 2. Hammett-Stabler CA, Johns T: Laboratory guidelines for monitoring of antimicrobial drugs. national academy of clinical biochemistry. Clin Chem 1998 May;44(5):1129-1140 3. Gonzalez LS III, Spencer JP: Aminoglcosides: a practical review. Am Fam Physician 1998 Nov 15;58(8):1811-1820 | Kinetic interaction of microparticles in solution (KIMS) as measured by changes in light transmission. The assay is a homogeneous immunoassay based on the principle of measuring changes in scattered light or absorbance which result when activated microparticles aggregate. The microparticles are coated with amikacin and rapidly aggregate in the presence of an amikacin antibody solution. When a sample containing amikacin is introduced, the aggregation reaction is partially inhibited, slowing the rate of the aggregation process. Antibody bound to sample drug is no longer available to promote microparticle aggregation, and subsequent particle lattice formation is inhibited. Thus, a classic inhibition curve with respect to amikacin concentration is obtained, with the maximum rate of aggregation at the lowest amikacin concentration. By monitoring the change in scattered light or absorbance, a concentration-dependent curve is obtained.(Package insert: Roche Amikacin reagent, Roche Diagnostic Corp, Indianapolis, IN) | Same day/1 day | 1 week | This test has been cleared, approved, or is exempt by the US Food and Drug Administration and is used per manufacturer's instructions. Performance characteristics were verified by Mayo Clinic in a manner consistent with CLIA requirements. | 80150 | Amikacin, Peak, S | 3319-1 | PAMIK | Amikacin, Peak, S | 3319-1
RAMIK | Amikacin, Random, Serum | Monitoring adequacy of blood concentration during amikacin therapy | Kinetic Interaction of Microparticles in Solution (KIMS) | Yes | Amikacin, Random, S | Serum | Collection Container/Tube: Preferred:Serum gel Acceptable:Red top Submission Container/Tube:Plastic vial Specimen Volume:0.5 mL Collection Instructions: 1. Serum gel tubes should be centrifuged within 2 hours of collection. 2. Red-top tubes should be centrifuged, and the serum aliquoted into a plastic vial within 2 hours of collection. | 0.25 mL | Amikacin is an aminoglycoside used to treat severe blood infections by susceptible strains of gram-negative bacteria. Aminoglycosides induce bacterial death by irreversibly binding bacterial ribosomes to inhibit protein synthesis. Amikacin is minimally absorbed from the gastrointestinal tract, and thus can been used orally to reduce intestinal flora. Peak serum concentrations are seen 30 minutes after intravenous infusion, or 60 minutes after intramuscular administration. Serum half-lives in patients with normal renal function are generally 2 to 3 hours. Excretion of aminoglycosides is principally renal, and all aminoglycosides may accumulate in the kidney at 50 to 100 times the serum concentration. Toxicity can present as dizziness, vertigo, or, if severe, ataxia and a Meniere disease-like syndrome. Auditory toxicity may be manifested by simple tinnitus or any degree of hearing loss, which may be temporary or permanent, and can extend to total irreversible deafness. Nephrotoxicity is most frequently manifested by transient proteinuria or azotemia, which may occasionally be severe. Aminoglycosides also are associated with variable degrees of neuromuscular blockade leading to apnea. | Peak: 20.0-35.0 mcg/mL Toxic peak: >40.0 mcg/mL Trough: <8.0 mcg/mL Toxic trough:>10.0 mcg/mL | For conventional (nonpulse) dosing protocols, clinical effects may not be achieved if the peak serum concentration is <20.0 mcg/mL. Toxicity may occur if, for prolonged periods of time, peak serum concentrations are maintained >35.0 mcg/mL, or trough concentrations are maintained at >10.0 mcg/mL. | Aminoglycosides are excreted primarily by glomerular filtration, thus, the serum half-life will be prolonged and significant accumulation will occur in patients with impaired renal function. | 1. Wilson JW, Estes LL: Mayo Clinic Antimicrobial Therapy Quick Guide, 2008 2. Hammett-Stabler CA, Johns T: Laboratory Guidelines for Monitoring of Antimicrobial Drugs. National Academy of Clinical Biochemistry. Clin Chem. 1998 May;44(5):1129-1140 3. Gonzalez LS III, Spencer JP: Aminoglcosides: a practical review. Am Fam Physician 1998 Nov 15;58(8):1811-1820 | Kinetic interaction of microparticles in solution (KIMS) as measured by changes in light transmission. The assay is a homogeneous immunoassay based on the principle of measuring changes in scattered light or absorbance which result when activated microparticles aggregate. The microparticles are coated with amikacin and rapidly aggregate in the presence of an amikacin antibody solution. When a sample containing amikacin is introduced, the aggregation reaction is partially inhibited, slowing the rate of the aggregation process. Antibody bound to sample drug is no longer available to promote microparticle aggregation, and subsequent particle lattice formation is inhibited. Thus, a classic inhibition curve with respect to amikacin concentration is obtained, with the maximum rate of aggregation at the lowest amikacin concentration. By monitoring the change in scattered light or absorbance, a concentration-dependent curve is obtained.(Package insert: Roche Amikacin reagent, Roche Diagnostic Corp, Indianapolis, IN) | Same day/1 day | 1 week | This test has been cleared, approved, or is exempt by the US Food and Drug Administration and is used per manufacturer's instructions. Performance characteristics were verified by Mayo Clinic in a manner consistent with CLIA requirements. | 80150 | Amikacin, Random, S | 35669-1 | RAMIK | Amikacin, Random, S | 35669-1
TAMIK | Amikacin, Trough, Serum | Monitoring adequate clearance of amikacin near the end of a dosing cycle | Kinetic Interaction of Microparticles in Solution (KIMS) | Yes | Amikacin, Trough, S | Serum | Collection Container/Tube: Preferred:Serum gel Acceptable:Red top Submission Container/Tube:Plastic vial Specimen Volume:0.5 mL Collection Instructions: 1. Serum gel tubes should be centrifuged within 2 hours of collection. 2. Red-top tubes should be centrifuged, and the serum aliquoted into a plastic vial within 2 hours of collection. | 0.25 mL | Amikacin is an aminoglycoside used to treat severe blood infections by susceptible strains of gram-negative bacteria. Aminoglycosides induce bacterial death by irreversibly binding bacterial ribosomes to inhibit protein synthesis. Amikacin is minimally absorbed from the gastrointestinal tract, and thus can been used orally to reduce intestinal flora. Peak serum concentrations are seen 30 minutes after intravenous infusion, or 60 minutes after intramuscular administration. Serum half-lives in patients with normal renal function are 2 to 3 hours. Excretion of aminoglycosides is principally renal, and all aminoglycosides may accumulate in the kidney at 50 to 100 times the serum concentration. Toxicity can present as dizziness, vertigo, or, if severe, ataxia and a Meniere disease-like syndrome. Auditory toxicity may be manifested by simple tinnitus or any degree of hearing loss, which may be temporary or permanent, and can extend to total irreversible deafness. Nephrotoxicity is most frequently manifested by transient proteinuria or azotemia, which may occasionally be severe. Aminoglycosides also are associated with variable degrees of neuromuscular blockade leading to apnea. | Trough: <8.0 mcg/mL Toxic trough: >10.0 mcg/mL | For conventional (nonpulse) dosing protocols, trough concentrations should fall to <8.0 mcg/mL. Toxicity may occur if the trough serum concentration is maintained >10.0 mcg/mL for prolonged periods of time. | Aminoglycosides are excreted primarily by glomerular filtration, thus, the serum half-life will be prolonged and significant accumulation will occur in patients with impaired renal function. | 1. Wilson JW, Estes LL: Mayo Clinic Antimicrobial Therapy Quick Guide, 2008 2. Hammett-Stabler CA, Johns T: Laboratory guidelines for monitoring of antimicrobial drugs. National Academy of Clinical Biochemistry.. Clin Chem 1998 May;44(5):1129-1140 3. Gonzalez LS III, Spencer JP: Aminoglcosides: a practical review. Am Fam Physician 1998 Nov 15;58(8):1811-1820 | Kinetic interaction of microparticles in solution (KIMS) as measured by changes in light transmission. The assay is a homogeneous immunoassay based on the principle of measuring changes in scattered light or absorbance which result when activated microparticles aggregate. The microparticles are coated with amikacin and rapidly aggregate in the presence of an amikacin antibody solution. When a sample containing amikacin is introduced, the aggregation reaction is partially inhibited, slowing the rate of the aggregation process. Antibody bound to sample drug is no longer available to promote microparticle aggregation, and subsequent particle lattice formation is inhibited. Thus, a classic inhibition curve with respect to amikacin concentration is obtained, with the maximum rate of aggregation at the lowest amikacin concentration. By monitoring the change in scattered light or absorbance, a concentration-dependent curve is obtained.(Package insert: Roche Amikacin reagent, Roche Diagnostic Corp, Indianapolis, IN) | Same day/1 day | 1 week | This test has been cleared, approved, or is exempt by the US Food and Drug Administration and is used per manufacturer's instructions. Performance characteristics were verified by Mayo Clinic in a manner consistent with CLIA requirements. | 80150 | Amikacin, Trough, S | 3321-7 | TAMIK | Amikacin, Trough, S | 3321-7
AAMSD | Amino Acids, Maple Syrup Urine Disease Panel, Plasma | Follow-up of patients with maple syrup urine disease Monitoring of dietary compliance for patients with maple syrup urine disease | Liquid Chromatography Tandem Mass Spectrometry (LC-MS/MS) Portions of this test are covered by patents held by Quest Diagnostics | Yes | Amino Acid, MSUD Panel, P | Plasma | Patient Preparation:Patient should fast overnight (4 hours minimum); infants should have specimen collected before next feeding (2-3 hours without total parenteral nutrition if possible). Supplies:Sarstedt Aliquot Tube, 5 mL (T914) Collection Container/Tube:Green top (sodium heparin) Submission Container/Tube:Plastic vial Specimen Volume:0.5 mL Collection Instructions: 1. Collect specimen and place on wet ice. Note: Thrombin-activated tubes should not be used for collection. 2. Centrifuge immediately or within 4 hours of collection if specimen is kept at refrigerated temperature. 3. Being careful to ensure that no buffy coat is transferred, aliquot plasma into a plastic vial and freeze. | 0.3 mL | Maple syrup urine disease (MSUD) is an inborn error of metabolism caused by the deficiency of the branched-chain alpha-keto acid dehydrogenase (BCKDH) complex. The BCKDH complex is involved in the metabolism of the branched-chain amino acids (BCAA): isoleucine, leucine, and valine. MSUD can be divided into 5 phenotypes: classic, intermediate, intermittent, thiamine-responsive, and dihydrolipoyl dehydrogenase (E3)-deficient, depending on the clinical presentation and response to thiamin administration. Classic MSUD, the most common and most severe form, presents in the neonate with feeding intolerance, failure to thrive, vomiting, lethargy, and maple syrup odor to urine and cerumen. If untreated, it progresses to irreversible intellectual disabilities, hyperactivity, failure to thrive, seizures, coma, cerebral edema, and possibly death. Age of onset for individuals with variant forms of MSUD is variable and some have initial symptoms as early as 2 years of age. Symptoms include poor growth and feeding, irritability, and developmental delays. These patients can also experience severe metabolic intoxication and encephalopathy during periods of sufficient catabolic stress. MSUD is a panethnic condition but is particularly prevalent in the Old Order Mennonite community in Lancaster, Pennsylvania with an incidence of 1:760 live births. The incidence of MSUD is approximately 1:185,000 live births in the general population. Treatment of MSUD aims to normalize the concentration of BCAA by dietary restriction of these amino acids. Because BCAA are essential amino acids, the dietary treatment requires frequent adjustment, which is accomplished by regular determination of BCAA and allo-isoleucine concentrations. Orthotopic liver transplantation has been used with success and is an effective therapy for MSUD. | Isoleucine <24 months: 23-149 nmol/mL 2-17 years: 26-150 nmol/mL > or =18 years: 29-153 nmol/mL Leucine <24 months: 59-213 nmol/mL 2-17 years: 51-216 nmol/mL > or =18 years: 79-217 nmol/mL Valine <24 months: 94-382 nmol/mL 2-17 years: 111-367 nmol/mL > or =18 years: 134-357 nmol/mL Allo-isoleucine <5 nmol/mL | The quantitative results of isoleucine, leucine, valine, and allo-isoleucine with age-dependent reference values are reported without added interpretation. When applicable, reports of abnormal results may contain an interpretation based on available clinical interpretation. | Reference values are for fasting patients. | 1. Chuang DT, Shih VE, Max Wynn RR. Maple syrup urine disease (Branched-chain ketoaciduria). In: Valle DL, Antonarakis S, Ballabio A, Beaudet AL, Mitchell GA. eds. The Online Metabolic and Molecular Bases of Inherited Disease. McGraw Hill; 2019. Accessed April 22, 2024. https://ommbid.mhmedical.com/content.aspx?bookid=2709&sectionid=225084607 2. Strauss KA, Puffenberger EG, Morton DH: Maple syrup urine disease. In: MP Adam, Feldman J, Mirzaa GM, et al, eds. GeneReviews[Internet]. University of Washington, Seattle; 2006. Updated April 23, 2020. Accessed April 22, 2024. Available at www.ncbi.nlm.nih.gov/books/NBK1319 3. Diaz VM, Camarena C, de la Vega A, et al. Liver transplantation for classical maple syrup urine disease: Long-term follow-up. J Pediatr Gastroenterol Nutr. 2014;59(5):636-639. doi:10.1097/MPG.0000000000000469 4. Blackburn PR, Gass JM, Vairo FPE, et al.. Maple syrup urine disease: mechanisms and management. Appl Clin Genet. 2017;10:57-66. doi:10.2147/TACG.S125962 | Quantitative analysis of amino acids is performed by liquid chromatography tandem mass spectrometry (LC-MS/MS). Patient samples are combined with isotopically labeled internal standard.Following protein precipitation, the supernatant is subjected to hydrophilic interaction liquid chromatography for the separation of isomers with MS/MS detection of the underivatized amino acids.(Unpublished Mayo method) | 3 to 5 days | 2 weeks | This test was developed and its performance characteristics determined by Mayo Clinic in a manner consistent with CLIA requirements. It has not been cleared or approved by the US Food and Drug Administration. | 82136 | Amino Acid, MSUD Panel, P | 94566-7 | 32450 | Interpretation (AAMSD) | 49247-0
AAQP | Amino Acids, Quantitative, Plasma | Evaluating patients with possible inborn errors of metabolism using plasma specimens May aid in evaluation of endocrine disorders, liver diseases, muscle diseases, neoplastic diseases, neurological disorders, nutritional disturbances, kidney failure, and burns Monitoring of patients treated for various inborn errors of metabolism or other causes of amino acid imbalances | Liquid Chromatography Tandem Mass Spectrometry (LC-MS/MS) Portions of this test are covered by patents held by Quest Diagnostics | Yes | Amino Acids, QN, P | Testing includes quantitation of the following amino acids: taurine, threonine, serine, asparagine, glutamic acid, glutamine, proline, alanine, citrulline, alpha-amino-n-butyric acid, valine, cystine, methionine, isoleucine, leucine, tyrosine, phenylalanine, beta-alanine, ornithine, lysine, histidine, argininosuccinic acid, allo-isoleucine, arginine, hydroxyproline, glycine, aspartic acid, ethanolamine, sarcosine, 1-methylhistidine, 3-methylhistidine, homocitrulline, alpha-aminoadipic acid, gamma-amino-n-butyric acid, beta-aminoisobutyric acid, hydroxylysine, cystathionine, and tryptophan. | Patient Preparation:Patient should fast overnight (4 hours minimum); infants should have specimen collected before next feeding (2-3 hours without total parenteral nutrition if possible). Supplies:Sarstedt Aliquot Tube, 5 mL (T914) Collection Container/Tube:Green top (sodium heparin) Submission Container/Tube:Plastic vial Specimen Volume:0.5 mL Collection Instructions: 1. Collect specimen and place on wet ice. Note: Thrombin-activated tubesshould not be usedfor collection. 2. Centrifuge immediately or within 4 hours of collection if the specimen is kept at refrigerated temperature. 3. Being careful to ensure that no buffy coat is transferred, aliquot plasma into a plastic vial and freeze. | 0.3 mL | Amino acids are the basic structural units that comprise proteins and are found throughout the body. Many inborn errors of amino acid metabolism, such as phenylketonuria and tyrosinemia, have been identified. Amino acid disorders can manifest at any age, but most become evident in infancy or early childhood. These disorders result in the accumulation or the deficiency of 1 or more amino acids in biological fluids, which leads to the clinical signs and symptoms of the specific amino acid disorder. The clinical presentation is dependent upon the specific amino acid disorder. In general, affected patients may experience failure to thrive, neurologic symptoms, digestive problems, dermatologic findings, and physical and cognitive delays. If not diagnosed and treated promptly, amino acid disorders can result in intellectual disabilities and, possibly, death. Treatment for amino acid disorders includes very specific dietary modifications. Nonessential amino acids are synthesized by the body, while essential amino acids are not and must be obtained through an individual's diet. Therapeutic diets are coordinated and closely monitored by a dietician or physician. They are structured to provide the necessary balance of amino acids with particular attention to essential amino acids and those that are abnormal in a particular disorder. Patients must pay close attention to the protein content in their diet and generally need to supplement with medical formulas and foods. Dietary compliance is monitored by periodic analysis of plasma amino acids. In addition, plasma amino acid analysis may have clinical importance in the evaluation of several acquired conditions, including endocrine disorders, liver diseases, muscle diseases, neoplastic diseases, neurological disorders, nutritional disturbances, kidney failure, and burns. | Amino acids,Age groups, <24 months,2-17 years,> or =18 years, Taurine (Tau),31-354,32-181,21-123, Asparagine (Asn),18-94,25-80,23-94, Serine (Ser),59-224,53-166,55-146, Hydroxyproline (Hyp),<121,<73,<38, Glycine (Gly),80-500,80-500,80-500, Glutamine (Gln),356-857,353-790,447-774, Aspartic Acid (Asp),<48,<17,<13, Ethanolamine (EtN),<70,<30,<20, Histidine (His),46-147,56-119,61-120, Threonine (Thr),49-358,48-205,73-325, Citrulline (Cit),8-42,12-44,18-57, Sarcosine (Sar),<20,<20,<20, b-Alanine (bAla),<36,<36,<36, Alanine (Ala),139-474,144-557,200-579, Glutamic Acid (Glu),28-376,16-182,13-148, 1-Methylhistidine (1MHis),<12,<12,<12, 3-Methylhistidine (3MHis),<11,<30,<35, Argininosuccinic Acid (Asa),<5,<5,<5, Homocitruline (Hcit),<5,<2,<2, Arginine (Arg),28-164,28-156,45-144, a-Aminoadipic Acid (Aad),<4,<4,<4, g-Amino-n-butyric Acid (GABA),<4,<4,<4, b-Aminoisobutyric Acid (bAib),<9,<5,<5, a-Amino-n-butyric Acid (Abu),<40,<40,<40, Hydroxylysine (Hyl),<4,<4,<4, Proline (Pro),102-342,99-389,107-383, Ornithine (Orn),32-171,32-148,39-154, Cystathionine (Cth),<4,<4,<4, Cystine (Cys),6-131,3-151,8-310, Lysine (Lys),83-304,61-291,105-335, Methionine (Met),12-57,13-41,13-40, Valine (Val),94-382,111-367,134-357, Tyrosine (Tyr),27-188,36-133,36-113, Isoleucine (IIe),23-149,26-150,29-153, Leucine (Leu),59-213,51-216,79-217, Phenylalanine (Phe),36-105,38-116,45-106, Tryptophan (Trp),12-103,21-114,21-108, Alloisoleucine (Allolle),<5,<5,<5, | When no significant abnormalities are detected, a simple descriptive interpretation is provided.When abnormal results are detected, a detailed interpretation is given, including an overview of the results and their significance, a correlation to available clinical information, elements of differential diagnosis, recommendations for additional biochemical testing, and in vitro confirmatory studies (enzyme assay, molecular analysis), name and phone number of key contacts who may provide these studies, and a phone number to reach one of the laboratory directors in case the referring physician has additional questions. | Reference values are for fasting patients. Patients with phenylketonuria (PKU) who are treated with pegvaliase-pqpz (Palynziq) may have false low phenylalanine concentrations due to persistent activity in collected blood specimens. This assay does not measure total homocysteine. If relevant disorders are considered, also order HCYSP / Homocysteine, Total, Plasma analysis. | 1. Part 8: Amino Acids. In: Valle DL, Antonarakis S, Ballabio A, Beaudet AL, Mitchell GA. eds. The Online Metabolic and Molecular Bases of Inherited Disease. McGraw-Hill, 2019. Accessed April 22, 2024 Available at https://ommbid.mhmedical.com/book.aspx?bookID=2709#225069340 2. Pasquali M, Longo N: Amino acids. In: Blau N, Dionisi Vici C, Ferreira CR, Vianey-Saban C, van Karnebeek CDM, eds. Physician’s Guide to the Diagnosis, Treatment and Follow-up of Inherited Metabolic Diseases.2nd ed. Springer-Verlag; 2022:41-50 | Quantitative analysis of amino acids is performed by liquid chromatography-tandem mass spectrometry (LC-MS/MS). Patient samples are combined with isotopically labeled internal standard. Following protein precipitation, the supernatant is subjected to hydrophilic interaction liquid chromatography for the separation of isomers with MS/MS detection of the underivatized amino acids.(Unpublished Mayo method) | 3 to 5 days | 2 weeks | This test was developed and its performance characteristics determined by Mayo Clinic in a manner consistent with CLIA requirements. It has not been cleared or approved by the US Food and Drug Administration. | 82139 | Amino Acids, QN, P | 35083-5 | 34465 | Tryptophan | 20659-9
AAPD | Amino Acids, Quantitative, Random, Urine | Evaluating patients with possible inborn errors of metabolism using random urine specimens May aid in evaluation of endocrine disorders, liver diseases, muscle diseases, neoplastic diseases, neurological disorders, nutritional disturbances, kidney failure, and burns | Liquid Chromatography Tandem Mass Spectrometry (LC-MS/MS) Portions of this test are covered by patents held by Quest Diagnostics | Yes | Amino Acids, QN, Random, U | Testing includes quantitation of the following amino acids: taurine, threonine, serine, asparagine, hydroxyproline, glutamic acid, glutamine, aspartic acid, ethanolamine, sarcosine, proline, glycine, alanine, citrulline, alpha-aminoadipic acid, alpha-amino-n-butyric acid, valine, cystine, cystathionine, methionine, isoleucine, leucine, tyrosine, phenylalanine, beta-alanine, beta-aminoisobutyric acid, ornithine, lysine, 1-methylhistidine, histidine, 3-methylhistidine, argininosuccinic acid, allo-isoleucine, homocitrulline, gamma-amino-n-butyric acid, hydroxylysine, tryptophan, and arginine. | Supplies:Urine Tubes, 10 mL (T068) Specimen Volume:2 mL Collection Instructions:Collect a random urine specimen. | 1 mL | Amino acids are the basic structural units that comprise proteins and are found throughout the body. Many inborn errors of amino acid metabolism that affect amino acid transport or metabolism have been identified, such as phenylketonuria and tyrosinemia. Amino acid disorders can manifest at any age, but most become evident in infancy or early childhood. These disorders result in the accumulation or the deficiency of 1 or more amino acids in biological fluids, which leads to the clinical signs and symptoms of the specific amino acid disorder. The clinical presentation is dependent upon the specific amino acid disorder. In general, affected patients may experience failure to thrive, neurologic symptoms, digestive problems, dermatologic findings, and physical and cognitive delays. If not diagnosed and treated promptly, amino acid disorders can result in intellectual disabilities and, possibly, death. In addition, amino acid analysis may have clinical importance in the evaluation of several acquired conditions including endocrine disorders, liver diseases, muscle diseases, neoplastic diseases, neurological disorders, nutritional disturbances, kidney failure, and burns. General elevations in urine amino acid levels, called aminoaciduria, can be seen in disorders with amino acid transport defects, such as lysinuric protein intolerance and Hartnup disease, as well as in conditions with renal tubular dysfunction including Lowe syndrome and Dent disease. | Amino Acid,Age groups, < 2 months,2-35 months,3-6 years,7-17 years,> or =18 years, ,,,,, Taurine,Tau,<9026,<5604,<3680,<3954,<2134, Asparagine,Asn,<687,<1159,<238,<322,<204, Serine,Ser,<3202,<2741,<1386,<1116,<658, Hydroxyproline,Hyp,<2254,<1775,<89,<42,<48, Glycine,Gly,<13336,<9872,<4997,<4467,<4068, Glutamine,Gln,<2931,<3681,<1124,<1038,<764, Aspartic Acid,Asp,<290,<72,<46,<13,<12, Ethanolamine,EtN,<1589,<1765,<776,<536,<500, Histidine,His,<3806,<4578,<2596,<2294,<1508, Threonine,Thr,<1930,<1769,<496,<575,<384, Citrulline,Cit,<61,<67,<23,<17,<34, Sarcosine,Sar,<177,<52,<6,<10,<6, Beta-Alanine,bAla,<174,<79,<99,<139,<58, Alanine,Ala,<2856,<2360,<961,<794,<472, Glutamic Acid,Glu,<281,<210,<127,<63,<62, 1-Methylhistidine,1MHis,<493,<470,<517,<453,<265, 3-Methylhistidine,3MHis,<196,<662,<3346,<2027,<1920, Argininosuccinic Acid,Asa,<96,<103,<65,<57,<37, Homocitrulline,Hcit,<164,<169,<110,<107,<87, Arginine,Arg,<250,<147,<81,<42,<65, Alpha-aminoadipic Acid,Aad,<264,<397,<349,<138,<73, GammaAmino-n-butyric Acid,GABA,<8,<14,<4,<3,<4, Beta-aminoisobutyric Acid,bAib,<2214,<2488,<840,<251,<265, Alpha-amino-n-butyric Acid,Abu,<58,<44,<37,<29,<19, Hydroxylysine,Hyl,<101,<87,<44,<22,<16, Proline,Pro,<1776,<1028,<29,<42,<98, Ornithine,Orn,<344,<238,<228,<291,<193, Cystathionine,Cth,<118,<53,<23,<24,<33, Cystine,Cys,<486,<285,<111,<84,<142, Lysine,Lys,<2217,<1321,<814,<463,<295, Methionine,Met,<76,<45,<24,<22,<15, Valine,Val,<308,<258,<119,<91,<73, Tyrosine,Tyr,<453,<603,<289,<371,<155, Isoleucine,Ile,<99,<131,<52,<29,<26, Leucine,Leu,<286,<215,<87,<70,<64, Phenylalanine,Phe,<342,<306,<178,<123,<98, Tryptophan,Trp,<241,<329,<222,<218,<140, Allo-isoleucine,AlloIle,<3,<6,<1,<2,<4, | When no significant abnormalities are detected, a simple descriptive interpretation is provided.When abnormal results are detected, a detailed interpretation is given, including an overview of the results and of their significance, a correlation to available clinical information, elements of differential diagnosis, recommendations for additional biochemical testing and in vitro confirmatory studies (enzyme assay, molecular analysis), name and phone number of key contacts who may provide these studies, and a phone number to reach one of the laboratory directors in case the referring physician has additional questions. | This assay does not measure total homocysteine, phosphoethanolamine, or imidodipeptides. Therefore, this assay should not be used as a test for homocystinuria, hypophosphatasia, and prolidase deficiency. See Additional Testing Requirements and Necessary Information for more information or contact a biochemical genetics counselor at 800-533-1710. | 1. Part 8: Amino Acids.In: Valle DL, Antonarakis S, Ballabio A, Beaudet AL, Mitchell GA. eds. The Online Metabolic and Molecular Bases of Inherited Disease. McGraw-Hill, 2019. Accessed April 22, 2024. Available at https://ommbid.mhmedical.com/book.aspx?bookID=2709#225069340 2.Pasquali M, Longo N. Amino acids. In: Blau N, Dionisi Vici C, Ferreira CR, Vianey-Saban C, van Karnebeek CDM, eds. Physician’s Guide to the Diagnosis, Treatment and Follow-up of Inherited Metabolic Diseases. 2nd ed. Springer-Verlag; 2022:41-50 | Quantitative analysis of amino acids is performed by liquid chromatography-tandem mass spectrometry (LC-MS/MS). Patient samples are combined with isotopically labeled internal standard. Following protein precipitation, the supernatant is subjected to hydrophilic-interaction liquid chromatography for the separation of isomers with MS/MS detection of the underivatized amino acids.(Unpublished Mayo method) | 3 to 5 days | 2 weeks | This test was developed and its performance characteristics determined by Mayo Clinic in a manner consistent with CLIA requirements. It has not been cleared or approved by the US Food and Drug Administration. | 82139 | Amino Acids, QN, Random, U | 35087-6 | 113130 | Reviewed By | 18771-6
AACSF | Amino Acids, Quantitative, Spinal Fluid | Evaluating patients with possible inborn errors of amino acid metabolism, particularly nonketotic hyperglycinemia (glycine encephalopathy) and serine biosynthesis defects, especially when used in conjunction with concomitantly collected plasma specimens | Liquid Chromatography Tandem Mass Spectrometry (LC-MS/MS) Portions of this test are covered by patents held by Quest Diagnostics | Yes | Amino Acids, QN, CSF | Testing includes quantitation of the following amino acids: taurine, threonine, serine, hydroxyproline, asparagine, glutamic acid, 1-methylhistidine, 3-methylhistidine, argininosuccinic acid, homocitrulline, alpha-aminoadipic acid, gamma-amino-n-butyric acid, beta-aminoisobutyric acid, alpha-amino-n-butyric acid, hydroxylysine, glutamine, aspartic acid, ethanolamine, proline, glycine, alanine, citrulline, sarcosine, beta-alanine, alpha-amino-n-butyric acid, valine, cystine, methionine, isoleucine, leucine, tyrosine, phenylalanine, ornithine, cystathionine, tryptophan, allo-isoleucine, lysine, histidine, and arginine. | Container/Tube:Sterile vial Specimen Volume:0.2 mL Collection Instructions:Collect specimen from second collection vial. | 0.1 mL | Amino acids are the basic structural units that comprise proteins and are found throughout the body. Many inborn errors of amino acid metabolism that affect amino acid transport and metabolism have been identified. Amino acid disorders can manifest at any age, but most become evident in infancy or early childhood. These disorders result in the accumulation or deficiency of 1 or more amino acids in biological fluids, which leads to the clinical signs and symptoms of the specific amino acid disorder. The clinical presentation is dependent upon the specific amino acid disorder. In general, affected patients may experience failure to thrive, neurologic symptoms, digestive problems, dermatologic findings, and physical and cognitive delays. If not diagnosed and treated promptly, amino acid disorders can result in intellectual disabilities and, possibly, death. Cerebrospinal fluid (CSF) specimens are highly informative for a subset of these conditions, such as nonketotic hyperglycinemia and serine biosynthesis defects. CSF specimens are most informative when a plasma specimen is collected at the same time, and the ratio of the amino acid concentrations in CSF to those in plasma is calculated. | Amino Acid,Age groups, < or =31 days,32 days-23 months,2-18 years,> or =19 years, Taurine (Tau),8-28,4-13,4-10,3-9, Asparagine (Asn),7-25,5-17,4-12,5-14, Serine (Ser),43-127,37-87,22-57,18-58, Hydroxyproline (Hyp),<12,<8,<3,<3, Glycine (Gly),<60,<27,<20,<28, Glutamine (Gln),447-1547,384-716,375-770,452-1283, Aspartic Acid (Asp),<12,<12,<12,<12, Ethanolamine (EtN),11-152,6-41,7-25,6-24, Histidine (His),19-63,12-32,9-26,12-36, Threonine (Thr),35-212,19-89,13-51,13-57, Citrulline (Cit),<6,<5,<4,<4, Sarcosine (Sar),<21,<21,<21,<21, Beta-alanine (bAla),<17,<17,<17,<17, Alanine (Ala),20-92,18-69,16-54,22-80, Glutamic Acid (Glu),<12,<4,<3,<2, 1-Methylhistidine (1MHis),<5,<1,<1,<3, 3-Methylhistidine (3MHis),<4,<1,<3,<5, Argininosuccinic Acid (Asa),<4,<4,<4,<4, Homocitrulline (Hcit),<1,<1,<1,<1, Arginine (Arg),7-37,11-36,13-30,14-32, Alpha-aminoadipic Acid (Aad),<2,<2,<2,<2, Gamma-amino-n-butyric Acid (GABA),<10,<10,<10,<10, Beta-aminoisobutyric Acid (bAib),<1,<1,<1,<1, Alpha-amino-n-butyric Acid (Abu),<21,<7,<5,<10, Hydroxylysine (Hyl),<1,<1,<1,<1, Proline (Pro),<14,<4,<4,<2, Ornithine (Orn),<32,<15,<12,<15, Cystathionine (Cth),<4,<1,<1,<2, Cystine (Cys),<3,<3,<3,<3, Lysine (Lys),16-67,17-41,13-45,23-54, Methionine (Met),<19,<7,<5,<12, Valine (Val),16-83,10-36,10-27,13-52, Tyrosine (Tyr),<70,<22,<16,<65, Isoleucine (Ile),2-30,2-14,3-11,3-17, Leucine (Leu),14-72,9-25,8-23,10-53, Phenylalanine (Phe),9-49,7-18,5-18,8-23, Tryptophan (Trp),<14,<14,<14,<14, Allo-isoleucine (AlloIle),<2,<2,<2,<2, | When no significant abnormalities are detected, a simple descriptive interpretation is provided. When abnormal results are detected, a detailed interpretation is provided. This interpretation includes an overview of the results and their significance, a correlation to available clinical information, elements of differential diagnosis, recommendations for additional biochemical testing and in vitro confirmatory studies (enzyme assay, molecular analysis), name and phone number of key contacts who may provide these studies, and the telephone number to reach one of the laboratory directors in case the referring physician has additional questions. | Proper specimen collection and handling are crucial to achieve reliable results. Blood contamination can interfere with test results. | 1. Rinaldo P, Hahn S, Matern D. Inborn errors of amino acid, organic acid, and fatty acid metabolism. In: Burtis CA, Ashwood ER, Bruns DE. Tietz Textbook of Clinical Chemistry and Molecular Diagnosis. 4th ed. WB Saunders Company; 2005:2207-2247 2. Van Hove JLK, Coughlin C II, Swanson M, et al. Nonketotic hyperglycinemia. In: Adam MP, Feldman J, Mirzaa GM, et al, eds. GeneReviews [Internet]. University of Washington, Seattle; 2002. Updated May 23, 2019. Accessed April 22, 2024. Available at www.ncbi.nlm.nih.gov/books/NBK1357/ 3. El-Hattab AW. Serine biosynthesis and transport defects. Mol Genet Metab. 2016;118(3):153-159. doi: 10.1016/j.ymgme.2016.04.010 4. Pasquali M, Longo N. Amino acids. In: Blau N, Dionisi Vici C, Ferreira CR, Vianey-Saban C, van Karnebeek CDM, eds. Physician’s Guide to the Diagnosis, Treatment and Follow-up of Inherited Metabolic Diseases. 2nd ed. Springer-Verlag; 2022:41-50 | Quantitative analysis of amino acids (AA) is performed by liquid chromatography-tandem mass spectrometry (LC-MS/MS). Patient samples are combined with isotopically labeled internal standard. Following protein precipitation, the supernatant is subjected to hydrophilic-interaction liquid chromatography for the separation of isomers with MS/MS detection of the underivatized amino acids.(Unpublished Mayo method) | 3 to 5 days | 2 weeks | This test was developed and its performance characteristics determined by Mayo Clinic in a manner consistent with CLIA requirements. It has not been cleared or approved by the US Food and Drug Administration. | 82139 | Amino Acids, QN, CSF | 35507-3 | 34583 | Allo-isoleucine | 22658-9
AAUCD | Amino Acids, Urea Cycle Disorders Panel, Plasma | Follow-up of patients with urea cycle disorders | Liquid Chromatography Tandem Mass Spectrometry (LC-MS/MS) | Yes | Amino Acid, Urea Cycle Panel, P | Plasma | Patient Preparation:Patient should fast overnight (4 hours minimum); infants should have specimen collected before next feeding (2-3 hours without total parenteral nutrition if possible). Supplies:Sarstedt Aliquot Tube, 5 mL (T914) Collection Container/Tube:Green top (sodium heparin) Submission Container/Tube:Plastic vial Specimen Volume:0.5 mL Collection Instructions: 1. Collect specimen and place on wet ice. Note: Thrombin-activated tubesshould not beusedfor collection. 2. Centrifuge immediately or within 4 hours of collection if the specimen is kept at refrigerated temperature. 3. Being careful to ensure that no buffy coat is transferred, aliquot plasma into a plastic vial and freeze. | 0.3 mL | Urea cycle disorders (UCD) are a group of inherited disorders of nitrogen detoxification that result when any of the enzymes in the urea cycle (carbamoylphosphate synthetase I [CPS I], ornithine transcarbamylase [OTC], argininosuccinic acid synthetase, argininosuccinic acid lyase, arginase, or the cofactor producer, N-acetyl glutamate synthetase [NAGS]), have deficient or reduced activity. The role of the urea cycle is to metabolize and clear waste nitrogen, and defects in any of the steps of the pathway can result in an accumulation of ammonia, which can be toxic to the nervous system. The urea cycle is also responsible for endogenous production of the amino acids citrulline, ornithine, and arginine. Infants with a complete urea cycle enzyme deficiency typically appear normal at birth but, as ammonia levels rise, present during the neonatal period with lethargy, seizures, hyper- or hypoventilation, and, ultimately, coma or death. Individuals with partial enzyme deficiency may present later in life, typically following an acute illness or other stressors. Symptoms may be less severe and may present with episodes of psychosis, lethargy, cyclical vomiting, and behavioral abnormalities. Patients with impaired ornithine metabolism due to ornithine aminotransferase deficiency may present with childhood-onset myopia progressing to vision loss in the 4th to 6th decades of life. Patients may or may not have accompanying hyperammonemia but display marked elevations in plasma ornithine. All UCD are inherited autosomal recessively, with the exception of OTC deficiency, which is X-linked. UCD may be suspected in cases with elevated ammonia, normal anion gap, and a normal glucose. Plasma amino acids can be used to aid in the diagnosis of UCD and may aid in monitoring treatment effectiveness. Measurement of urinary orotic acid, enzyme activity (CPS I, OTC, or NAGS), and molecular genetic testing can help to distinguish the conditions and allows for diagnostic confirmation. Acute treatment for UCD consists of dialysis and administration of nitrogen scavenger drugs to reduce ammonia concentration. Chronic management typically involves restriction of dietary protein with essential amino acid supplementation. More recently, orthotopic liver transplantation has been used with success in treating some patients. | Glutamine <24 months: 356-857 nmol/mL 2-17 years: 353-790 nmol/mL > or =18 years: 447-774 nmol/mL Ornithine <24 months: 32-171 nmol/mL 2-17 years: 32-148 nmol/mL > or =18 years: 39-154 nmol/mL Citrulline <24 months: 8-42 nmol/mL 2-17 years: 12-44 nmol/mL > or =18 years: 18-57 nmol/mL Arginine <24 months: 28-164 nmol/mL 2-17 years: 28-156 nmol/mL > or =18 years: 45-144 nmol/mL Argininosuccinic Acid <5 nmol/mL Reference value applies to all ages. | The quantitative results of glutamine, ornithine, citrulline, arginine, and argininosuccinic acid with age-dependent reference values are reported without added interpretation. When applicable, reports of abnormal results may contain an interpretation based on available clinical interpretation. | Reference values are for fasting patients. | 1.Brusilow SW, Horwich AL. Urea cycle enzymes. In: Valle DL, Antonarakis S, Ballabio A, Beaudet AL, Mitchell GA. eds. The Online Metabolic and Molecular Bases of Inherited Disease. McGraw Hill; 2019. AccessedApril 22, 2024.https://ommbid.mhmedical.com/content.aspx?bookid=2709&sectionid=225084071 2. Haberle J, Burlina A, Chakrapani A, et al. Suggested guidelines for diagnosis and management of urea cycle disorders: First revision. J Inherit Metab Dis.2019;42(6):1192-1230. doi:10.1002/jimd.12100 3. Valle D, Simell O. The Hyperornithinemias. In: Valle DL, Antonarakis S, Ballabio A, Beaudet AL, Mitchell GA. eds. The Online Metabolic and Molecular Bases of Inherited Disease. McGraw Hill; 2019. AccessedApril 22, 2024. https://ommbid.mhmedical.com/content.aspx?bookid=2709&sectionid=225083672 4. Ah Mew N, McCarter R, Izem R, et al. Comparing Treatment Options for Urea Cycle Disorders. Washington (DC): Patient-Centered Outcomes Research Institute (PCORI); December 2020. | Quantitative analysis of amino acids is performed by liquid chromatography-tandem mass spectrometry (LC-MS/MS). Patient samples are combined with isotopically labeled internal standard. Following protein precipitation, the supernatant is subjected to hydrophilic-interaction liquid chromatography for the separation of isomers with MS/MS detection of the underivatized amino acids.(Unpublished Mayo method) | 3 to 5 days | 2 weeks | This test was developed and its performance characteristics determined by Mayo Clinic in a manner consistent with CLIA requirements. It has not been cleared or approved by the US Food and Drug Administration. | 82136 | Amino Acid, Urea Cycle Panel, P | 100368-0 | 32445 | Interpretation (AAUCD) | 49247-0
AIHL | Aminoglycoside-Induced Hearing Loss, Targeted Variant Testing, Droplet Digital PCR, Varies | Identification of individuals who may be at risk for aminoglycoside-induced hearing loss (AIHL) Establishing a diagnosis of late-onset sensorineural hearing loss associated with aminoglycoside exposure Identifying mitochondrial variants associated with AIHL, allowing for predictive testing of at-risk family members | Droplet Digital Polymerase Chain Reaction (ddPCR) | Yes | Aminoglycoside-Induced Hearing Loss | Varies | Patient Preparation:A previous bone marrow transplant from an allogenic donor will interfere with testing. Call 800-533-1710 for instructions for testing patients who have received a bone marrow transplant. Specimen Type:Whole blood Container/Tube: Preferred:Lavender top (EDTA) or yellow top (ACD) Acceptable:Any anticoagulant Specimen Volume:3 mL Collection Instructions: 1. Invert several times to mix blood. 2. Send specimen in original tube. Specimen Stability Information:Ambient/Refrigerated/Frozen Additional Information:To ensure minimum volume and concentration of DNA is met, the preferred volume of blood must be submitted. Testing may be canceled if DNA requirements are inadequate. Specimen Type:Saliva Patient Preparation:Patient should not eat, drink, smoke, or chew gum 30 minutes prior to collection. Supplies:Saliva Collection Kit (T786) Specimen Volume:1 swab Collection Instructions:Collect and send specimen per kit instructions. Specimen Stability Information:Ambient | See Specimen Required | Aminoglycosides (tobramycin, streptomycin, and gentamicin, etc) are a group of broad-spectrum antibiotics commonly prescribed for infections caused by Gram-negative bacteria. In the United States alone, approximately 4 million courses of aminoglycosides are administered each year with approximately 2% to 5% of patients treated developing clinically significant hearing loss. Mitochondrial geneRNR1(MT-RNR1) variants m.1555A>G and m.1494C>T are the most common variants associated with aminoglycoside-induced ototoxicity. Hearing loss associated with aminoglycoside exposure can occur even after a single dose and may be bilateral, irreversible, and often severe to profound. Avoidance of aminoglycoside antibiotics reduces the risk of developing hearing loss for individuals carrying one of these 2 variants. The severity and onset of hearing loss in individuals with the associated pathogenic mitochondrial variants range from profound congenital deafness to mild to moderate late-onset hearing loss. Evidence demonstrates that this variance can often be explained by variant load in an individual. In contrast to variants in nuclear genes, which are present in either 0, 1, or 2 copies, mitochondrial variants can be present in any fraction of the total organelles, a phenomenon known as heteroplasmy. Penetrance of hearing loss without exposure to aminoglycosides is thought to be a function of the degree of heteroplasmy, with a correlation between higher fraction of altered mitochondria and higher penetrance. Hearing loss is believed to be 100% penetrant in homoplasmic individuals who receive aminoglycoside antibiotics. | An interpretive report will be provided. | An interpretive report will be provided. | Clinical Correlations: Test results should be interpreted in context of clinical findings, family history, and other laboratory data. Misinterpretation of results may occur if the information provided is inaccurate or incomplete. If testing was performed because of a clinically significant family history, it is often useful to first test an affected family member. Detection of a reportable variant in an affected family member would allow for more informative testing of at-risk individuals. Technical Limitations: This assay will not detect all variants or genes that cause mitochondrial nonsyndromic hearing loss and deafness. Therefore, the absence of a detectable variant does not rule out the possibility that an individual is a carrier of or affected with mitochondrial non-syndromic hearing loss and deafness. Some individuals who are a carrier or have a diagnosis of mitochondrial nonsyndromic hearing loss and deafnessmay have a variant that is not identified by this assay. The absence of a variant, therefore, does not eliminate the possibility of a hereditary hearing loss disorder. For predictive testing of asymptomatic individuals, it is important to first document the presence of a gene variant in an affected family member. Of note, absence of the mitochondrial variants MT-RNR1 m.1494C>T or MT-RNR1 m.1555A>G does not rule out the presence of these variants below the limits of detection of this assay (<5% heteroplasmy). Rare alterations exist that could lead to false-negative or false-positive results. If results obtained do not match clinical findings, additional testing should be considered. | 1. Gao Z, Chen Y, Guan MX: Mitochondrial DNA mutations associated with aminoglycoside induced ototoxicity. J Otol. 2017 Mar;12(1):1-8 2. Krause KM, Serio AW, Kane TR, Connolly LE: Aminoglycosides: An overview. Cold Spring Harb Perspect Med. 2016 Jun 1;6(6):a027029 3. Qian Y, Guan MX: Interaction of aminoglycosides with human mitochondrial 12S rRNA carrying the deafness-associated mutation. Antimicrob Agents Chemother. 2009 Nov;53(11):4612-4618 4. Usami S, Nishio S: Nonsyndromic hearing loss and deafness, mitochondrial. In: Adam MP, Ardinger HH, Pagon RA, et al, eds. GeneReviews [Internet]. University of Washington, Seattle; 2004. Updated June 14, 2018. Accessed March 15, 2021. Available atwww.ncbi.nlm.nih.gov/books/NBK1422/ | This test is a droplet digital polymerase chain reaction method for the detection of MT-RNR1 m.1494C>T and MT-RNR1 m.1555A>G associated with aminoglycoside-induced hearing loss. Variant nomenclature is based on the following GenBank Accession number (build GRCh37 [hg19]): NC_012920.1.(Unpublished Mayo method) | 1 to 7 days-Specimens must arrive in the performing laboratory by 12 p.m. for the report to be available 1 day from specimen receipt. | Whole Blood: 2 weeks (if available); Extracted DNA: Indefinitely | This test was developed and its performance characteristics determined by Mayo Clinic in a manner consistent with CLIA requirements. It has not been cleared or approved by the US Food and Drug Administration. | 81401 | Aminoglycoside-Induced Hearing Loss | In Process | 609794 | Released By | 18771-6
ALADW | Aminolevulinic Acid Dehydratase, Washed Erythrocytes | Confirmation of a diagnosis of aminolevulinic acid dehydratase deficiency porphyria using washed erythrocyte specimens This test isnot useful fordetecting lead intoxication. | Enzymatic End point/Spectrofluorometric | Yes | ALA Dehydratase, RBC | The following algorithms are available: | Patient Preparation:Patientmust notconsume any alcohol for 24 hours before specimen collection. Thisis essential as ethanol suppresses aminolevulinic acid dehydratase activity, leading to false-positive results. Collection Container/Tube: Preferred:Green top (sodium heparin) Acceptable:Lavender top (EDTA) or green top (lithium heparin) Submission Container/Tube:Plastic vial Specimen Volume:Entire washed erythrocyte suspension Collection Instructions:Collect and process whole blood specimen as follows: 1. Transfer entire specimen to a 12-mL graduated centrifuge tube. 2. Centrifuge specimen at 4 degrees C for 10 minutes at 2000 rpm. 3.Record volume of packed cells and the total volume of the specimen. 4. Discard supernatant plasma. 5. Wash packed erythrocytes 2 times by resuspension of at least an equal amount of cold 0.9% saline, mix, and centrifuge for 5 minutes at 2000 rpm, discarding supernatant after each washing. 6. Resuspend packed cells to the original total volume with 0.9% saline. Invert specimen gently to mix. | 1 mL of washed and resuspended erythrocytes | Porphyrias are a group of inherited disorders resulting from enzyme defects in the heme biosynthetic pathway. A defect in the second enzyme of this pathway causes 5-aminolevulinic acid (ALA) dehydratase (ALAD) deficiency porphyria (ADP). A marked deficiency of ALAD causes the accumulation and subsequent urinary excretion of large amounts of ALA. Urinary porphobilinogen remains essentially normal, which rules out other forms of acute porphyria. ADP is an autosomal recessive acute hepatic porphyria that produces neurologic symptoms similar to those seen in acute intermittent porphyria. Symptoms include acute abdominal pain, peripheral neuropathy, nausea, vomiting, constipation, and diarrhea. Respiratory impairment, seizures, and psychosis are possible during an acute period. ADP is extremely rare with only 8 cases described in the literature since 1979. The workup of patients with a suspected porphyriais most effective when following a stepwise approach. Molecular confirmation is available; order CGPH / Custom Gene Panel, Hereditary, Next-Generation Sequencing, Varies; specify ALAD Gene List ID: IEMCP-D81317. SeePorphyria (Acute) Testing Algorithmor call 800-533-1710 to discuss testing strategies. | Reference ranges have not been established for patients who are younger than 16 years. > or =4.0 nmol/L/sec 3.5-3.9 nmol/L/sec (indeterminate) <3.5 nmol/L/sec (diminished) | Abnormal results are reported with a detailed interpretation including an overview of the results and their significance, a correlation to available clinical information provided with the specimen, differential diagnosis, and recommendations for additional testing when indicated and available. | False-positive values may result from enzyme degradation due to improper specimen handling. It is essential to adhere to instructions outlined in the Specimen Required and the Specimen Stability Information fields. | 1. Tortorelli S, Kloke K, Raymond K. Disorders of porphyrin metabolism. In: Dietzen DG, Bennett MJ, Wong ECC, eds. Biochemical and Molecular Basis of Pediatric Disease. 4th ed. AACC Press; 2010:307-324 2. Nuttall KL, Klee GG. Analytes of hemoglobin metabolism - porphyrins, iron, and bilirubin. In: Burtis CA, Ashwood ER, eds. Tietz Textbook of Clinical Chemistry. 5th ed. WB Saunders Company; 2001:584-607 3. Anderson KE, Sassa S, Bishop DF, Desnick RJ. Disorders of heme biosynthesis: X-linked sideroblastic anemia and the porphyrias. In: Valle D, Antonarakis S, Ballabio A, Beaudet AL, Mitchell GA, eds. The Online Metabolic and Molecular Bases of Inherited Disease. McGraw-Hill, 2019. Accessed April 19, 2024. Available at https://ommbid.mhmedical.com/content.aspx?sectionid=225540906&bookid=2709 4. Lahiji AP, Anderson KE, Chan A. 5-Aminolevulinate dehydratase porphyria: Update on hepatic 5-aminolevulinic acid synthase induction and long-term response to hemin. Mol Genet Metab. 2020;131(4):418-423. doi:10.1016/j.ymgme.2020.10.011 | Measurement of aminolevulinic acid (ALA) dehydratase (ALAD) activity is based on the rate of synthesis of uroporphyrin from ALA in incubated, lysed erythrocytes. Low yield of uroporphyrin from ALA indicates a deficiency of ALAD.(Unpublished Mayo method) | 2 to 8 days | 14 days | This test was developed and its performance characteristics determined by Mayo Clinic in a manner consistent with CLIA requirements. It has not been cleared or approved by the US Food and Drug Administration. | 82657 | ALA Dehydratase, RBC | 2813-4 | 606469 | Reviewed By | 18771-6
ALAD | Aminolevulinic Acid Dehydratase, Whole Blood | Preferred confirmation test for the diagnosis of aminolevulinic acid dehydratase deficiency porphyria This test isnot useful fordetecting lead intoxication. | Enzymatic End point/Spectrofluorometric | Yes | ALA Dehydratase, WB | The following algorithms are available: | Patient Preparation:Patientmust notconsume any alcohol for 24 hours before specimen collection. Thisis essential as ethanol suppresses aminolevulinic acid dehydratase activity, leading to false-positive results. Container/Tube: Preferred:Green top (sodium heparin) Acceptable:Lavender top (EDTA) or green top (lithium heparin) Specimen Volume:Full tube 4 mL Collection Instructions:Refrigerate specimen as soon as possible. | 3 mL | Porphyrias are a group of inherited disorders resulting from enzyme defects in the heme biosynthetic pathway. A defect in the second enzyme of this pathway causes 5-aminolevulinic acid (ALA) dehydratase (ALAD) deficiency porphyria (ADP). A marked deficiency of ALAD causes the accumulation and subsequent urinary excretion of large amounts of ALA. Urinary porphobilinogen remains essentially normal, which rules out other forms of acute porphyria. ADP is an autosomal recessive acute hepatic porphyria that produces neurologic symptoms similar to those seen in acute intermittent porphyria. Symptoms include acute abdominal pain, peripheral neuropathy, nausea, vomiting, constipation, and diarrhea. Respiratory impairment, seizures, and psychosis are possible during an acute period. ADP is extremely rare with only 8 cases described in the literature since 1979. The workup of patients with a suspected porphyriais most effective when following a stepwise approach. Molecular confirmation is available; order CGPH / Custom Gene Panel, Hereditary, Next-Generation Sequencing, Varies; specify ALAD Gene List ID: IEMCP-D81317. SeePorphyria (Acute) Testing Algorithmor call 800-533-1710 to discuss testing strategies. | Reference ranges have not been established for patients who are younger than 16 years of age. > or =4.0 nmol/L/sec 3.5-3.9 nmol/L/sec (indeterminate) <3.5 nmol/L/sec (diminished) | Abnormal results are reported with a detailed interpretation including an overview of the results and their significance, a correlation to available clinical information provided with the specimen, differential diagnosis, and recommendations for additional testing when indicated and available. | False-positive values may result from enzyme degradation due to improper specimen handling. It is essential to adhere to instructions outlined in the Specimen Required and the Specimen Stability Information fields. | 1. Tortorelli S, Kloke K, Raymond K. Disorders of porphyrin metabolism. In: Dietzen DG, Bennett MJ, Wong ECC, eds. Biochemical and Molecular Basis of Pediatric Disease. 4th ed. AACC Press; 2010:307-324 2. Nuttall KL, Klee GG. Analytes of hemoglobin metabolism-porphyrins, iron, and bilirubin. In: Burtis CA, Ashwood ER, eds. Tietz Textbook of Clinical Chemistry. 5th ed. WB Saunders Company; 2001:584-607 3. Anderson KE, Sassa S, Bishop DF, Desnick RJ. Disorders of heme biosynthesis: X-linked sideroblastic anemia and the porphyrias. In: Valle D, Antonarakis S, Ballabio A, Beaudet AL, Mitchell GA, eds. The Online Metabolic and Molecular Bases of Inherited Disease. McGraw-Hill, 2019. Accessed April 19, 2024. Available at https://ommbid.mhmedical.com/content.aspx?sectionid=225540906&bookid=2709 4. Lahiji AP, Anderson KE, Chan A. 5-Aminolevulinate dehydratase porphyria: Update on hepatic 5-aminolevulinic acid synthase induction and long-term response to hemin. Mol Genet Metab. 2020;131(4):418-423. doi:10.1016/j.ymgme.2020.10.011 | Measurement of aminolevulinic acid (ALA) dehydratase activity is based on the rate of synthesis of uroporphyrin from ALA in incubated, lysed erythrocytes. Low yield of uroporphyrin from ALA indicates a deficiency of ALAD.(Unpublished Mayo method) | 2 to 8 days | 14 days | This test was developed and its performance characteristics determined by Mayo Clinic in a manner consistent with CLIA requirements. It has not been cleared or approved by the US Food and Drug Administration. | 82657 | ALA Dehydratase, WB | 12916-3 | 606468 | Reviewed By | 18771-6
ALAUR | Aminolevulinic Acid, Urine | Assisting in the differential diagnosis of the acute hepatic porphyrias | Liquid Chromatography Tandem Mass Spectrometry (LC-MS/MS) | Yes | Aminolevulinic Acid, U | For more information see: | Patient Preparation:Patient should not consume any alcohol for 24 hours before specimen collection. Supplies:Urine Tubes, 10 mL (T068) Collection Container/Tube:Clean, plastic urine collection container Submission Container/Tube: Plastic vial Specimen Volume:2 mL Collection Instructions:Collect a random urine specimen. | 1 mL | The porphyrias are a group of inherited disorders resulting from enzyme defects in the heme biosynthetic pathway. Depending on the specific enzyme involved, various porphyrins and their precursors accumulate in different specimen types. The patterns of porphyrin accumulation in erythrocytes and plasma and excretion of the heme precursors in urine and feces allow for the detection and differentiation of the porphyrias. For more information seeThe Heme Biosynthetic Pathway. The porphyrias are typically classified as erythropoietic or hepatic based upon the primary site of the enzyme defect. In addition, hepatic porphyrias can be further classified as chronic or acute, based on their clinical presentation. The primary acute hepatic porphyrias: aminolevulinic acid dehydratase deficiency porphyria (ADP), acute intermittent porphyria (AIP), hereditary coproporphyria (HCP), and variegate porphyria (VP), are associated with neurovisceral symptoms that typically onset during puberty or later. Common symptoms include severe abdominal pain, peripheral neuropathy, and psychiatric symptoms. A broad range of medications (including barbiturates and sulfa drugs), alcohol, infection, starvation, heavy metals, and hormonal changes may precipitate crises. Photosensitivity is not associated with AIP, but it may be present in HCP and VP. The excretion of aminolevulinic acid (ALA) can be increased due to one of the inherited acute porphyrias or due to secondary inhibition of ALA dehydratase. Among the secondary causes, acute lead intoxication results in the greatest increases of aminolevulinic aciduria. Less significant elevations are seen in chronic lead intoxication, tyrosinemia type I, alcoholism, and pregnancy. Once the biochemical diagnosis of an acute porphyria is established, molecular genetic testing is available (APGP / Acute Porphyria Gene Panel, Varies), which allows for diagnosis of at-risk family members. For more information, see the following or call 800-533-1710 to discuss testing strategies: -The Heme Biosynthetic Pathway -Porphyria (Acute) Testing Algorithm -Porphyria (Cutaneous) Testing Algorithm | <1 year: < or =10 nmol/mL 1-17 years: < or =20 nmol/mL > or =18 years: < or =15 nmol/mL | Abnormal results are reported with a detailed interpretation that may include an overview of the results and their significance, a correlation to available clinical information provided with the specimen, differential diagnosis, recommendations for additional testing when indicated and available, and a phone number to reach one of the laboratory directors in case the referring physician has additional questions. | No significant cautionary statements | 1. Tortorelli S, White A, Raymond K. Disorders of porphyrin metabolism. In: Dietzen DJ, Bennett MJ, Wong ECC, Haymond S, eds. Biochemical and Molecular Basis of Pediatric Disease. 5th ed. Academic Press; 2021:503-528 2. Anderson KE, Sassa S, Bishop DF, Desnick RJ. Disorders of heme biosynthesis: X-linked sideroblastic anemia and the porphyrias. In: Valle DL, Antonarakis S, Ballabio A, Beaudet AL, Mitchell GA. eds. The Online Metabolic and Molecular Bases of Inherited Disease. McGraw-Hill; 2019. Accessed July 5, 2024. Available at https://ommbid.mhmedical.com/content.aspx?bookid=2709&sectionid=225540906 3. Nuttall KL, Klee GG. Analytes of hemoglobin metabolism-porphyrins, iron, and bilirubin. In: Burtis CA, Ashwood ER, eds. Tietz Textbook of Clinical Chemistry. 5th ed. WB Saunders Company; 2001:584-607 4.Anderson KE, Lobo R, Salazar D, et al. Biochemical diagnosis of acute hepatic porphyria: Updated expert recommendations for primary care physicians. Am J Med Sci. 2021;362(2):113-121. doi:10.1016/j.amjms.2021.03.004 | Aminolevulinic acid (ALA) is determined by liquid chromatography tandem mass spectrometry (LC-MS/MS) stable isotope dilution analysis. The urine is mixed with an internal standard ([13]C5, [15]N ALA-IS) and filtered using a 0.2 mcM nylon filter vial. The ratios of the extracted peak areas of ALA to ALA-IS determined by LC-MS/MS are used to calculate the concentration of ALA present in the sample.(Lacey, JM, Magera MJ, Tortorelli S: Delta aminolevulinic acid quantitation in urine by LC-MS/MS. J Am Soc Mass Spectrom. 2011;22, S1:pp 69) | 3 to 7 days | 14 days | This test was developed and its performance characteristics determined by Mayo Clinic in a manner consistent with CLIA requirements. It has not been cleared or approved by the US Food and Drug Administration. | 82135 | Aminolevulinic Acid, U | 34284-0 | 34348 | Reviewed By | 18771-6
AMIO | Amiodarone, Serum | Monitoring amiodarone therapy, especially when amiodarone is coadministered with other drugs that may interact Evaluating possible amiodarone toxicity Assessing patient compliance | Liquid Chromatography Mass Spectrometry (LC-MS/MS) | Yes | Amiodarone, S | Serum Red | Supplies:Sarstedt Aliquot Tube, 5 mL (T914) Collection Container/Tube:Red top (serum gel/SST arenot acceptable) Submission Container/Tube:Plastic vial Specimen Volume:1.5 mL Collection Instructions: 1. Draw blood no sooner than 12 hours (trough value) after last dose or immediately before next scheduled dose. 2. Centrifuge and aliquot serum into a plastic vial within 2 hours of collection. | 0.5 mL | Amiodarone is an antiarrhythmic agent used to treat life-threatening arrhythmias; it is typically categorized as a Class III drug (antiarrhythmic agents that are potassium channel blockers) but shows several mechanisms of action. The US Food and Drug Administration approved the use of amiodarone for recurrent ventricular fibrillation and recurrent hemodynamically unstable ventricular tachycardia only after demonstrating lack of response to other antiarrhythmics, but more recent studies have shown amiodarone to be the antiarrhythmic agent of choice for many situations, including atrial fibrillation.(1) Amiodarone can be administered orally or intravenously for cardiac rhythm control. It is approximately 95% protein bound in blood, with a volume of distribution of 60 L/kg. Amiodarone elimination is quite prolonged, with a half-life of 26-107 days for oral, chronic dosing. Cytochrome P450 (CYP) 3A4 converts amiodarone to its equally active metabolite,N-desethylamiodarone (DEA), which displays very similar pharmacokinetics and serum concentrations compared with the parent drug.(2) Current therapeutic ranges are based solely on amiodarone, but most individuals will have roughly equivalent concentrations of DEA at steady state.(3) Numerous side effects have been associated with amiodarone. The most common adverse effect is disruption of thyroid function (hypo- or hyperthyroidism) due to amiodarone's structural similarity to thyroid hormones. Neurological and gastrointestinal toxicities are concentration-dependent, whereas thyroid dysfunction, pulmonary fibrosis, and hepatotoxicity are more loosely linked to drug concentration. There is significant potential for drug interactions involving amiodarone, including several other cardioactive drugs (eg, digoxin, verapamil, class I antiarrhythmics[sodium channel blockers]), warfarin, statins, and CYP3A4 substrates. | AMIODARONE Trough Value 0.5-2.0 mcg/mL: Therapeutic concentration >2.5 mcg/mL: Toxic concentration DESETHYLAMIODARONE No therapeutic range established for desethylamiodarone; activity and serum concentration are similar to parent drug. | Clinical effects generally require serum concentrations above 0.5 mcg/mL. Increased risk of toxicity is associated with amiodarone concentrations above 2.5 mcg/mL. Although therapeutic and toxic ranges are based only on the parent drug, the active metabolite N-desethylamiodarone should be present in similar concentrations to amiodarone. | Numerous drug interactions have been observed for amiodarone. Clinical follow-up is essential for optimal use of amiodarone. Therapeutic drug monitoring for amiodarone and coadministered medications is highly recommended. Specimens that are obtained from gel tubes or anticoagulate collections can cause assay interference. | 1. Goldschlager N, Epstein AE, Naccarelli GV, et al. A practical guide for clinicians who treat patients with amiodarone: 2007. Heart Rhythm. 2007;4(9):1250-1259 2. Klotz U. Antiarrhythmics: elimination and dosage considerations in hepatic impairment. Clin Pharmacokinet. 2007;46(12):985-996 3. Campbell TJ, Williams KM. Therapeutic drug monitoring: antiarrhythmic drugs. Br J Clin Pharmacol. 2001;52 Suppl1(Suppl 1):21S-34S 4. Milone MC, Shaw LM. Therapeutic drugs and their management. In: Rifai N, Chiu RWK, Young I, Burnham CAD, Wittwer CT, eds. Tietz Textbook of Laboratory Medicine. 7th ed. Elsevier; 2023:420-453 | Protein is precipitated from serum and following centrifugation the supernatant is diluted and analyzed by liquid chromatography tandem mass spectrometry.(Unpublished Mayo method) | 2 to 5 days | 2 weeks | This test was developed and its performance characteristics determined by Mayo Clinic in a manner consistent with CLIA requirements. It has not been cleared or approved by the US Food and Drug Administration. | 80151 | Amiodarone, S | 55152-3 | 2485 | Desethylamiodarone | 6774-4
AMTRP | Amitriptyline and Nortriptyline, Serum | Monitoring amitriptyline and nortriptyline serum concentrations during therapy Evaluating potential amitriptyline and nortriptyline toxicity May aid in evaluating patient compliance | Liquid Chromatography Tandem Mass Spectrometry (LC-MS/MS) | Yes | Amitriptyline and Nortriptyline, S | Serum Red | Supplies:Sarstedt Aliquot Tube, 5 mL (T914) Collection Container/Tube:Red top (Serum gel/SST arenot acceptable) Submission Container/Tube:Plastic vial Specimen Volume:1 mL Collection Instructions: 1. Collect specimen immediately before next scheduled dose (minimum 12 hours after last dose). 2.Centrifuge and aliquot serum into a plastic vial.Serum must be separated from cells within 2 hours of collection. | 0.25 mL | Amitriptyline is a tricyclic antidepressant that is metabolized to nortriptyline, which has similar pharmacologic activity. The relative blood levels of amitriptyline and nortriptyline are highly variable among patients. Amitriptyline is the drug of choice in treatment of depression when the side effect of mild sedation is desirable. Nortriptyline is used when its stimulatory side effect is considered to be of clinical advantage. Nortriptyline is unique among the antidepressants in that its blood level exhibits the classical therapeutic window effect, as blood concentrations above or below the therapeutic window correlate with poor clinical response. Thus, therapeutic monitoring to ensure that the blood level is within the therapeutic window is critical to accomplish successful treatment with this drug. Amitriptyline displays major cardiac toxicity when the combined serum level of amitriptyline and nortriptyline is above 500 ng/mL, characterized by QRS widening (intraventricular conduction delay), which leads to ventricular tachycardia and asystole. In some patients, toxicity may manifest at lower concentrations. Like amitriptyline, nortriptyline can cause major cardiac toxicity when the concentration is above 500 ng/mL, characterized by QRS widening, which leads to ventricular tachycardia and asystole. In some patients, toxicity may manifest at lower concentrations. | Amitriptyline and nortriptyline Total therapeutic concentration: 80-200 ng/mL Nortriptyline Therapeutic concentration: 70-170 ng/mL Note:Therapeutic ranges are for specimens collected at trough (ie, immediately before next scheduled dose). Levels may be elevated in non-trough specimens. | Most individuals display optimal response to amitriptyline when combined serum levels of amitriptyline and nortriptyline are between 80 and 200 ng/mL. Risk of toxicity is increased with combined levels are above 500 ng/mL. Most individuals display optimal response to nortriptyline with serum levels between 70 and 170 ng/mL. Risk of toxicity is increased with nortriptyline levels above 500 ng/mL. Some individuals may respond well outside of these ranges or may display toxicity within the therapeutic range; thus, interpretation should include clinical evaluation. Therapeutic ranges are based on specimens collected at trough (ie, immediately before the next dose). | This test cannot be performed on whole blood. Serum must be separated from cells within 2 hours of collection; if serum is not removed within this time, tricyclic antidepressant levels may be falsely elevated due to drug release from red blood cells. Specimens that are obtained from gel tubes are not acceptable because the drug can absorb on the gel and lead to falsely decreased concentrations. | 1. Wille SM, Cooreman SG, Neels HM, Lambert WE. Relevant issues in the monitoring and the toxicology of antidepressants. Crit Rev Clin Lab Sci. 2008;45(1):25-89 2. Thanacoody HK, Thomas SHL. Antidepressant poisoning. Clin Med (Lond). 2003;3(2):114-118 3.Hiemke C, Bergemann N, Clement HW, et al. Consensus guidelines for therapeutic drug monitoring in neuropsychopharmacology: Update 2017. Pharmacopsychiatry. 2018;51(1-01):9-62 4. Milone MC, Shaw LM. Therapeutic drugs and their management. In: Rifai N, Chiu RWK, Young I, Burnham C-AD, Wittwer CT, eds. Tietz Textbook of Laboratory Medicine. 7th ed. Elsevier; 2023:420-453 | The tricyclic antidepressants are extracted from serum using a solvent to precipitate proteins. The supernatant is removed, and analysis is by liquid chromatography tandem mass spectrometry.(Unpublished Mayo method) | 2 to 5 days | 14 days | This test was developed and its performance characteristics determined by Mayo Clinic in a manner consistent with CLIA requirements. It has not been cleared or approved by the US Food and Drug Administration. | 80299 | Amitriptyline and Nortriptyline, S | 43106-4 | 36756 | Amitriptyline and Nortriptyline | 3335-7
NH3V | Ammonia, Plasma | Assisting in the diagnosis of hepatic coma Investigating and monitoring treatment for inborn errors of metabolism Evaluating patients with advanced liver disease | Photometric, Bromophenol Blue | Yes | Ammonia, P | Plasma EDTA | Collection Container/Tube:Lavender top (EDTA) Submission Container/Tube:Plain, plastic screw-top tube Specimen Volume:0.5 mL or more Collection Instructions: 1. Specimens should be put on ice immediately after collection. 2. Centrifuge at refrigerated temperature (4 degrees C). 3. Aliquot plasma into plastic screw-top tube. Keep on ice. 4. Freeze plasma within 2 hours of collection. | See Specimen Collection | Ammonia is a waste product of protein catabolism; it is potentially toxic to the central nervous system. Increased plasma ammonia may be indicative of hepatic encephalopathy, hepatic coma in terminal stages of liver cirrhosis, hepatic failure, acute and subacute liver necrosis, and Reye's syndrome. Hyperammonemia may also be found with increasing dietary protein intake. The major cause of hyperammonemia in infants includes inherited deficiencies of urea cycle enzymes, inherited metabolic disorders of organic acids and the dibasic amino acids lysine and ornithine, and severe liver disease. | < or =30 mcmol/L | Plasma ammonia concentrations do not correlate well with the degree of hepatic encephalopathy. Elevated ammonia concentration may also be found with increased dietary protein intake. Plasma ammonia concentrations in newborns younger than one week are elevated compared to adults. Values less than or equal to 82 mcmol/L have been observed.(1) | Specimens should be put on ice immediately after collection, centrifuged at refrigerated temperature, and plasma kept on ice until analyzed. Proper specimen handling is critical; false increases in ammonia may occur if transport and processing instructions are not strictly followed. | 1. Madigan T, Block DR, Carey WA, et al: Proposed plasma ammonia reference intervals in a reference group of hospitalized term and preterm neonates. J App Lab Med. 2020 Mar 1;5(2):363-369 2. Rosenberg W: Liver disease. In: Rifai N, Horvath AR, Wittwer CT, eds. Tietz Textbook of Clinical Chemistry and Molecular Diagnostics. 6th ed. Elsevier; 2018:1348-1397 | Patient specimen is deposited on the slide where the spreading layer promotes the uniform distribution of the specimen. Water and nonproteinaceous components travel to the underlying buffered reagent layer. The ammonia in the sample then diffuses through the semipermeable membrane to react with the ammonia indicator in the second reagent layer. The semipermeable membrane allows only the ammonia to pass and prevents buffer or hydroxyl ions from reaching the indicator layer where they would react with the indicator. After a fixed incubation period, the reflection density of the dye is measured using the white background of the spreading layer as a diffuse reflector.(Package insert: VITROS Chemistry Products Ammonia Instructions for Use, Version 11.0 Ortho-Clinical Diagnostics, Inc; 2019) | Same day/1 day | 1 day | This test has been cleared, approved, or is exempt by the US Food and Drug Administration and is used per manufacturer's instructions. Performance characteristics were verified by Mayo Clinic in a manner consistent with CLIA requirements. | 82140 | Ammonia, P | 16362-6 | NH3V | Ammonia, P | 16362-6
AMMO | Ammonium, 24 Hour, Urine | Diagnosis of the cause of acidosis Diagnosis and treatment of kidney stones | Enzymatic | Yes | Ammonium, 24 Hr, U | Urine | Supplies: -Sarstedt 5 mL Aliquot Tube (T914) -Diazolidinyl Urea (Germall) 5.0 mL (T822) Container/Tube:Plastic vial Specimen Volume:4 mL Collection Instructions: 1. Add 5 mL of diazolidinyl urea (Germall) as preservative at start of collection or refrigerate specimen during and after collection. 2. Collect urine for 24 hours. 3. Aliquot urine into plastic vial. 4. Specimens with pH >8 may indicate bacterial contamination and testing will be cancelled. Do not attempt to adjust pH as it will adversely affect results. Additional Information:SeeUrine Preservatives-Collection and Transportation for 24-Hour Urine Specimensfor multiple collections. | 1 mL | The kidney regulates acid excretion and systemic acid base balance. Changing the amount of ammonium in the urine is one important way the kidneys accomplish this task. Thus, measuring the urine ammonium level can provide understanding of the cause of an acid base disturbance in individual patients.(1-3) The urine ammonium level can also provide a lot of information about the daily acid production in a given patient. Since most of an individual's acid load comes from ingested protein, the urine ammonium is a good indicator of dietary protein intake. Urine ammonium measurements can be particularly helpful for the diagnosis and treatment of kidney stone patients: -High urine ammonium and low urinary pH suggest ongoing gastrointestinal losses. Such patients are at risk of uric acid and calcium oxalate stones. -Low urine ammonium and high urine pH suggest renal tubular acidosis. Such patients are at risk of calcium phosphate stones. -Patients with calcium oxalate and calcium phosphate stones are often treated with citrate to raise the urine citrate (a natural inhibitor of calcium oxalate and calcium phosphate crystal growth). However, citrate is metabolized to bicarbonate (a base), which can increase the urine pH. If the urine pH gets too high, the risk of calcium phosphate stones may have unintentionally been increased. Monitoring the urine ammonium concentration is one way to titrate the citrate dose and avoid this problem. A good starting citrate dose is about one-half of the urine ammonium excretion (in mEq of each). One can monitor the effect of this dose on urine ammonium, citrate, and pH values, and adjust the citrate dose based upon the response. A fall in urine ammonium should indicate whether the current citrate is enough to partially (but not completely) counteract the daily acid load of that given patient.(4) | 15-56 mmol/24 hour Reference values have not been established for patients <18 years and >77 years of age. Reference values apply to 24 hour collections. | If a patient has acidosis and the amount of ammonium in the urine is low, this is suggestive of a renal tubular acidosis. If the amount of ammonium is high, this suggests that the kidneys are working normally and that there are other losses of bicarbonate in the body. Typically this implies gastrointestinal losses. | The presence of sulfasalazine, sulfapyridine, or temozolomide may lead to false results. Ammonium concentrations may be falsely low in samples with a pH above8.0. Consider contamination and/or a urinary tract infection with a urease positive organism (includingUreaplasma urealyticum). | 1. Peonides A, Levin B, Young W: The renal excretion of hydrogen ions in infants and children. Arch Dis Child. 1965 Feb;40(209):33-39 2. Kamel KS, Briceno LF, Sanchez MI, et al: A new classification for renal defects in net acid excretion. Am J Kidney Dis. 1997 Jan;29(1):136-146 3. Madison LL, Seldin DW: Ammonia excretion and renal enzymatic adaptation in human subjects, as disclosed by administration of precursor amino acids. J Clin Invest .1958 Nov;37(11):1615-1627 4. Coe FL, Evan A, Worcester E: Pathophysiology-based treatment of idiopathic calcium kidney stones. Clin J Am Soc Nephrol. 2011 Aug;6(8):2083-2092 | Urine samples are diluted 1:100 with clinical laboratory reagent water using a liquid handler and then are analyzed on a Roche cobas.(Package insert: Roche NH3L kit. Roche Diagnostics; V10/2016) | Same day/1 to 2 days | 7 days | This test has been modified from the manufacturer's instructions. Its performance characteristics were determined by Mayo Clinic in a manner consistent with CLIA requirements. This test has not been cleared or approved by the US Food and Drug Administration. | 82140 | Ammonium, 24 Hr, U | 25308-8 | VL91 | Urine Volume | 3167-4
RAMBO | Ammonium, Random, Urine | Diagnosis of the cause of acidosis using random urine specimens Diagnosis and treatment of kidney stones | Enzymatic | Yes | Ammonium, Random, U | Urine | Supplies:Sarstedt 5 mL Aliquot Tube (T914) Container/Tube:Plastic tube Specimen Volume:4 mL Collection Instructions: 1. Collect a random urine specimen. 2. No preservative. | 1 mL | The kidney regulates acid excretion and systemic acid base balance. Changing the amount of ammonium in the urine is one important way the kidneys accomplish this task. Thus, measuring the urine ammonium level can provide understanding of the cause of an acid base disturbance in individual patients.(1-3) The urine ammonium level can also provide a lot of information about the daily acid production in a given patient. Since most of an individual's acid load comes from ingested protein, the urine ammonium is a good indicator of dietary protein intake. Urine ammonium measurements can be particularly helpful for the diagnosis and treatment of kidney stone patients: -High urine ammonium and low urinary pH suggests ongoing gastrointestinal losses. Such patients are at risk of uric acid and calcium oxalate stones. -Low urine ammonium and high urine pH suggests renal tubular acidosis. Such patients are at risk of calcium phosphate stones. -Patients with calcium oxalate and calcium phosphate stones are often treated with citrate to raise the urine citrate (a natural inhibitor of calcium oxalate and calcium phosphate crystal growth). However, citrate is metabolized to bicarbonate (a base), which can increase the urine pH. If the urine pH gets too high, the risk of calcium phosphate stones may have unintentionally been increased. Monitoring the urine ammonium concentration is one way to titrate the citrate dose and avoid this problem. A good starting citrate dose is about one-half of the urine ammonium excretion (in mEq of each). One can monitor the effect of this dose on urine ammonium, citrate, and pH values, and adjust the citrate dose based upon the response. A fall in urine ammonium should indicate whether the current citrate is enough to partially (but not completely) counteract the daily acid load of that given patient.(4) | Random: 3-65 mmol/L No reference values established for <18 years and >77 years of age. | If a patient has acidosis and the amount of ammonium in the urine is low, this is suggestive of a renal tubular acidosis. If the amount of ammonium is high, this suggests that the kidneys are working normally and that there are other losses of bicarbonate in the body. Typically this implies gastrointestinal losses. | The presence of sulfasalazine, sulfapyridine, or temozolomide may lead to false results. Ammonium concentrations may be falsely low in samples with a pH above 8.0. Consider contamination and/or a urinary tract infection with a urease positive organism (includingUreaplasma urealyticum). | 1. Peonides A, Levin B, Young W: The renal excretion of hydrogen ions in infants and children. Arch Dis Child. 1965 Feb;40(209):33-39 2. Kamel KS, Briceno LF, Sanchez MI, et al: A new classification for renal defects in net acid excretion. Am J Kidney Dis. 1997 Jan;29(1):136-146 3. Madison LL, Seldin DW: Ammonia excretion and renal enzymatic adaptation in human subjects, as disclosed by administration of precursor amino acids. J Clin Invest 1958. Nov;37(11):1615-1627 4. Coe FL, Evan A, Worcester E: Pathophysiology-Based Treatment of Idiopathic Calcium Kidney Stones. Clin J Am Soc Nephrol. 2011 Aug;6(8):2083-2092 | Urine samples diluted 1:100 with clinical laboratory reagent water using a liquid handler are analyzed on a Roche Cobas 6000 c501 using Roche Diagnostics NH3L kit.(Package insert: Roche NH3L kit. Roche Diagnostics; V10/2016) | Same day to 2 days | 7 days | This test has been modified from the manufacturer's instructions. Its performance characteristics were determined by Mayo Clinic in a manner consistent with CLIA requirements. This test has not been cleared or approved by the US Food and Drug Administration. | 82140 | Ammonium, Random, U | 1842-4 | RAMBO | Ammonium, Random, U | 1842-4
AMOBS | Amobarbital, Serum | Monitoring amobarbital therapy | Gas Chromatography Mass Spectrometry (GC-MS) | Yes | Amobarbital, S | Serum Red | Supplies:Sarstedt Aliquot Tube, 5 mL (T914) Collection Container/Tube:Red top (Serum gel/SST arenot acceptable) Submission Container/Tube: Plastic vial Specimen Volume:1.5 mL Collection Instructions: 1. Draw blood immediately before next scheduled dose. 2. Centrifuge and aliquot serum into a plastic vial within 2 hours of collection. | 0.6 mL | Amobarbital is an intermediate-acting barbiturate with hypnotic properties used in short-term treatment of insomnia and to reduce anxiety and provide sedation preoperatively.(1,2) Amobarbital is administered by intravenous infusion or intramuscular injection. The duration of its hypnotic effect is about 6 to 8 hours. The drug distributes throughout the body, with a volume of distribution of 0.9 to 1.4 L/kg, and about 59% of a dose is bound to plasma proteins. Metabolism takes place in the liver primarily via hepatic microsomal enzymes. Its half-life is about 15 to 40 hours (mean: 25 hours). Excretion occurs mainly in the urine.(2,3) | Therapeutic concentration: 1.0-5.0 mcg/mL Toxic concentration: >10.0 mcg/mL | Amobarbital concentrations above 10 mcg/mL have been associated with toxicity. | The concentration at which toxicity occurs varies, and results should be interpreted in light of the clinical situation. Specimens collected in serum gel tubes are not acceptable because the drug can absorb on the gel and lead to falsely decreased concentrations. | 1. Langman LJ, Bechtel LK, Holstege CP. Clinical toxicology. In: Rifai N, Chiu RWK, Young I, Burnham C-AD, Wittwer CT, eds. Tietz Textbook of Laboratory Medicine. 7th ed. Elsevier; 2023:454-454.e484 2. Baselt RC. Disposition of toxic drugs and chemical in man. 12th ed. Biomedical Publications; 2020 3. Milone MC, Shaw LM. Therapeutic drugs and their management. In: Rifai N, Chiu RWK, Young I, Burnham C-AD, Wittwer CT, eds. Tietz Textbook of Laboratory Medicine. 7th ed. Elsevier; 2023:420-453 4. Mihic SJ, Mayfield J. Hypnotics and sedatives. In: Brunton LL, Knollmann BC, eds. Goodman and Gilman's The Pharmacological Basis of Therapeutics. 14th ed. McGraw-Hill Education; 2023 | Barbiturates are extracted from serum using solid-phase extraction techniques. The serum is buffered and eluted with organic solvent. The organic phase is dried, reconstituted, and analysis performed by gas chromatography mass spectrometry using selected ion monitoring. The assay utilizes deuterated barbiturates as internal standards.(Unpublished Mayo method) | 3 to 9 days | 2 weeks | This test was developed and its performance characteristics determined by Mayo Clinic in a manner consistent with CLIA requirements. It has not been cleared or approved by the US Food and Drug Administration. | 80299 | Amobarbital, S | 3338-1 | 8325 | Amobarbital, S | 3338-1
FAMOX | Amoxapine (Asendin) and 8-Hydroxyamoxapine |  | High Performance Liquid Chromatography with Ultraviolet Detection (HPLC-UV) | Yes | Amoxapine (Asendin) | Varies | Submit only 1 of the following specimens: Plasma Draw blood in a green-top (sodium heparin) tube(s), plasma gel tube is not acceptable. Spin down and send 2 mL sodium heparin plasma refrigerated in a plastic vial. Serum Draw blood in a plain red-top tube(s), serum gel tube is not acceptable. Spin down and send 2 mL of serum refrigerated in a plastic vial. | 0.3 mL |  | AmoxapineNo reference range providedng/mL 8-HydroxyamoxapineNo reference range providedng/mL Combined Total200 – 400ng/mL |  |  |  |  | 3 to 7 days | 2 weeks |  | 80335 | Amoxapine (Asendin) | 9625-5 | Z1046 | Combined Total | 9625-5
AMOXY | Amoxicillin, IgE, Serum | Establishing a diagnosis of an allergy to amoxicillin Defining the allergen responsible for eliciting signs and symptoms Identifying allergens: -Responsible for allergic response and/or anaphylactic episode -To confirm sensitization prior to beginning immunotherapy -To investigate the specificity of allergic reactions to insect venom allergens, drugs, or chemical allergens | Fluorescence Enzyme Immunoassay (FEIA) | Yes | Amoxicillin, IgE | Serum | Collection Container/Tube: Preferred:Serum gel Acceptable:Red top Submission Container/Tube:Plastic vial Specimen Volume:0.5 mL for every 5 allergens requested Collection Instructions:Centrifuge and aliquot serum into a plastic vial. | For 1 allergen: 0.3 mL For more than 1 allergen: (0.05 mL x number of allergens) + 0.25 mL deadspace | Clinical manifestations of immediate hypersensitivity (allergic) diseases are caused by the release of proinflammatory mediators (histamine, leukotrienes, and prostaglandins) from IgE-sensitized effector cells (mast cells and basophils) when cell-bound IgE antibodies interact with an allergen. In vitro serum testing for IgE antibodies provides an indication of the immune response to allergens that may be associated with allergic disease. The allergens chosen for testing often depend upon the age of the patient, history of allergen exposure, season of the year, and clinical manifestations. In individuals predisposed to develop allergic disease, the sequence of sensitization and clinical manifestations proceed as follows: eczema and respiratory disease (rhinitis and bronchospasm) in infants and children less than 5 years due to food sensitivity (milk, egg, soy, and wheat proteins) followed by respiratory disease (rhinitis and asthma) in older children and adults due to sensitivity to inhalant allergens (dust mite, mold, and pollen inhalants). | Class,IgE kU/L,Interpretation, 0,<0.10,Negative, 0/1,0.10-0.34,Borderline/equivocal, 1,0.35-0.69,Equivocal, 2,0.70-3.49,Positive, 3,3.50-17.4,Positive, 4,17.5-49.9,Strongly positive, 5,50.0-99.9,Strongly positive, 6,> or =100,Strongly positive, | Detection of IgE antibodies in serum (class 1 or greater) indicates an increased likelihood of allergic disease as opposed to other etiologies and defines the allergens that may be responsible for eliciting signs and symptoms. The level of IgE antibodies in serum varies directly with the concentration of IgE antibodies expressed as a class score or kU/L. | Testing for IgE antibodies is not useful in patients previously treated with immunotherapy to determine if residual clinical sensitivity exists or in patients in whom the medical management does not depend upon identification of allergen specificity. Some individuals with clinically insignificant sensitivity to allergens may have measurable levels of IgE antibodies in serum, and test results must be interpreted in the clinical context. False-positive results for IgE antibodies may occur in patients with markedly elevated serum IgE (>2500 kU/L) due to nonspecific binding to allergen solid phases. | Homburger HA, Hamilton RG: Allergic diseases. In: McPherson RA, Pincus MR, eds. Henry's Clinical Diagnosis and Management by Laboratory Methods. 23rd ed. Elsevier; 2017:1057-1070 | Specific IgE from the patient's serum reacts with the allergen of interest, which is covalently coupled to an ImmunoCAP. After washing away nonspecific IgE, enzyme-labeled anti-IgE antibody is added to form a complex. After incubation, unbound anti-IgE is washed away, and the bound complex incubated with a developing agent. After stopping the reaction, the fluorescence of the eluate is measured. Fluorescence is proportional to the amount of specific IgE present in the patient's sample (ie, the higher the fluorescence value, the more IgE antibody is present).(Package insert: ImmunoCAP System Specific IgE FEIA. Phadia; Rev 06/2020) | Same day/1 to 3 days | 14 days | This test has been cleared, approved, or is exempt by the US Food and Drug Administration and is used per manufacturer's instructions. Performance characteristics were verified by Mayo Clinic in a manner consistent with CLIA requirements. | 86003 | Amoxicillin, IgE | 6829-6 | AMOXY | Amoxicillin, IgE | 6829-6
FAMP | Amphetamine, Serum or Plasma |  | Chromatography with Mass Spectrometry | Yes | Amphetamine, Serum or Plasma | Varies | Submit only 1 of the following specimens: Plasma Draw blood in a green-top (sodium heparin) tube(s), plasma gel tube is not acceptable. Spin down and send 5 mL sodium heparin plasma refrigerated in a plastic vial. Serum Draw blood in a plain red-top tube(s), serum gel tube is not acceptable. Spin down and send 5 mL of serum refrigerated in a plastic vial. | 0.6 mL |  | Reference Range: 10 – 100 ng/mL |  |  |  |  | 5 to 9 days |  |  | 80324 | Amphetamine, Serum or Plasma | 42576-9 | Z1206 | Amphetamine | 42576-9
AMPMX | Amphetamine-Type Stimulants Confirmation, Chain of Custody, Meconium | Detecting in utero drug exposure up to 5 months before birth Chain of custody is required whenever the results of testing could be used in a court of law. Its purpose is to protect the rights of the individual contributing the specimen by demonstrating that it was under the control of personnel involved with testing the specimen at all times; this control implies that the opportunity for specimen tampering would be limited. Since the evidence of illicit drug use during pregnancy can be cause for separating the baby from the mother, a complete chain of custody ensures that the test results are appropriate for legal proceedings. | Liquid Chromatography Tandem Mass Spectrometry (LC-MS/MS) | Yes | Amphetamines Confirmation, CoC, M | Meconium | Supplies:Chain of Custody Meconium Kit (T653) includes the specimen containers, seals, and documentation required. Specimen Volume:1 g (approximately 1 teaspoon) Collection Instructions:Collect entire random meconium specimen. Additional Information: 1. Specimen that arrives with a broken seal does not meet the chain of custody requirements. 2. The laboratory recommends sending chain-of-custody specimens by overnight shipment. | 0.3 g (approximately 1/4 teaspoon) | Several stimulants and hallucinogens chemically related to phenylethylamine are referred to collectively as the amphetamine-type stimulants (amphetamines). Generally, this refers to the prescription and illicit amphetamines including amphetamine; methamphetamine; 3,4-methylenedioxymethamphetamine (MDMA, Ecstasy); 3,4-methylenedioxyamphetamine (MDA); and 3,4-methylenedioxyethylamphetamine (MDEA).(1) Methamphetamine has become a drug of choice among stimulant abusers because of its availability and ease of production. The metabolism of amphetamine consists of hydroxylation and deamination followed by conjugation with glucuronic acid. Methamphetamine is metabolized to amphetamine; both should be present in urine after methamphetamine use. Both MDMA and MDEA are metabolized to MDA.(1) The disposition of drug in meconium, the first fecal material passed by the neonate, is not well understood. The proposed mechanism is that the fetus excretes drug into bile and amniotic fluid. Drug accumulates in meconium either by direct deposition from bile or through swallowing of amniotic fluid.(2) The first evidence of meconium in the fetal intestine appears at approximately the 10th to 12th week of gestation, and slowly moves to the colon by the 16th week of gestation.(3) Therefore, the presence of drugs in meconium has been proposed to be indicative of in utero drug exposure up to 5 months before birth, a longer historical measure than is possible by urinalysis.(2) Intrauterine drug exposure to amphetamines has been associated with maternal abruption, prematurity, and decreased growth parameters, such as low birthweight.(4) Some intrauterine amphetamine-exposed infants may develop hypertonia, tremors, and poor feeding and abnormal sleep patterns.(5) Chain of custody is a record of the disposition of a specimen to document who collected it, who handled it, and who performed the analysis. When a specimen is submitted in this manner, analysis will be performed in such a way that it will withstand regular court scrutiny. | Negative Positives are reported with a quantitative liquid chromatography tandem mass spectrometry (LC-MS/MS) result. Cutoff concentrations for LC-MS/MS testing: Amphetamine: 20 ng/g Methamphetamine: 20 ng/g 3,4-Methylenedioxyamphetamine: 20 ng/g 3,4-Methylenedioxyethylamphetamine: 20 ng/g 3,4-Methylenedioxymethamphetamine: 20 ng/g | The presence of any of the following: amphetamine; methamphetamine; 3,4-methylenedioxyamphetamine; 3,4-methylenedioxymethamphetamine; or 3,4-methylenedioxyethylamphetamine at more than 20 ng/g is indicative of in utero exposure up to 5 months before birth. | No significant cautionary statements | 1. Baselt RC: Disposition of Toxic Drugs and Chemical in Man. 8th ed. Biochemical Publications; 2008:83-86; 947-952; 993-999 2. Ostrea EM Jr, Brady MJ, Parks PM, Asensio DC, Naluz: Drug screening of meconium in infants of drug-dependent mothers: an alternative to urine testing. J Pediatr. 1989 Sep;115(3):474-477 3. Ahanya SN, Lakshmanan J, Morgan BL, Ross MG: Meconium passage in utero: mechanisms, consequences, and management. Obstet Gynecol Surv. 2005 Jan;60(1):45-56 4. Kwong TC, Ryan RM: Detection of intrauterine illicit drug exposure by newborn drug testing. National Academy of Clinical Biochemistry. Clin Chem. 1997 Jan;43(1):235-242 5. Dixon SD: Effects of transplacental exposure to cocaine and methamphetamine on the neonate. West J Med. 1989 Apr;150(4):436-442 6. Langman LJ Bechtel LK, Meier BM, Holstege C: Clinical toxicology. In: Rifai N, Horvath AR, Wittwer CT, eds. Tietz Textbook of Clinical Chemistry and Molecular Diagnostics. 6th ed. Elsevier; 2018:832-887 | Meconium is mixed with internal standard and extracted with methanol. The methanolic extract is further processed by solid phase extraction. The extract is analyzed by liquid chromatography tandem mass spectroscopy.(Unpublished Mayo method) | 2 to 3 days | 2 weeks | This test was developed and its performance characteristics determined by Mayo Clinic in a manner consistent with CLIA requirements. It has not been cleared or approved by the US Food and Drug Administration. | 8032480359G0480 (if appropriate) | Amphetamines Confirmation, CoC, M | 69021-4 | 36142 | Chain of Custody | 77202-0
AMPHM | Amphetamine-Type Stimulants Confirmation, Meconium | Detecting in utero exposure to amphetamine-type stimulants up to 5 months before birth | Liquid Chromatography-Tandem Mass Spectrometry (LC-MS/MS) | Yes | Amphetamines, Confirmation, M | Meconium | Supplies:Stool container, Small (Random), 4 oz (T288) Container/Tube:Stool container Specimen Volume:1 g (approximately 1 teaspoon) Collection Instructions:Collect entire random meconium specimen. | 0.3 g (approximately 1/4 teaspoon) | Several stimulants and hallucinogens chemically related to phenylethylamine are referred to collectively as the amphetamine-type stimulants (amphetamines). Generally, this refers to the prescription and illicit amphetamines including amphetamine; methamphetamine; 3,4-methylenedioxymethamphetamine (MDMA, Ecstasy); 3,4-methylenedioxyamphetamine (MDA); and 3,4-methylenedioxyethylamphetamine (MDEA).(1) Methamphetamine has become a drug of choice among stimulant abusers because of its availability and ease of production. The metabolism of amphetamine consists of hydroxylation and deamination followed by conjugation with glucuronic acid. Methamphetamine is metabolized to amphetamine; both should be present in urine after methamphetamine use. Both MDMA and MDEA are metabolized to MDA.(1) The disposition of drug in meconium is not well understood. The proposed mechanism is that the fetus excretes drug into bile and amniotic fluid. Drug accumulates in meconium either by direct deposit from bile or through swallowing of amniotic fluid.(2) The first evidence of meconium in the fetal intestine appears at approximately the tenth to twelfth week of gestation, and slowly moves into the colon by the sixteenth week of gestation.(3) Therefore, the presence of drugs in meconium has been proposed to be indicative of in utero drug exposure during the final 4 to 5 months of pregnancy, a longer historical measure than is possible by urinalysis.(2) Intrauterine drug exposure to amphetamines has been associated with maternal abruption, prematurity, and decreased growth parameters, such as low birthweight.(4) Some intrauterine amphetamine-exposed infants may develop hypertonia, tremors, and poor feeding and abnormal sleep patterns.(5) | Negative Positives are reported with a quantitative liquid chromatography tandem mass spectrometry (LC-MS/MS) result. Cutoff concentrations for LC-MS/MS testing: Amphetamine: 20 ng/g Methamphetamine: 20 ng/g 3,4-Methylenedioxyamphetamine: 20 ng/g 3,4-Methylenedioxyethylamphetamine: 20 ng/g 3,4-Methylenedioxymethamphetamine: 20 ng/g | The presence of any of the following: amphetamine; methamphetamine; 3,4-methylenedioxyamphetamine; 3,4-methylenedioxymethamphetamine; or 3,4-methylenedioxyethylamphetamine at greater than 20 ng/g is indicative of in utero exposure up to 5 months before birth. | No significant cautionary statements | 1. Baselt RC: Disposition of Toxic Drugs and Chemical in Man. 8th ed. Biochemical Publications; 2008:83-86; 947-952; 993-999 2. Ostrea EM Jr, Brady MJ, Parks PM, Asensio DC, Naluz: Drug screening of meconium in infants of drug-dependent mothers: an alternative to urine testing. J Pediatr. 1989 Sep;115(3):474-477 3. Ahanya SN, Lakshmanan J, Morgan BL, Ross MG: Meconium passage in utero: mechanisms, consequences, and management. Obstet Gynecol Surv. 2005 Jan;60(1):45-56 4. Kwong TC, Ryan RM: Detection of intrauterine illicit drug exposure by newborn drug testing. National Academy of Clinical Biochemistry. Clin Chem. 1997 Jan;43(1):235-242 5. Dixon SD: Effects of transplacental exposure to cocaine and methamphetamine on the neonate. West J Med. 1989 Apr;150(4):436-442 | Meconium is mixed with internal standard and extracted with methanol. The methanolic extract is further processed by solid phase extraction. The extract is analyzed by liquid chromatography tandem mass spectroscopy.(Unpublished Mayo method) | 2 to 3 days | 2 weeks | This test was developed and its performance characteristics determined by Mayo Clinic in a manner consistent with CLIA requirements. It has not been cleared or approved by the US Food and Drug Administration. | 8032480359G0480 (if appropriate) | Amphetamines, Confirmation, M | 69021-4 | 31883 | Chain of Custody | 77202-0
FASCC | Amphetamines Analysis, Serum |  | Immunoassay (IA) â€“ Screen Gas Chromatography/Mass Spectrometry (GS/MS) â€“ Confirmation; if applicable | Yes | Amphetamines, Scr w-Conf, S | If the Amphetamine, Scr w-Conf, S is positive, then the Amphetamines, Rfx (FASCR) will be performed at an additional charge. | Draw blood in a plain red-top tube(s),serum gel tube is not acceptable. Spin down and send 7 mL of serum refrigerated in a plastic vial. | 3 mL |  | Reference Range: Amphetamines: Cutoff: 50 Confirmation Threshold: 10 mg/mL |  |  |  |  | 5 to 9 days |  |  | 8030780324, 80359-if applicable | Amphetamines, Scr w-Conf, S | 8149-7 | Z4631 | Amphetamines | 8149-7
AMPHX | Amphetamines Confirmation, Chain of Custody, Random, Urine | Confirming drug exposure involving amphetamines such as amphetamine and methamphetamine, phentermine, methylenedioxymethamphetamine (MDMA), methylenedioxyethylamphetamine (MDEA), and methylenedioxyamphetamine (MDA) Providing chain-of-custody for when the results of testing could be used in a court of law. Its purpose is to protect the rights of the individual contributing the specimen by demonstrating that it was under the control of personnel involved with testing the specimen at all times; this control implies that the opportunity for specimen tampering would be limited. | AMPHX: Immunoassay/Liquid Chromatography-Tandem Mass Spectrometry (LC-MS/MS) ADLTX: Spectrophotometry | Yes | Amphetamines Confirmation, CoC, U | Adulterants testing will be performed on all chain-of-custody urine samples as per regulatory requirements. | Supplies:Chain of Custody Kit (T282) Container/Tube: Chain of custody kit containing the specimen containers, seals, and documentation required Specimen Volume:5 mL Collection Instructions:Collect specimen in the container provided, seal, and submit with the associated documentation to satisfy the legal requirements for chain-of-custody testing. Additional Information:Submitting less than 5 mL will compromise the ability to perform all necessary testing. | 1 mL | Amphetamines are sympathomimetic amines that stimulate central nervous system activity and, in part, suppress the appetite. Phentermine, amphetamine, and methamphetamine are prescription drugs for weight loss. All of the other amphetamines are Class I (distribution prohibited) compounds. In addition to their medical use as anorectic drugs, they are used in the treatment of narcolepsy, attention-deficit disorder/attention-deficit hyperactivity disorder, and minimal brain dysfunction. Because of their stimulant effects, the drugs are commonly sold illicitly and abused. Physiological symptoms associated with very high amounts of ingested amphetamine or methamphetamine include elevated blood pressure, dilated pupils, hyperthermia, convulsions, and acute amphetamine psychosis. Chain-of-custody is a record of the disposition of a specimen to document each individual who collected, handled, and performed the analysis. When a specimen is submitted in this manner, analysis will be performed in such a way that it will withstand regular court scrutiny. | Negative Cutoff concentrations: IMMUNOASSAY SCREEN: <500 ng/mL Liquid chromatography-tandem mass spectrometry: Amphetamine: <25 ng/mL Methamphetamine: <25 ng/mL Phentermine: <25 ng/mL Methylenedioxyamphetamine: <25 ng/mL Methylenedioxymethamphetamine: <25 ng/mL Pseudoephedrine/ephedrine: <25 ng/mL reported as negative | The presence of amphetamines in urine at concentrations greater than 500 ng/mL is a strong indicator that the patient has used these drugs within the past 3 days. This test will produce true-positive results for urine specimens collected from patients who are administered Adderall and Benzedrine (contain amphetamine); Desoxyn and Vicks Inhaler (contain methamphetamine); Selegiline (metabolized to methamphetamine and amphetamine); and clobenzorex, famprofazone, fenethylline, fenproporex, and mefenorex, which are amphetamine pro-drugs. | Over-the-counter sympathomimetics such as ephedrine and phenylpropanolamine are occasionally detectedin the screening immunoassay. | 1. Baselt RC: Disposition of Toxic Drugs and Chemicals in Man. 10th ed. Biomedical Publications; 2014 2. Langman LJ, Bechtel LK, Meier BM, Holstege C: Clinical toxicology. In: Rifai N, Horvath AR, Wittwer CT, eds Tietz Textbook of Clinical Chemistry and Molecular Diagnostics. 6th ed. Elsevier; 2018:832-887 3. Principles of Forensic Toxicology. 2nd ed. AACC Press; 2003:385 | Urine is preliminarily screened for the presence of amphetamine-type stimulants by immunoassay technique. The amphetamine assay is based on the kinetic interaction of microparticles in a solution as measured by changes in light transmission. In the absence of sample drug, soluble drug conjugates bind to antibody-bound microparticles causing the formation of particle aggregates. As the aggregation reaction proceeds in the absence of sample drug, the absorbance increases. When a urine sample contains the drug in question, this drug competes with the drug derivative conjugate for microparticle-bound antibody. Antibody bound to sample drug is no longer available to promote particle aggregation, and subsequent particle lattice formation is inhibited. The presence of sample drug diminishes the increasing absorbance in proportion to the concentration of drug in the sample. Sample drug content is determined relative to the value obtained for a known cutoff concentration of drug.(Package insert: Roche Amphetamines. Roche Diagnostics; 06/2020 ) The specimen is then diluted and then analyzed by liquid chromatography-tandem mass spectrometry.(Unpublished Mayo method) | 3 to 5 days | 14 days | This test was developed and its performance characteristics determined by Mayo Clinic in a manner consistent with CLIA requirements. It has not been cleared or approved by the US Food and Drug Administration. | 8032580359G0480 (if appropriate) | Amphetamines Confirmation, CoC, U | 97161-4 | 36135 | Chain of Custody | 77202-0
AMPHU | Amphetamines Confirmation, Random, Urine | Confirming drug exposure involving amphetamines such as amphetamine and methamphetamine, phentermine, methylenedioxyamphetamine (MDA), methylenedioxymethamphetamine (MDMA), and methylenedioxyethylamphetamine (MDEA) | Liquid Chromatography-Tandem Mass Spectrometry (LC-MS/MS) | Yes | Amphetamines Confirmation, U | Urine | Supplies:Sarstedt Aliquot Tube, 5 mL (T914) Collection Container/Tube:Plastic urine container Submission Container/Tube:Plastic, 5-mL tube Specimen Volume:1 mL Collection Instructions: 1. Collect a random urine specimen. 2. No preservative Additional Information: 1. No specimen substitutions. 2. STAT requests arenotacceptedfor this test. 3. Submitting <1 mL will compromise our ability to perform all necessary testing. | 0.5 mL | Amphetamines are sympathomimetic amines that stimulate the central nervous system activity and, in part, suppress the appetite. Phentermine, amphetamine, and methamphetamine are prescription drugs for weight loss. All of the other amphetamines are Class I (distribution prohibited) compounds. In addition to their medical use as anorectic drugs, they are used in the treatment of narcolepsy, attention-deficit disorder/attention-deficit hyperactivity disorder and minimal brain dysfunction. Because of their stimulant effects, the drugs are commonly sold illicitly and abused. Physiological symptoms associated with very high amounts of ingested amphetamine or methamphetamine include elevated blood pressure, dilated pupils, hyperthermia, convulsions, and acute amphetamine psychosis. | Negative Cutoff concentrations by liquid chromatography-tandem mass spectrometry: Amphetamine: <25 ng/mL Methamphetamine: <25 ng/mL Phentermine: <25 ng/mL Methylenedioxyamphetamine: <25 ng/mL Methylenedioxymethamphetamine: <25 ng/mL Pseudoephedrine/ephedrine: <25 ng/mL reported as negative | The presence of amphetamines in urine at concentrations greater than 500 ng/mL is a strong indicator that the patient has used one of these drugs within the past 3 days. Methamphetamine has a half-life of 9 to 24 hours and is metabolized by hepatic demethylation to amphetamines. Consequently, a sample containing methamphetamine usually also contains amphetamine. Amphetamine has a half-life of 4 to 24 hours. Amphetamine isnotmetabolized to methamphetamine; absence of methamphetamine in the presence of amphetamine indicates the primary drug of abuse is amphetamine. 3,4-Methylenedioxymethamphetamine (Ecstasy, MDMA) is metabolized to 3,4-methylenedioxyamphetamine (MDA). The detection interval in urine for amphetamine type stimulants is typically to 3 to 5 days after last ingestion. This test will produce true-positive results for urine specimens collected from patients who are administered Adderall and Benzedrine (contain amphetamine); Desoxyn and Vicks Inhaler (contain methamphetamine); Selegiline, and famprofazone (metabolized to methamphetamine and amphetamine); and clobenzorex, fenproporex, and mefenorex, which are metabolized to amphetamine. | Over-the-counter sympathomimetics such as ephedrine andphenylpropanolamine are occasionally detectedin the screeningimmunoassay. | 1. Baselt RC: Disposition of Toxic Drugs and Chemicals in Man. 10th ed. Biomedical Publications; 2014 2. Langman LJ, Bechtel LK, Meier BM, Holstege C: Clinical toxicology.: In: Rifai N, Horvath AR, Wittwer CT, eds Tietz Textbook of Clinical Chemistry and Molecular Diagnostics. 6th ed. Elsevier; 2018:832-887 | The urine sample isdiluted and then analyzed by liquid chromatography-tandem mass spectrometry for the presence of amphetamines.(Unpublished Mayo method) | 3 to 5 days | 14 days | This test was developed and its performance characteristics determined by Mayo Clinic in a manner consistent with CLIA requirements. It has not been cleared or approved by the US Food and Drug Administration. | 8032580359G0480 (if appropriate) | Amphetamines Confirmation, U | 97161-4 | 21197 | Amphetamines Interpretation | 69050-3
FCDU5 | Amphetamines, Umbilical Cord Tissue |  | Only orderable as part of a profile-see FCDSU. | Yes | Amphetamines, UC | If appropriate, confirmation testing will be performed at no additional charge. | Only orderable as part of a profile-see FCDSU. |  |  | Reporting limit determined each analysis. Units: ng/g Only orderable as part of a profile-see FCDSU. | [8 empty] | Amphetamines, UC | Not Provided | Z6175 | Methamphetamine | 97274-5
APHTS | Amphiphysin Antibody Titer Assay, Serum | Evaluating patients with recent onset of a subacute neurological disorder forwhich a paraneoplastic basis might be suspected, particularly if thepatient has a previous history, risk factors, or family history of cancer, especially lung or breast cancer Reporting an end titer result from serumspecimens | Only orderable as a reflex. For more information see: -PAVAL / Paraneoplastic, Autoantibody Evaluation, Serum -DMS2 / Dementia, Autoimmune/Paraneoplastic Evaluation, Serum -ENS2 / Encephalopathy, Autoimmune/Paraneoplastic Evaluation, Serum -EPS2 / Epilepsy, Autoimmune/Paraneoplastic Evaluation, Serum -MDS2 / Movement Disorder, Autoimmune/Paraneoplastic Evaluation, Serum -MAS1 / Myelopathy, Autoimmune/Paraneoplastic Evaluation, Serum -SPPS / Stiff-Person Spectrum Disorders Evaluation, including Progressive Encephalomyelitis with Rigidity and Myoclonus, Serum -AIAES / Axonal Neuropathy, Autoimmune/Paraneoplastic Evaluation, Serum Indirect Immunofluorescence Assay (IFA) | Yes | Amphiphysin Ab Titer, S | If the indirect immunofluorescence pattern suggests amphiphysin antibody, then this test will be performed at an additional charge. | Only orderable as a reflex. For more information see: -PAVAL / Paraneoplastic, Autoantibody Evaluation, Serum -DMS2 / Dementia, Autoimmune/Paraneoplastic Evaluation, Serum -ENS2 / Encephalopathy, Autoimmune/Paraneoplastic Evaluation, Serum -EPS2 / Epilepsy, Autoimmune/Paraneoplastic Evaluation, Serum -MDS2 / Movement Disorder, Autoimmune/Paraneoplastic Evaluation, Serum -MAS1 / Myelopathy, Autoimmune/Paraneoplastic Evaluation, Serum -SPPS / Stiff-Person Spectrum Disorders Evaluation, includingProgressive Encephalomyelitis with Rigidity and Myoclonus,Serum -AIAES / Axonal Neuropathy, Autoimmune/Paraneoplastic Evaluation, Serum | 0.6 mL | Antineuronal autoantibodies specific for amphiphysin (a 128-kDa synaptic vesicle-associated protein) are found in aparaneoplastic context. These IgG antibodies were initially described as a serological marker of paraneoplastic stiff-man syndrome associated with breast carcinoma.They are now more aptly recognized as a marker of autoimmuneencephalomyeloneuritis, sensory neuronopathy, and assortedneuromyopathic disorders associated with small-cell lung carcinomaor breast carcinoma.Amphiphysin antibody is sometimes detected in patients with lung or breast carcinoma without evidence of neurological disease. Only 1 of 30 patients identified as seropositive for amphiphysin antibodies in the Mayo Clinic Neuroimmunology Laboratory exhibited any stiff-person phenomena (n=63: 39% women, 12% men). Only 10% of women (some with lung carcinoma) and 4% of men fulfilled diagnostic criteria for stiff-man syndrome. Overall, cancer was detected in 79.4% of seropositive patients (at last follow-up). Lung carcinoma (small cell) accounted for 61% of cancers and 35% had breast carcinoma (42% for women). Amphiphysin seropositivity implicates antineuronal autoimmunity as the basis for a variety of neurological presentations and focuses the patient's subsequent investigation to a search for breast carcinoma or small-cell lung carcinoma. | Only orderable as a reflex. For more information see: -PAVAL / Paraneoplastic, Autoantibody Evaluation, Serum -DMS2 / Dementia, Autoimmune/Paraneoplastic Evaluation, Serum -ENS2 / Encephalopathy, Autoimmune/Paraneoplastic Evaluation, Serum -EPS2 / Epilepsy, Autoimmune/Paraneoplastic Evaluation, Serum -MDS2 / Movement Disorder, Autoimmune/Paraneoplastic Evaluation, Serum -MAS1 / Myelopathy, Autoimmune/Paraneoplastic Evaluation, Serum -SPPS / Stiff-Person Spectrum Disorders Evaluation, includingProgressive Encephalomyelitis with Rigidity and Myoclonus,Serum -AIAES / Axonal Neuropathy, Autoimmune/Paraneoplastic Evaluation, Serum <1:240 Neuron-restricted patterns of IgG staining that do not fulfill criteria for amphiphysin antibody may be reported as "unclassified antineuronal IgG." Complex patternsthat include nonneuronal elementsmay be reported as "uninterpretable." | Positive results are consistent with neurologic autoimmunity, usually related to breast carcinoma or small-cell lung carcinoma. | Nonorgan-specific autoantibodies in high titer preclude identification of amphiphysin IgG by indirect immunofluorescence; Western blot assay should be done in those cases. | 1. Folli F, Solimena M, Cofiell R, et al: Autoantibodies to a 128-kd synaptic protein in three women with the stiff-man syndrome and breast cancer. N Engl J Med. 1993 Feb 25;328(8):546-551 2. Pittock SJ, Lucchinetti CF, Parisi JE, et al: Amphiphysin autoimmunity: paraneoplastic accompaniments. Ann Neurol. 2005 Jul;58(1):96-107 3. McKeon A, Pittock SJ: Paraneoplastic encephalomyelopathies: pathology and mechanisms. Acta Neuropathol. 2011 Oct;122(4):381-400 4. Horta ES, Lennon VA, Lachance DH, et al: Neural autoantibody clusters aid diagnosis of cancer. Clin Cancer Res. 2014 Jul 15;20(14):3862-3869 | The patient's sample is tested by a standardized immunofluorescence assay that uses a composite frozen section of mouse cerebellum, kidney, and gut tissues. After incubation with sample and washing, fluorescein-conjugated goat-antihuman IgG is applied. Neuron-specific autoantibodies are identified by their characteristic fluorescence staining patterns. Samples that are scored positive for any neuronal nuclear or cytoplasmic autoantibody are titrated to an endpoint. Interference by coexisting non-neuron-specific autoantibodies can usually be eliminated by serologic absorption.(Honorat JA, Komorowski L, Josephs KA, et al: IgLON5 antibody: neurological accompaniments and outcomes in 20 patients. Neurol Neuroimmunol Neuroinflamm 2017 Jul 18;4(5):e385. doi: 10.1212/NXI.0000000000000385) | 6 to 8 days | 28 days | This test was developed and its performance characteristics determined by Mayo Clinic in a manner consistent with CLIA requirements. It has not been cleared or approved by the US Food and Drug Administration. | 86256 | Amphiphysin Ab Titer, S | 94340-7 | 618165 | Amphiphysin Ab Titer, S | 94340-7
APHTC | Amphiphysin Antibody Titer Assay, Spinal Fluid | Evaluating patients with recent onset of a subacute neurological disorder for which a paraneoplastic basis might be suspected, particularly if the patient has a previous history, riskfactors, or family history of cancer, especially lung or breast cancer Reporting an end titer result from cerebrospinal fluidspecimens | Only orderable as a reflex. For more information see: -DMC2 / Dementia, Autoimmune/Paraneoplastic Evaluation, Spinal Fluid -ENC2 / Encephalopathy, Autoimmune/Paraneoplastic Evaluation, Spinal Fluid -EPC2 / Epilepsy, Autoimmune/Paraneoplastic Evaluation, Spinal Fluid -MDC2 / Movement Disorder, Autoimmune/Paraneoplastic Evaluation, Spinal Fluid -MAC1 / Myelopathy, Autoimmune/Paraneoplastic Evaluation, Spinal Fluid -SPPC / Stiff-Person Spectrum Disorders Evaluation, including Progressive Encephalomyelitis with Rigidity and Myoclonus, Spinal Fluid Indirect Immunofluorescence Assay (IFA) | Yes | Amphiphysin Ab Titer, CSF | If the indirect immunofluorescence pattern suggests amphiphysin antibody, then this test will be performed at an additional charge. | Only orderable as a reflex. For more information see: -DMC2 / Dementia, Autoimmune/Paraneoplastic Evaluation, Spinal Fluid -ENC2 / Encephalopathy, Autoimmune/Paraneoplastic Evaluation, Spinal Fluid -EPC2 / Epilepsy, Autoimmune/Paraneoplastic Evaluation, Spinal Fluid -MDC2 / Movement Disorder, Autoimmune/Paraneoplastic Evaluation, Spinal Fluid -MAC1 / Myelopathy, Autoimmune/Paraneoplastic Evaluation, Spinal Fluid -SPPC / Stiff-Person Spectrum Disorders Evaluation, includingProgressive Encephalomyelitis with Rigidity and Myoclonus,Spinal Fluid Container/Tube:Sterile vial Specimen Volume:4 mL | 2 mL | Antineuronal autoantibodies specific for amphiphysin (a 128-kDa synaptic vesicle-associated protein) are found in a paraneoplastic context. These IgG antibodies were initially described as a serological marker of paraneoplastic stiff-man syndrome associated with breast carcinoma. They are now more aptly recognized as a marker of autoimmune encephalomyeloneuritis, sensory neuronopathy, and assorted neuromyopathic disorders associated with small-cell lung carcinoma or breast carcinoma. Only 1 of 30 patients identified as seropositive for amphiphysin antibodies in the Mayo Clinic Neuroimmunology Laboratory exhibited any stiff-person phenomena (n=63: 39% women, 12% men). Only 10% of women (some with lung carcinoma) and 4% of men fulfilled diagnostic criteria for stiff-man syndrome. Overall, cancer was detected in 79.4% of seropositive patients (at last follow-up). Lung carcinoma (small cell) accounted for 61% of cancers and 35% had breast carcinoma (42% for women). Amphiphysin seropositivity implicates antineuronal autoimmunity as the basis for a variety of neurological presentations and focuses the patient's subsequent investigation to a search for breast carcinoma or small-cell lung carcinoma. | Only orderable as a reflex. For more information see: -DMC2 / Dementia, Autoimmune/Paraneoplastic Evaluation, Spinal Fluid -ENC2 / Encephalopathy, Autoimmune/Paraneoplastic Evaluation, Spinal Fluid -EPC2 / Epilepsy, Autoimmune/Paraneoplastic Evaluation, Spinal Fluid -MDC2 / Movement Disorder, Autoimmune/Paraneoplastic Evaluation, Spinal Fluid -MAC1 / Myelopathy, Autoimmune/Paraneoplastic Evaluation, Spinal Fluid -SPPC / Stiff-Person Spectrum Disorders Evaluation, includingProgressive Encephalomyelitis with Rigidity and Myoclonus,Spinal Fluid <1:2 Neuron-restricted patterns of IgG staining that do not fulfill criteria for amphiphysin antibody may be reported as "unclassified antineuronal IgG." Complex patternsthat include nonneuronal elementsmay be reported as "uninterpretable." | Positive results are consistent with neurologic autoimmunity; usually related to breast carcinoma or small-cell lung carcinoma. | Nonorgan-specific autoantibodies in high titer preclude identification of amphiphysin IgG by indirect immunofluorescence; Western blot assay should be done in those cases. | 1. Folli F, Solimena M, Cofiell R, et al: Autoantibodies to a 128-kd synaptic protein in three women with the stiff-man syndrome and breast cancer. N Engl J Med. 1993 Feb 25;328(8):546-551 2. Pittock SJ, Lucchinetti CF, Parisi JE, et al: Amphiphysin autoimmunity: paraneoplastic accompaniments. Ann Neurol. 2005 Jul;58(1):96-107 3. McKeon A, Pittock SJ: Paraneoplastic encephalomyelopathies: pathology and mechanisms. Acta Neuropathol. 2011 Oct;122(4):381-400 4. Horta ES, Lennon VA, Lachance DH, et al: Neural autoantibody clusters aid diagnosis of cancer. Clin Cancer Res. 2014 Jul 15;20(14):3862-3869 | The patient's sample is tested by a standardized immunofluorescence assay that uses a composite frozen section of mouse cerebellum, kidney, and gut tissues. After incubation with sample and washing, fluorescein-conjugated goat-antihuman IgG is applied. Neuron-specific autoantibodies are identified by their characteristic fluorescence staining patterns. Samples that are scored positive for any neuronal nuclear or cytoplasmic autoantibody are titrated to an endpoint. Interference by coexisting non-neuron-specific autoantibodies can usually be eliminated by serologic absorption.(Honorat JA, Komorowski L, Josephs KA, et al: IgLON5 antibody: neurological accompaniments and outcomes in 20 patients. Neurol Neuroimmunol Neuroinflamm 2017 Jul 18;4(5):e385. doi: 10.1212/NXI.0000000000000385) | 6 to 8 days | 28 days | This test was developed and its performance characteristics determined by Mayo Clinic in a manner consistent with CLIA requirements. It has not been cleared or approved by the US Food and Drug Administration. | 86256 | Amphiphysin Ab Titer, CSF | 94354-8 | 618164 | Amphiphysin Ab Titer, CSF | 94354-8
FAMBS | Amphotericin B Susceptibility Testing |  | CLSI Broth dilution | Yes | Amphotericin B Susceptibility | Varies | Container/Tube:Agar slant or other appropriate media Specimen volume:Organism in pure culture Complete and submit with specimen: 1. Fungus Testing Lab Request Form Collection Instructions: 1. Organism must be in pure culture, actively growing. 2. Place specimen in a large infectious container (T146) and label as etiologic agent/infectious substance. | [7 empty] | 7 to 21 days |  |  | 87999 - Unlisted Microbiology Procedure (Refer to patient report to apply the appropriate CPT code in place of this unlisted CPT code based on specimen organism.)87188 - mould-MIC microdilution or agar dilution (if appropriate)87186 - yeast-MIC microdilution or agar dilution (if appropriate) | Amphotericin B Susceptibility | Not Provided | FAMBS | Amphotericin B Susceptibility | Not Provided
AMP | Ampicillin, IgE, Serum | Establishing a diagnosis of an allergy to ampicillin Defining the allergen responsible for eliciting signs and symptoms Identifying allergens: -Responsible for allergic response and/or anaphylactic episode -To confirm sensitization prior to beginning immunotherapy -To investigate the specificity of allergic reactions to insect venom allergens, drugs, or chemical allergens | Fluorescence Enzyme Immunoassay (FEIA) | Yes | Ampicillin, IgE | Serum | Collection Container/Tube: Preferred:Serum gel Acceptable:Red top Submission Container/Tube:Plastic vial Specimen Volume:0.5 mL for every 5 allergens requested Collection Instructions:Centrifuge and aliquot serum into a plastic vial. | For 1 allergen: 0.3 mL For more than 1 allergen: (0.05 mL x number of allergens) + 0.25 mL deadspace | Clinical manifestations of immediate hypersensitivity (allergic) diseases are caused by the release of proinflammatory mediators (histamine, leukotrienes, and prostaglandins) from IgE-sensitized effector cells (mast cells and basophils) when cell-bound IgE antibodies interact with an allergen. In vitro serum testing for IgE antibodies provides an indication of the immune response to allergens that may be associated with allergic disease. The allergens chosen for testing often depend upon the age of the patient, history of allergen exposure, season of the year, and clinical manifestations. In individuals predisposed to develop allergic disease, the sequence of sensitization and clinical manifestations proceed as follows: eczema and respiratory disease (rhinitis and bronchospasm) in infants and children less than 5 years due to food sensitivity (milk, egg, soy, and wheat proteins) followed by respiratory disease (rhinitis and asthma) in older children and adults due to sensitivity to inhalant allergens (dust mite, mold, and pollen inhalants). | Class,IgE kU/L,Interpretation, 0,<0.10,Negative, 0/1,0.10-0.34,Borderline/equivocal, 1,0.35-0.69,Equivocal, 2,0.70-3.49,Positive, 3,3.50-17.4,Positive, 4,17.5-49.9,Strongly positive, 5,50.0-99.9,Strongly positive, 6,> or =100,Strongly positive, | Detection of IgE antibodies in serum (class 1 or greater) indicates an increased likelihood of allergic disease as opposed to other etiologies and defines the allergens that may be responsible for eliciting signs and symptoms. The level of IgE antibodies in serum varies directly with the concentration of IgE antibodies expressed as a class score or kU/L. | Testing for IgE antibodies is not useful in patients previously treated with immunotherapy to determine if residual clinical sensitivity exists or in patients in whom the medical management does not depend upon identification of allergen specificity. Some individuals with clinically insignificant sensitivity to allergens may have measurable levels of IgE antibodies in serum, and test results must be interpreted in the clinical context. False-positive results for IgE antibodies may occur in patients with markedly elevated serum IgE (>2500 kU/L) due to nonspecific binding to allergen solid phases. | Homburger HA, Hamilton RG: Allergic diseases. In: McPherson RA, Pincus MR, eds. Henry's Clinical Diagnosis and Management by Laboratory Methods. 23rd ed. Elsevier; 2017:1057-1070 | Specific IgE from the patient's serum reacts with the allergen of interest, which is covalently coupled to an ImmunoCAP. After washing away nonspecific IgE, enzyme-labeled anti-IgE antibody is added to form a complex. After incubation, unbound anti-IgE is washed away, and the bound complex incubated with a developing agent. After stopping the reaction, the fluorescence of the eluate is measured. Fluorescence is proportional to the amount of specific IgE present in the patient's sample (ie, the higher the fluorescence value, the more IgE antibody is present).(Package insert: ImmunoCAP System Specific IgE FEIA. Phadia; Rev 06/2020) | Same day/1 to 3 days | 14 days | This test has been cleared, approved, or is exempt by the US Food and Drug Administration and is used per manufacturer's instructions. Performance characteristics were verified by Mayo Clinic in a manner consistent with CLIA requirements. | 86003 | Ampicillin, IgE | 6712-4 | AMP | Ampicillin, IgE | 6712-4
AMBF | Amylase, Body Fluid | Evaluation of patients with a pathological accumulation of fluid to determine whether pancreatic inflammation, pancreatic fistula, or esophageal rupture may be contributing Aiding in the diagnosis of pancreatitis | Enzymatic Colorimetric | Yes | Amylase, BF | Body Fluid | Specimen Type:Body fluid Preferred Source: -Peritoneal fluid (peritoneal, abdominal, ascites, paracentesis) -Pleural fluid (pleural, chest, thoracentesis) -Drain fluid (drainage, Jackson Pratt [JP] drain) -Pericardial fluid Acceptable Source:Write in source name with source location (if appropriate) Collection Container/Tube:Sterile container Submission Container/Tube:Plastic vial Specimen Volume:1 mL Collection Instructions: 1. Centrifuge to remove any cellular material and transfer into a plastic vial. 2. Indicate the specimen source and source location on label. | 0.5 mL | Pleural fluid: Amylase-rich pleural effusions are commonly associated with pancreatitis, esophageal rupture, malignancy, pneumonia, and liver cirrhosis.(1) Pleural fluid amylase measurement is not routinely indicated though may help to narrow the differential due to these causes. Results should be interpreted in conjunction with serum measurement usually as a ratio of pleural fluid to serum amylase. The ratio of pleural fluid to serum amylase in effusions caused by pancreatic disease is much higher (mean + or - SD = 18 + or - 6.3) versus non-pancreatic disease (4.8 + or - 1.3) (P = 0.003).(2) Isoform analysis revealed that pancreatic amylase is diagnostic of pancreatitis-related pleural effusions, whereas salivary amylase isoforms are more often associated with esophageal rupture and malignancy.(3) Peritoneal fluid: The digestive enzymes amylase and lipase can be measured in the identification of pancreatic fluid in the peritoneal cavity. Concentrations are expected to be elevated and at least several-fold times higher in fluid of pancreatic origin compared to simultaneous concentrations in serum.(4) In contrast, amylase concentration in ascites of non-pancreatic origin was approximately half the plasma value.(5) Drain fluid: Amylase might be measured in a drain fluid to aid in the identification of internal pancreatic fistulas due to chronic pancreatitis or formation of a fistula after surgery.(6,7) Comparison to serum concentrations is recommended with elevations several-fold higher than blood being suggestive of the presence of pancreatic fluid in the drained cavity. | An interpretive report will be provided | Peritoneal and drain fluid amylase activity in non-pancreatic peritoneal fluid is often less than or equal to the serum amylase activity. Ascites associated with pancreatitis typically has amylase activity at least 5-fold greater than serum.(1) Normal pleural fluid amylase activity is typically less than the upper limit of normal serum amylase and has a ratio of pleural fluid amylase to serum amylase ratio less than 1.0.(3) All Other Fluids: Body fluid amylase activity may become elevated due to the presence of pancreatitis, esophageal rupture, or amylase producing neoplasms. Results should be interpreted in conjunction with serum amylase and other clinical findings. | In very rare cases, gammopathy, in particular type IgM (Waldenstrom macroglobulinemia), may cause unreliable results. Icodextrin-based drugs may lead to decreased amylase results. | 1. Burgess LJ. Biochemical analysis of pleural, peritoneal and pericardial effusions. Clin Chim Acta. 2004;343:61-84 2. Joseph J, Viney S, Beck P, Strange C, Sahn SA, Basran GS. A prospective study of amylase-rich pleural effusions with special reference to amylase isoenzyme analysis. Chest. 1992;102:1455-1459 3. Sahn SA. Getting the most from pleural fluid analysis. Respirology. 2012;17:270-277 4. Robert JH, Meyer P, Rohner A. Can serum and peritoneal amylase and lipase determinations help in the early prognosis of acute pancreatitis? Ann Surg. 1986;203:163-168 5. Runyon BA. Amylase levels in ascitic fluid. J Clin Gastroenterol. 1987;9(2):172-174 6. Lipsett PA, Cameron JL. Internal pancreatic fistula. Am J Surg. 1992;163(2):216-220 7. Kaman L, Behera A, Singh R, Katariya RN. Internal pancreatic fistulas with pancreatic ascites and pancreatic pleural effusions: recognition and management. ANZ J Surg. 2001;71(4):221-225 8. Nandakumar V, Dolan C, Baumann NA, Block DR. Effect of pH on the quantification of body fluid analytes for clinical diagnostic testing. Am J Clin Path. 2019;152(S1):S10-S11 | The liquid Roche amylase method is an enzymatic colorimetric test using 4,6-ethyliden (G7)-p-nitrophenol (G1)-alpha, D-maltoheptaoside (ethylidene-G7PNP) as a substrate. Human salivary and pancreatic amylases convert the substrate at approximately the same rate. The alpha-amylase cleaves the substrate into G2, G3, G4 PNP fragments. The G2 and G3 and G4 PNP fragments are further hydrolyzed by an alpha-glucosidase to yield p-nitrophenol and glucose. The rate of increase in absorbance at 415 nm (measuring the increase in p-nitrophenol) is proportional to amylase activity.(Package insert: Roche AMYL reagent. Roche Diagnostic Corp; V12.0, 02/2022) | Same day/1 to 2 days | 1 week | This test has been modified from the manufacturer's instructions. Its performance characteristics were determined by Mayo Clinic in a manner consistent with CLIA requirements. This test has not been cleared or approved by the US Food and Drug Administration. | 82150 | Amylase, BF | 1795-4 | FLD21 | Fluid Type, Amylase | 14725-6
AMISO | Amylase, Isoenzymes, Serum | Ruling out salivary amylase as the cause of elevated serum amylase | AMYSE, AMYPA: Colorimetric Rate Reaction AMYSA: Calculation | Yes | Amylase, Isoenzymes, S | Total and pancreatic amylase are measured in the submitted serum specimen. Salivary amylase is calculated as the difference between the two measured results (salivary amylase = total amylase-pancreatic amylase). | Collection Container/Tube: Preferred:Serum gel Acceptable:Red top Submission Container/Tube:Plastic vial Specimen Volume:1 mL Collection Instructions: 1. Serum gel tubes should be centrifuged within 2 hours of collection. 2. Red-top tubes should be centrifuged and the serum aliquoted into a plastic vial within 2 hours of collection. | See Specimen Required | The amylase enzymes are a group of hydrolases that degrade complex carbohydrates (starches) into simple sugars. The pancreas and salivary glands have amylase concentrations that are orders of magnitude greater than any other tissue. These two amylase isoenzymes, pancreatic and salivary, are present in serum. Pancreatic and salivary amylase isoenzymes can be measured in serum at physiologic concentrations (within the age-specific reference interval), and elevated concentrations indicate hyperamylasemia. Hyperamylasemia can result from either increased rate of release of amylase into blood or decreased metabolic clearance of the enzyme (ie, macroamylase). Routine amylase laboratory tests measure total amylase activity in serum and do not differentiate between amylase isoenzymes. Differentiation of amylase isoenzymes is useful in cases where amylase elevations are not thought to be from a pancreatic source. Pancreatic amylase may be elevated due to pancreatitis as well as other conditions in which pancreatic amylase is released (eg, cannulation of the pancreatic duct) or absorbed (eg, loss of bowel integrity) into the blood. Serum pancreatic amylase should always be interpreted in a context of total amylase to determine the relative contribution of salivary and pancreatic isoenzymes. Hyperamylasemia due to salivary amylase may occur when salivary gland disease is present. Salivary amylasemia may also be observed in conditions where there is no clinical evidence of salivary gland diseases, such as chronic alcoholism, postoperative states, lactic acidosis, anorexia nervosa or bulimia, and malignant neoplasms that secrete amylase. | AMYLASE, TOTAL 0-30 days: < or =6 U/L 31-182 days: 1-17 U/L 183-365 days: 6-44 U/L 1-3 years: 8-79 U/L 4-17 years: 21-110 U/L > or =18 years: 28-100 U/L AMYLASE, PANCREATIC 0-<24 months: < or =20 U/L 2-<18 years: 9-35 U/L > or =18 years: 13-53 U/L AMYLASE, SALIVARY 0-<18 years: Not established > or =18 years: < or =86 U/L | Increased concentrations of total amylase activity in conjunction with increased concentration of specific amylase isoenzymes may aid in differentiating the source of amylase (pancreatic versus salivary). | Amylase results may be elevated in patients with macroamylase. Macroamylase refers to a high-molecular weight form of amylase that is present in a patient's serum. Different causes of macroamylase have been suggested, the most common being amylase complexed with an immunoglobulin. The large size of the macroamylase complex prevents its excretion in the urine. By utilizing serum lipase and urinary amylase, the presence or absence of macroamylase may be determined. Total amylase measurement should be used for diagnosis and management of pancreatitis and evaluation of pancreatic function. Amylase isoenzyme determination is not necessary for these situations. | 1. Panteghini M. Laboratory evaluation of pancreatic diseases. Biochimica Clinica. 2010;34(1):19-25 2. Rifai N, Horvath AR, Wittwer CT. Tietz Fundamentals of Clinical Chemistry and Molecular Diagnostics. 8th ed. Elsevier; 2018 3. Pieper-Bigelow C, Strocchi A, Levitt MD. Where does serum amylase come from and where does it go? Gastroenterol Clin North Am. 1990;19(4):793-810 4. Azzopardi E, Lloyd C, Teixeira SR, Conlan RS, Whitaker IS. Clinical applications of amylase: Novel perspectives. Surgery. 2016;160(1):26-37 | Total amylase: The liquid Roche amylase method is an enzymatic colorimetric test using 4,6-ethylidene-(G7) p-nitrophenyl-(G1)-alpha-D-maltoheptaoside (ethylidene-G7PNP), cleaved under the catalytic action of alpha-amylases. The G2PNP, G3PNP, and G4PNP fragments formed are completely hydrolyzed to p-nitrophenol and glucose by alpha-glucosidase. The color intensity of the p-nitrophenol formed is directly proportional to the alpha-amylase activity. It is determined by measuring the increase in absorbance.(Package insert: AMYL2 reagent. Roche Diagnostics; 12/2018) Pancreatic amylase: After immunoinhibition with antibodies against human salivary alpha-amylase, the amount of pancreatic alpha-amylase in a sample is selectively determined by an enzymatic colorimetric method using the substrate ethylidene-G7PNP.(Package insert: Alpha-Amylase EPS Pancreatic. Roche Diagnostics; 05/2019) | 1 to 3 days | 7 days | This test has been cleared, approved, or is exempt by the US Food and Drug Administration and is used per manufacturer's instructions. Performance characteristics were verified by Mayo Clinic in a manner consistent with CLIA requirements. | 82150 x 2 | Amylase, Isoenzymes, S | 24333-7 | AMYSE | Amylase, Total, S | 1798-8
AMLPC | Amylase, Pancreatic Cyst Fluid | Aiding in distinguishing between pseudocysts and other types of pancreatic cysts when used in conjunction with imaging studies, cytology, and other pancreatic cyst fluid tumor markers | Substrate Kinetic | Yes | Amylase, Pancreatic Cyst | Pancreatic Cyst Fluid | Supplies:Sarstedt Aliquot Tube, 5 mL (T914) Container/Tube:Plain vial Specimen Volume:1 mL Additional Information:A minimum of 0.5 mL is required for testing; specimens less than 0.5 mL may be rejected. | 0.5 mL | Amylases are a group of hydrolases that degrade complex carbohydrates into fragments. Amylase is produced by the exocrine pancreas and the salivary glands to aid in the digestion of starch. It is also produced by the small intestine mucosa, ovaries, placenta, liver, and fallopian tubes. Measurement of amylase in pancreatic cyst fluid is often used in conjunction with tumor markers carcinoembryonic antigen, and CA19-9 as an aid in the differential diagnosis of pancreatic cysts lesions. Amylase seems to be particularly helpful in excluding pancreatic pseudocysts. A number of studies have demonstrated that amylase levels are typically very high, usually in the thousands in pseudocysts, therefore, low amylase values virtually exclude pseudocysts. Based on the evidence available, the American College of Gastroenterology practice guidelines for the Diagnosis and Management of Neoplastic Pancreatic Cysts suggest that an amylase cutoff value of 250 U/L is useful to exclude pseudocysts. | An interpretive report will be provided. | A pancreatic cyst fluid amylase concentration of less than 250 U/L indicates a low risk of a pseudocyst and is more consistent with cystic neoplasms such as mucinous cystic neoplasms (MCN), intraductal papillary mucinous neoplasm (IPMN), serous cystadenomas, cystic neuroendocrine tumor, and mucinous cystadenocarcinoma. High pancreatic cyst fluid amylase values are nonspecific and occur both in pseudocysts and some mucin-producing cystic neoplasms including MCN, IPMN, and mucinous cystadenocarcinoma. In-house studies showed that using a cutoff value of less than 250 U/L to exclude a pseudocyst has 94% sensitivity and 42% specificity. Cysts with amylase levels of less than 250 U/L included 69% of adenocarcinomas, 31% of intraductal papillary mucinous neoplasia, 55% of mucinous cystadenomas, 64% serous cystadenomas, and 6% of pseudocysts. | This test result should not be the sole basis for diagnosis. Test results should always be correlated with imaging and cytology. | 1. Snozek CL, Mascarenhas RC, O'Kane DJ. Use of cyst fluid CEA, CA19-9, and amylase for evaluation of pancreatic lesions. Clin Biochem. 2009;42(15):1585-1588 2. van der Waaij LA, van Dullemen HM, Porte RJ. Cyst fluid analysis in the differential diagnosis of pancreatic cystic lesions: a pooled analysis. Gastrointest Endosc. 2005;62(3):383-389 3. Elta GH, Enestvedt BK, Sauer BG, Lennon AM. ACG clinical guideline: Diagnosis and management of pancreatic cysts. Am J Gasroenterol. 2018;113(4):464-479 4. Brugge WR. Diagnosis and management of cystic lesions of the pancreas. J Gastrointest Oncol. 2015;6(4):375-388. doi:10.3978/j.issn.2078-6891.2015.057 | The Roche amylase method is an enzymatic colorimetric test using 4,6-ethylidene (G7)-p-nitrophenol (G1)-alpha, D-maltoheptaoside (ethylidene-G7PNP) as a substrate. Human salivary and pancreatic amylases (alpha-amylase) convert the substrate at approximately the same rate. The alpha-amylase cleaves the substrate into G2, G3, G4 p-nitrophenol (PNP) fragments. The G2, G3, and G4 PNP fragments are further hydrolyzed by an alpha-glucosidase to yield PNP and glucose. The rate of increase in absorbance at 415 nm (measuring the increase in PNP) is directly proportional to amylase activity.(Package insert: Roche AMYL2 reagent. Roche Diagnostic Corp; V10 12/2018) | 1 to 3 days | 12 months | This test has been modified from the manufacturer's instructions. Its performance characteristics were determined by Mayo Clinic in a manner consistent with CLIA requirements. This test has not been cleared or approved by the US Food and Drug Administration. | 82150 | Amylase, Pancreatic Cyst | 48996-3 | AMYPC | Amylase, Pancreatic Cyst | 48996-3
AMS | Amylase, Total, Serum | Diagnosis and management of pancreatitis Evaluation of pancreatic function | Colorimetric Rate Reaction | Yes | Amylase, Total, S | Serum | Collection Container/Tube: Preferred:Serum gel Acceptable:Red top Submission Container/Tube:Plastic vial Specimen Volume:0.5 mL Collection Instructions: 1. Serum gel tubes should be centrifuged within 2 hours of collection. 2. Red-top tubes should be centrifuged, and the serum aliquoted into a plastic vial within 2 hours of collection. | 0.25 mL | The amylase enzymes are a group of hydrolases that degrade complex carbohydrates into fragments. Amylase is produced primarily by the exocrine pancreas where the enzyme is synthesized by the acinar cells and then secreted into the intestinal tract by way of the pancreatic duct system. Amylases also are produced by the salivary glands, small intestine mucosa, ovaries, placenta, liver, and fallopian tubes. Pancreatic and salivary isoenzymes are found in serum. | 0-30 days: 0-6 U/L 31-182 days: 1-17 U/L 183-365 days: 6-44 U/L 1-3 years: 8-79 U/L 4-17 years: 21-110 U/L > or =18 years: 28-100 U/L | In acute pancreatitis, a transient rise in serum amylase activity occurs within 2 to 12 hours of onset; levels return to normal by the third or fourth day. A 4- to 6-fold elevation of amylase activity above the reference limit is usual with the maximal levels obtained in 12 to 72 hours. However, a significant number of subjects show lesser elevations and sometimes none. The magnitude of the elevation of serum enzyme activity is not related to the severity of pancreatic involvement. Normalization is not necessarily a sign of resolution. In acute pancreatitis associated with hyperlipidemia, serum amylase activity may be spuriously normal; the amylasemia may be unmasked either by serial dilution of the serum or ultracentrifugation. A significant amount of serum amylase is excreted in the urine and, therefore, elevation of serum activity is reflected in the rise of urinary amylase activity. Urine amylase, as compared to serum amylase, appears to be more frequently elevated, reaches higher levels, and persists for longer periods. However, the receiver operator curves (ROC) of various serum and urine amylase assays demonstrated that all urine assays had poorer diagnostic utility than all serum assays. In quiescent chronic pancreatitis, both serum and urine activities are usually subnormal. Because it is produced by several organs, amylase is not a specific indicator of pancreatic function. Elevated levels also may be seen in a number of nonpancreatic disease processes including mumps, salivary duct obstruction, ectopic pregnancy, and intestinal obstruction/infarction. | Amylase results may be elevated in patients with macroamylase. Macroamylase refers to a high-molecular weight form of amylase that is present in a patient's serum. Different causes of macroamylase have been suggested, the most common being amylase complexed with an immunoglobulin. The large size of the macroamylase complex prevents its excretion in the urine. As a result, the serum amylase is usually elevated. This elevated amylase is not diagnostic for pancreatitis. By utilizing serum lipase and urinary amylase, the presence or absence of macroamylase may be determined. | 1. Soldin SJ: Pediatric Reference Ranges. 2nd ed AACC Press; 1997 2.Rifai N, Horvath AR, Wittwer CT, eds: Tietz Textbook of Clinical Chemistry and Molecular Diagnostics. 6th ed. Elsevier; 2018 3. Swaroop VS, Chari ST, Clain JE: Acute pancreatitis. JAMA. 2004;291:2865-2868 4.Azzopardi E, Lloyd C, Teixeira SR, Conlan, RS, Whitaker, IS: Clinical applications of amylase: Novel perspectives. Surgery. 2016;160(1):26-37 | The liquid Roche amylase method is an enzymatic colorimetric test using 4,6-ethylidene-(G7) p-nitrophenyl-(G1)-alpha-D-maltoheptaoside (ethylidene-G7PNP); cleaved under the catalytic action of alpha-amylases. The G2PNP, G3PNP, and G4PNP fragments so formed are completely hydrolyzed to p-nitrophenol and glucose by alpha-glucosidase. The color intensity of the p-nitrophenol formed is directly proportional to the alpha-amylase activity. It is determined by measuring the increase in absorbance.(Package insert: Roche AMYL2 reagent. Roche Diagnostics; 12/2018) | Same day/1 to 2 days | 1 week | This test has been cleared, approved, or is exempt by the US Food and Drug Administration and is used per manufacturer's instructions. Performance characteristics were verified by Mayo Clinic in a manner consistent with CLIA requirements. | 82150 | Amylase, Total, S | 1798-8 | AMS | Amylase, Total, S | 1798-8
AAH | Amyloid A (Hepatic) Immunostain, Technical Component Only | Classification of hepatic adenomas This test isnot useful foramyloid typing. | Immunohistochemistry (IHC) | Yes | Amyloid A (Hepatic) IHC, Tech Only | For the initial technical component only immunohistochemical (IHC) stain performed, the appropriate bill-only test ID will be reflexed and charged (IHTOI). For each additional technical component only IHC stain performed, an additional bill-only test ID will be reflexed and charged (IHTOA). | Supplies:Immunostain Technical Only Envelope (T693) Specimen Type:Tissue Container/Tube:Immunostain Technical Only Envelope Preferred:2 Unstained positively charged glass slide (25- x 75- x 1-mm) per test ordered; sections 4-microns thick. Acceptable:Formalin-fixed, paraffin-embedded (FFPE) tissue block |  | Amyloid A (AA), also called serum AA, is an acute-phase protein. In the liver, AA is expressed on hepatocytes, although expression has been observed in adipocytes. AA can be used with a panel of immunohistochemical markers (beta-catenin, liver fatty acid binding protein, C-reactive protein, andglutamine synthetase) to distinguish hepatic adenoma from focal nodular hyperplasia and non-neoplastic liver. AA, along withC-reactive protein is overexpressed in inflammatory (type 3) hepatic adenoma and is not detectable in normal liver or in other adenoma types. |  | This test does not include pathologist interpretation, only technical performance of the stain. If interpretation is required, order PATHC / Pathology Consultation for a full diagnostic evaluation or second opinion of the case. The positive and negative controls are verified as showing appropriate immunoreactivity. If a control tissue is not included on the slide, a scanned image of the relevant quality control tissue is available upon request; call 855-516-8404. Interpretation of this test should be performed in the context of the patient's clinical history and other diagnostic tests by a qualified pathologist. | Age of a cut paraffin section can affect immunoreactivity. Stability thresholds vary widely among published literature and are antigen dependent. Best practice is for paraffin sections to be cut within 6 weeks. | 1. van Aalten SM, Verheij J, Terkivatan T, Dwarkasing RS, de Man RA, Ijzermans JN. Validation of a liver adenoma classification system in a tertiary referral centre: implications for clinical practice. J Hepatol. 2011;55(1):120-125 2. Bioulac-Sage P, Cubel G, Balabaud C, et al. Revisiting the pathology of resected benign hepatocellular nodules using new immunohistochemical markers. Semin Liver Dis. 2011;31(1):91-103 3. Bioulac-Sage P, Rebouissou S, Thomas C, et al. Hepatocellular adenoma subtype classification using molecular markers and immunohistochemistry. Hepatology. 2007;46(3):740-748 4. Magaki S, Hojat SA, Wei B, So A, Yong WH. An introduction to the performance of immunohistochemistry. Methods Mol Biol. 2019;1897:289-298. doi:10.1007/978-1-4939-8935-5_25 | Immunohistochemistry on sections of paraffin-embedded tissue.(Unpublished Mayo method) | 1 to 3 days | Until staining is complete. | This test has been cleared, approved, or is exempt by the US Food and Drug Administration and is used per manufacturer's instructions. Performance characteristics were verified by Mayo Clinic in a manner consistent with CLIA requirements. | 88342-TC, primary88341-TC, if additional IHC | Amyloid A (Hepatic) IHC, Tech Only | Order only;no result | 70663 | Amyloid A (Hepatic) IHC, Tech Only | Bill only; no result
FABP | Amyloid Beta-Protein |  | Radioimmunoassay (RIA) | No | Amyloid B-Protein | Plasma EDTA | Container/Tube: Preferred: Lavender top (EDTA) Specimen volume: 3 mL Collection Instructions: Draw blood in a lavender-top (EDTA) tube(s). Spin down and send 3 mL of EDTA plasma frozen in plastic vial. | 1 mL | Amyloid B-Protein is a peptide that ranges in size from 28-43 amino acids. Most fragments have the same biological activity as the whole molecule. Amyloid B-Protein causes vascular and cerebral plaque formation. Insoluble fibrils of Amyloid B-Protein accumulate in adrenal blood vessels and in neutritic plaques. Occurrence of plaques are present in normal brain but in a much less dense degree as in Alzheimer's disease patients. Amyloid B-Protein is also found in elevated levels in patients with Down's Syndrome. Substance P has been found to counteract the effects of Amyloid B-Protein. | AdultReferenceRange(s): 20-80 pg/ml |  |  |  |  | 28 to 32 days |  | This test was developed and its performance characteristics determined by Inter Science Institute. It has not been cleared or approved by the US Food and Drug Administration. The FDA has determined that such clearance or approval is not necessary. | 83519 | Amyloid B-Protein | 70073-2 | Z0940 | Amyloid B-Protein | 70073-2
AMYPI | Amyloid P (SAP) Immunostain, Technical Component Only | Identification of amyloid deposits in tissue | Immunohistochemistry (IHC) | Yes | Amyloid P (SAP) IHC, Tech Only | For the initial technical component only immunohistochemical (IHC) stain performed, the appropriate bill-only test ID will be reflexed and charged (IHTOI). For each additional technical component only IHC stain performed, an additional bill-only test ID will be reflexed and charged (IHTOA). | Supplies:Immunostain Technical Only Envelope (T693) Specimen Type:Tissue Container/Tube:Immunostain Technical Only Envelope Preferred:2 Unstained positively charged glass slide (25- x 75- x 1-mm) per test ordered; sections 4-microns thick. Acceptable:Formalin-fixed, paraffin-embedded (FFPE) tissue block |  | Amyloid P (SAP) is a serum protein that is generally incorporated into the extracellular deposits of all amyloid types. Immunohistochemical staining for SAP produces diffuse, extracellular staining in positive tissues, and colocalizes with Congo Red apple-green birefringence. All types of amyloid should be positive for SAP. Immunohistochemical classification of amyloid has been largely replaced by subtyping using tandem mass spectrometry analysis on formalin-fixed paraffin-embedded specimens, due to its superior sensitivity and specificity. |  | This test does not include pathologist interpretation, only technical performance of the stain. If interpretation is required, order PATHC / Pathology Consultation for a full diagnostic evaluation or second opinion of the case. The positive and negative controls are verified as showing appropriate immunoreactivity and documentation is retained at Mayo Clinic Rochester. If a control tissue is not included on the slide, a scanned image of the relevant quality control tissue is available upon request; call 855-516-8404. Interpretation of this test should be performed in the context of the patient's clinical history and other diagnostic tests by a qualified pathologist. | Age of a cut paraffin section can affect immunoreactivity. Stability thresholds vary widely among published literature and are antigen dependent. Best practice is for paraffin sections to be cut within 6 weeks. | 1. Jang B, Koh Y, Seo JW. Immunohistochemical classification of amyloid deposits in surgical pathology. Basic and Applied Pathology. 2009;2(1):1-8 2. Schonland SO, Hegenbart U, Bochtler T, et al. Immunohistochemistry in the classification of systemic forms of amyloidosis: a systematic investigation of 117 patients. Blood. 2012;119(2):488-493 3. Stewart CR, Haw A 3rd, Lopez R, et al. Serum amyloid P colocalizes with apolipoproteins in human atheroma: functional implications. J Lipid Res. 2007;48(10):2162-2171 4. Magaki S, Hojat SA, Wei B, So A, Yong WH. An introduction to the performance of immunohistochemistry. Methods Mol Biol. 2019;1897:289-298. doi:10.1007/978-1-4939-8935-5_25 | Immunohistochemistry on sections of paraffin-embedded tissue.(Unpublished Mayo method) | 1 to 3 days | Until staining is complete. | This test has been cleared, approved, or is exempt by the US Food and Drug Administration and is used per manufacturer's instructions. Performance characteristics were verified by Mayo Clinic in a manner consistent with CLIA requirements. | 88342-TC, primary88341-TC, if additional IHC | Amyloid P (SAP) IHC, Tech Only | Order only;no result | 70861 | Amyloid P (SAP) IHC, Tech Only | Bill only; no result
APPI | Amyloid Precursor Protein (APP) Immunostain, Technical Component Only | Aids in the identification of amyloid precursor protein present in Alzheimer disease | Immunohistochemistry (IHC) | Yes | Amyloid Prec Protein IHC, Tech Only | For the initial technical component only immunohistochemical (IHC) stain performed, the appropriate bill-only test ID will be reflexed and charged (IHTOI). For each additional technical component only IHC stain performed, an additional bill-only test ID will be reflexed and charged (IHTOA). | Supplies:Immunostain Technical Only Envelope (T693) Specimen Type:Tissue Container/Tube:Immunostain Technical Only Envelope Preferred:2 Unstained positively charged glass slide (25- x 75- x 1-mm) per test ordered; sections 4-microns thick. Acceptable:Formalin-fixed, paraffin-embedded (FFPE) tissue block |  | Amyloid precursor protein (APP) is present in Alzheimer disease-associated plaques, large pyramidal cells as well as smaller neurons, astrocytes, and microglia. Histologic features of Alzheimer disease include the presence of abundant neurofibrillary, tangles, neuropil threads, and neuritic ("senile") plaques. The main component of senile plaque amyloid is a 39- to 42-amino acid segment referred to as beta amyloid, which is derived from APP. |  | This test does not include pathologist interpretation, only technical performance of the stain. If interpretation is required, order PATHC / Pathology Consultation for a full diagnostic evaluation or second opinion of the case. The positive and negative controls are verified as showing appropriate immunoreactivity and documentation is retained at Mayo Clinic Rochester. If a control tissue is not included on the slide, a scanned image of the relevant quality control tissue is available upon request; call 855-516-8404. Interpretation of this test should be performed in the context of the patient's clinical history and other diagnostic tests by a qualified pathologist. | Age of a cut paraffin section can affect immunoreactivity. Stability thresholds vary widely among published literature and are antigen dependent. Best practice is for paraffin sections to be cut within 6 weeks. | 1. Ahlgren S, Li GL, Olsson Y. Accumulation of beta-amyloid precursor protein and ubiquitin in axons after spinal cord trauma in humans: immunohistochemical observations on autopsy material. Acta Neuropathol. 1996;92(1):49-55 2. Craggs LJ, Yamamoto Y, Ihara M, et al. White matter pathology and disconnection in the frontal lobe in cerebral autosomal dominant arteriopathy with subcortical infarcts and leukoencephalopathy (CADASIL). Neuropathol Appl Neurobiol. 2014;40(5):591-602 3. Dermaut B, Kumar-Singh S, De Jonghe C, et al. Cerebral amyloid angiopathy is a pathogenic lesion in Alzheimer's disease due to a novel presenilin 1 mutation. Brain. 2001;124(Pt 12):2383-2392 4. Reichard RR, White CL 3rd, Hogan RN, Hladik CL, Dolinak D. Beta-amyloid precursor protein immunohistochemistry in the evaluation of pediatric traumatic optic nerve injury. Ophthalmology. 2004;111(4):822-827 5. Sawaguchi T, Franco P, Kadhim H, et al: Investigation into the correlation in SIDS victims between Alzheimer precursor protein A4 in the brainstem and sleep apnea. Early Hum Dev. 2003;75 Suppl:S21-S30. 6. Magaki S, Hojat SA, Wei B, So A, Yong WH. An introduction to the performance of immunohistochemistry. Methods Mol Biol. 2019;1897:289-298. doi:10.1007/978-1-4939-8935-5_25 | Immunohistochemistry on sections of paraffin-embedded tissue.(Unpublished Mayo method) | 1 to 3 days | Until staining is complete. | This test has been cleared, approved, or is exempt by the US Food and Drug Administration and is used per manufacturer's instructions. Performance characteristics were verified by Mayo Clinic in a manner consistent with CLIA requirements. | 88342-TC, primary88341-TC, if additional IHC | Amyloid Prec Protein IHC, Tech Only | Order only;no result | 70670 | Amyloid Prec Protein IHC, Tech Only | Bill only; no result
AMPIP | Amyloid Protein Identification, Paraffin, Mass Spectrometry | Definitive identification of amyloid proteins | Histological Stain/Liquid Chromatography Tandem Mass Spectrometry (LC-MS/MS) | Yes | Amyloid Protein ID, Par, LC MS/MS | In all cases with adequate tissue, an initial Congo red stain is performed before mass spectrometry testing to confirm positivity, and the pattern of amyloid deposition can be considered when interpreting mass spectrometry results. | Specimen Type:Formalin-fixed or B5-fixed paraffin-embedded tissue block Collection Instructions: 1. Do not send fixed tissue slides for testing. Testing can only be done on paraffin-embedded tissue blocks. 2. If a Congo red stain has already been performed, send stained slide along with the tissue block. |  | Amyloidosis is a group of hereditary and acquired diseases unified by extracellular tissue deposition of misfolded proteins resulting in end organ damage. Amyloidosis can be a systemic or localized disease. Although many cases of amyloidosis are hereditary, most are acquired as the result of an underlying monoclonal B-cell/plasma cell malignancy, as a phenomenon of aging, or as the result of long-standing chronic inflammation. Specific amyloid-related diseases are therefore associated with specific amyloid proteins. These include kappa or lambda immunoglobulin light chains (AL amyloid), transthyretin (ATTR amyloid), serum amyloid A (SAA amyloid), and other uncommon subtypes. Because treatment of amyloidosis patients differs radically for the different amyloid subtypes, it is critically important to accurately identify the proteins that constitute the amyloid deposits. The basic diagnosis of amyloidosis is typically achieved by Congo red staining of paraffin-embedded tissue biopsy specimens obtained from diverse anatomic sites and demonstrating Congo red-positive, apple-green birefringent, amyloid deposits in the tissues. The next step is to definitively subtype the amyloid deposits. This test fulfills that need. It relies on laser microdissection of Congo red-positive amyloid deposits followed by analysis by liquid chromatography tandem mass spectrometryto accurately determine the identity of the proteins that constitute the amyloid. | An interpretive report will be provided. | An interpretation will be provided. | In rare instances amyloid deposits may show a false-negative result by Congo red staining. Because this test depends on the presence of Congo red-positive amyloid, these cases may not be identified as amyloid by this testing algorithm. Correlation with clinical and pathologic features and other laboratory test results is recommended to definitively exclude a diagnosis of amyloidosis. | 1. Theis JD, Dasari S, Vrana JA, Kurtin PJ, Dogan A. Shotgun-proteomics-based clinical testing for diagnosis and classification of amyloidosis. J Mass Spectrom. 2013;48(10):1067-1077 2. Said SM, Sethi S, Valeri AM, et al. Renal amyloidosis: origin and clinicopathologic correlations of 474 recent cases. Clin J Am Soc Nephrol. 2013;8(9):1515-1523 3. Dasari S, Theis JD, Vrana JA, et al. Amyloid typing by mass spectrometry in clinical practice: a comprehensive review of 16,175 samples. Mayo Clin Proc. 2020;95(9):1852-1864. doi:10.1016/j.mayocp.2020.06.029 4.Klein CJ,Vrana JA,Theis JD, et al. Mass spectrometric-based proteomic analysis of amyloid neuropathy type in nerve tissue. Arch Neurol. 2011;68(2):195-199 5.Vrana JA, Gamez JD, Madden BJ, Theis JD, Bergen HR III, Dogan A. Classification of amyloidosis by laser microdissection and mass spectrometry-based proteomic analysis in clinical biopsy specimens. Blood. 2009;114(24):4957-4959 | Affected areas are removed from paraffin-embedded tissues by laser microdissection. Protein digestion is performed, followed by liquid chromatography tandem mass spectrometry.(Unpublished Mayo method) | 7 to 15 days | Submitted block: Not retained; Congo red-stained slides performed at Mayo Clinic: Indefinitely | This test was developed and its performance characteristics determined by Mayo Clinic in a manner consistent with CLIA requirements. It has not been cleared or approved by the US Food and Drug Administration. | 8831382542 (if appropriate)88380 (if appropriate) | Amyloid Protein ID, Par, LC MS/MS | 101405-9 | 72109 | Case Number | 80398-1
TTRX | Amyloidosis, Transthyretin-Associated Familial, Reflex, Blood | Diagnosis of adult individuals suspected of having transthyretin-associated familial amyloidosis | Affinity Chromatography/Mass Spectrometry (MS) | Yes | Familial Amyloidosis Reflex | If familial amyloidosis by liquid chromatography-mass spectrometry is abnormal, DNA sequencing will be performed at an additional charge. | Container/Tube: Preferred:Lavender top (EDTA) Acceptable:Yellow top (ACD) Specimen Volume:3 mL Collection Instructions: 1. Invert several times to mix blood. 2. Send whole blood specimen in original tube.Do not aliquot. | 0.5 mL | The amyloidoses are a group of diseases that result from the abnormal deposition of amyloid in various tissues of the body. They have been classified into 3 major types: primary, secondary, and hereditary. The most common form of amyloidosis (AL) is a disease of the bone marrow calledprimary systemic AL(immunoglobulin light chain). Secondary AL usually occurs in tandem with chronic infectious or inflammatory diseases, such as rheumatoid arthritis, tuberculosis, or osteomyelitis. Familial or hereditary AL is the least common form. Determining the specific type of AL is imperative in order to provide both an accurate prognosis and appropriate therapies. Familial or hereditary transthyretin AL is an autosomal dominant disorder caused by variants in the transthyretin gene (TTR). The resulting amino acid substitutions lead to a relatively unstable, amyloidogenic transthyretin (TTR) protein. Most individuals begin to exhibit clinical symptoms between the third and seventhdecades of life. Affected individuals may present with a variety of symptoms including sensorimotor and autonomic neuropathy, vitreous opacities, cardiomyopathy, nephropathy, and gastrointestinal dysfunction. TTR-associated AL is progressive over a course of 5 to 15 years and usually ends in death from cardiac or kidney failure or malnutrition. Orthotopic liver transplantation is a treatment option for some patients who are diagnosed in early stages of the disease. Other treatment options include the use of TTR tetramer stabilizer medications and gene-silencing therapies (RNA interference/RNAi) approved for use in several countries including the United States. Mayo Clinic Laboratories recommends a testing strategy that includes both protein analysis by mass spectrometry (MS) andTTRgene analysis by DNA sequencing for patients in whom TTR-associated familial AL is suspected. The structure of TTR protein in plasma is first determined by MS. The presence of a disease-causing variant in theTTRgene leads to conformational changes in the TTR protein. This ultimately disrupts the stability of the mature TTR protein tetramer, leading to increased amounts of pro-amyloidogenic TTR monomers in the plasma of affected individuals. MS technology can identify the mass difference between wildtype TTR and variant TTR protein. Only the transthyretin (also known as prealbumin) is analyzed for amino acid substitutions. Other proteins involved in other less common forms of familial amyloidosis are not examined. If no alterations are detected, gene analysis will not be performed unless requested by the provider (ie, when the diagnosis is still strongly suspected; to rule out the possibility of a false-negative by MS). In all cases demonstrating a structural change by MS, DNA sequence analysis will be performed on theTTRgene to identify and characterize the observed alteration (disease-causing or benign variant). More than 90 variants that cause TTR-associated familial AL have now been identified within theTTRgene. Most of the variants described to date are single base pair changes that result in an amino acid substitution. Some of these variants correlate with the clinical presentation of AL. For predictive testing in cases where a familial variant is known, testing for the specific variant by DNA sequence analysis (FMTT / Familial Variant, Targeted Testing, Varies) is recommended. These assays do not detect alterations associated with non-TTRforms of familial AL. Therefore, it is important to first test an affected family member to determine ifTTRis involved and to document a specific alteration in the family before testing at-risk individuals. | An interpretive report will be provided. | The presence of a structural change in transthyretin (TTR) is suggestive of a gene variant that requires confirmation by DNA sequence analysis. A negative result by mass spectrometry does not rule out aTTRvariant. Mass spectrometric (MS) results are falsely negative if the amino acid substitution does not produce a measurable mass shift for the transthyretin variant. Approximately 90% of theTTRvariants are positive by MS (see Cautions). After identification of the variant at the DNA level, predictive testing for at-risk family members can be performed by molecular analysis (FMTT / Familial Variant, Targeted Testing, Varies). | There are 3 circumstances where testing by mass spectrometry will not identify amyloid-causing variants: -If the amino acid change results in a protein different by less than 10 atomic mass units (amu), the genetic variant will not be reliably detected. -If an amino acid change results from a frequent nondisease-causing alteration (+30 amu). Since over 12% of the population has this innocuous alteration, it is an instance in which molecular testing must be done. -Coinheritance of the alteration with a -30 amu variant would result in a transthyretin mass indistinguishable from normal. | 1. Sekijima Y. Hereditary transthyretin amyloidosis. In: Adam MP, Ardinger HH, Pagon RA, et al, eds. GeneReviews [Internet]. University of Washington, Seattle; 2001. Updated June 17, 2021. Accessed February 15, 2024. Available at www.ncbi.nlm.nih.gov/books/NBK1194/ 2. Finsterer J, Iglseder S, Wanschitz J, et al. Hereditary transthyretin-related amyloidosis. Acta Neurol Scand. 2019;139(2):92-105 3. Sekijima Y. Transthyretin (ATTR) amyloidosis: clinical spectrum, molecular pathogenesis and disease-modifying treatments. J Neurol Neurosurg Psychiatry. 2015;86(9):1036-1043. doi:10.1136/jnnp-2014-308724 4. Manganelli F, Fabrizi GM, Luigetti M, et al. Hereditary transthyretin amyloidosis overview. Neurol Sci 43 (Suppl 2), 595–604 (2022). doi:10.1007/s10072-020-04889-2 | Transthyretin: Transthyretin (TTR) is purified from plasma using online affinity chromatography coupled to a quadrupole time-of-flight mass spectrometer. The acquired ion spectra are deconvoluted and reviewed for TTR variants. After deconvolution, normal patients present with a single peak corresponding to wildtype (wt) TTR, which serves as a reference. When positive, amyloid patients are typically heterozygous and are detected by the presence of 2 peaks (ie, wtTTRand alteredTTR) differing in mass.(Bergen HR 3rd, Zeldenrust SR, Butz ML, et al. Identification of transthyretin variants by sequential proteomic and genomic analysis. Clin Chem. 2004;50[9]:1544-1552; Trenchevska O, Yassine HN, Borges CR, et al. Development of quantitative mass spectrometric immunoassay for serum amyloid A. Biomarkers. 2016;21[8]:743-751) TTRGene Sequencing: Next generation sequencing (NGS) and/or Sanger sequencing are performed to test for the presence of variants in coding regions and intron/exon boundaries ofTTR, as well as some other regions that have known disease-causing variants. The human genome reference GRCh37/hg19 build was used for sequence read alignment. At least 99% of the bases are covered at a read depth over 30X. Sensitivity is estimated at above 99% for single nucleotide variants, above 94% for deletion-insertions (delins) less than 40 base pairs (bp), above 95% for deletions up to 75 bp and insertions up to 47 bp. NGS and/or a polymerase chain reaction-based quantitative method is performed to test for the presence of deletions and duplications inTTR There may be regions ofTTRthat cannot be effectively evaluated by sequencing or deletion and duplication analysis as a result of technical limitations of the assay, including regions of homology, high guanine-cytosine (GC) content, and repetitive sequences.(Unpublished Mayo method) The reference transcript forTTRgene is NM_000371.3. Reference transcript numbers may be updated due to transcript re-versioning. Always refer to the final patient report for gene transcript information referenced at the time of testing. | 3 to 9 days | 2 months | This test was developed and its performance characteristics determined by Mayo Clinic in a manner consistent with CLIA requirements. It has not been cleared or approved by the US Food and Drug Administration. | 8254281404 (if appropriate) | Familial Amyloidosis Reflex | 94864-6 | 50946 | Reviewed By | 18771-6
ANAID | Anaerobe Ident (Bill Only) |  | This test is for Billing Purposes Only. This is not an orderable test. | Yes | Anaerobe Ident | Varies | This test is for Billing Purposes Only. This is not an orderable test. |  |  | This test is for Billing Purposes Only. This is not an orderable test. | [6 empty] | Not Applicable | 87076
ISAN | Anaerobe Identification by Sequencing (Bill Only) |  | This test is for billing purposes only. This is not an orderable test. | Yes | Anaerobe Ident by Sequencing | Varies | This test is for billing purposes only. This is not an orderable test. |  |  | This test is for billing purposes only. This is not an orderable test. | [6 empty] | Not Applicable | 87153
BATTA | Anaerobe Suscep Battery (Bill Only) |  | This test is for Billing Purposes Only. This is not an orderable test. | Yes | Anaerobe Suscep Battery | Varies | This test is for Billing Purposes Only. This is not an orderable test. |  |  | This test is for Billing Purposes Only. This is not an orderable test. | [6 empty] | Not Applicable | 87186
SANA | Anaerobe Suscep per Agent (Bill Only) |  | This test is for billing purposes only. This is not an orderable test. | Yes | Anaerobe Suscep per agent | Varies | This test is for Billing Purposes Only. This is not an orderable test. |  |  | This test is for billing purposes only. This is not an orderable test. | [6 empty] | Not Applicable | 87181
ATPCO | Anal ThinPrep Cytology with Human Papillomavirus (HPV) Co-Test, Varies | Detection of malignant and premalignant changes Detection of high-risk (HR) genotypes associated with the development of anal cancer Individual genotyping of human papillomavirus (HPV)-16 and HPV-18, if present May aid in triaging men and women with positive HR-HPV but negative anal Pap smear results The cobas HPV test isnot recommended forevaluation of suspected sexual abuse. | ATPCO: Light Microscopy AHPV: Real-Time Polymerase Chain Reaction (PCR) | Yes | Anal ThinPrep Cytology w/HPV CoTest | When this test is ordered, a cytology screen and genotyping for high-risk human papillomavirus types will be performed. | Supplies:PreservCyt Vial (T536) Specimen Type:Anus or rectum Container/Tube:ThinPrep/PreservCyt solution vial Specimen Volume:A minimum of 20 mL or entire collection Collection Instructions: 1. Visualize the anal opening by retracting the buttocks. 2.Moisten Dacron or polyester swab past internal anal sphincter until it abuts the distal rectal wall (4-5cm). 3. Rotate the swab 360 degrees and maintain lateral pressure on swab against the walls of the anus. The swab should bow slightly due to the pressure. 4. While rotating, slowly withdraw the swab. 5. Rotate at least 10 times while withdrawing the swab. This should take 20 to 30 seconds. 6. Immediately place swab in the ThinPrep solution. Swish at least 20 to 30 seconds in the ThinPrep solution. 7. Dispose of the swab. 8. Tighten the cap so that the torque line on the cap passes the torque line on the vial. 9. Place labels on the vial and on the bag. 10. Bag ThinPrep specimens individually as they tend to leak during transport. | See Specimen Required | Persistent infection with human papillomavirus (HPV) can cause anal cancer, with approximately 90% of all anal cancers being associated with HPV infection. HPV is a small, nonenveloped, double-stranded DNA virus, with a genome of approximately 8000 nucleotides. There are more than 118 different types of HPV and approximately 40 different HPVs that can infect the human anogenital mucosa. However, data suggest that 14 of these types (HPV types 16, 18, 31, 33, 35, 39, 45, 51, 52, 56, 58, 59, 66, and 68) are considered high-risk (HR) for the development of cervical and anal cancer and precursor lesions. Furthermore, HPV types 16 and 18 have been regarded as the genotypes most closely associated with progression to cancer. HPV-16 is the most carcinogenic and is associated with approximately 60% of all HPV-related cancers, while HPV-18 accounts for approximately 10% to 15% of HPV-related cancers.(1-3) Sexually transmitted infection with HPV is extremely common, with estimates of up to 75% of all women being exposed to HPV at some point. However, almost all infected patients will mount an effective immune response and clear the infection within 2 years without any long-term health consequences. DNA testing by real-time polymerase chain reaction (PCR) is a noninvasive method for determining the presence of anal HPV infection. Proper implementation of DNA testing for HPV may: 1. Increase the sensitivity of anal cancer detection 2. Reduce the need for unnecessary biopsy and treatment Recently, data suggest that individual genotyping for HPV types 16 and 18 can assist in determining appropriate follow-up testing and triaging of patients who are at risk for cervical cancer and may be useful in cases of possible anal cancer. Detection of HRHPV DNA, especially genotypes 16 and 18, may assist in triaging patients and determining appropriate management strategies. | ThinPrep ANAL SWAB Satisfactory for evaluation. Negative for intraepithelial lesion or malignancy. HUMAN PAPILLOMAVIRUS (HPV) Negative for HPV genotypes 16, 18, 31, 33, 35, 39, 45, 51, 52, 56, 58, 59, 66, and 68 | Cytology: Suspicious or atypical results need further confirmation: clinical observation, repeat cytology, or perhaps appropriate biopsy. Positive results should be confirmed by histologic examination of tissue before definitive therapy is instituted. Human papillomavirus: A positive result indicates the presence of human papillomavirus (HPV) DNA due to 1 or more of the following genotypes: 16, 18, 31, 33, 35, 39, 45, 51, 52, 56, 58, 59, 66, and 68. A negative result indicates the absence of HPV DNA of the targeted genotypes. Management of abnormal results requires consideration of baseline risk of anal cancer and prior anal cytology and HPV results. For patients with an anal Pap test result showing atypical squamous cells of undetermined significance (ASC-US) and who are positive for high-risk (HR) HPV, consider referral for anoscopy, if clinically indicated. For men and women with a negative anal Pap test result but who are positive for HPV-16 or HPV-18, consider referral for anoscopy, if clinically indicated. For men and women with a negative anal Pap smear, positive-HR-HPV test result, but who are negative for HPV-16 and HPV-18, consider repeat testing by both cytology and HR-HPV in 12 months. | Cytology: No significant cautionary statements Human papillomavirus: The cobas human papillomavirus (HPV) test is US Food and Drug Administration (FDA) approved for cervical and endocervical samples collected in PreservCyt (ThinPrep) media. Other specimen types (eg, anal) are not considered FDA-approved sources; however, verification studies have been completed by Mayo Clinic Laboratories and Mayo Clinic in compliance with CLIA regulations. The cobas HPV test detects DNA of the high-risk types 16, 18, 31, 33, 35, 39, 45, 51, 52, 56, 58, 59, 66, and 68. This test does not detect DNA of HPV low-risk types (eg, 6, 11, 42, 43, 44) since these are not associated with cervical cancer and its precursor lesions. Prevalence of HPV infection in a population may affect performance. Positive-predictive values decrease when testing populations with low prevalence or individuals with no risk of infection. Infection with HPV is not an indicator of cytologic high-grade squamous intraepithelial lesion (HSIL) or underlying high-grade cervical intraepithelial neoplasia (CIN), nor does it imply that CIN2-3 or cancer will develop. Most patients infected with 1 or more high-risk (HR) HPV types do not develop CIN2-3 or cancer. A negative HR-HPV result does not exclude the possibility of future cytologic HSIL or underlying CIN2-3 or cancer. Anal specimens may show visibly detectable levels of whole blood or stool as a pink or light brown coloration. These specimens are processed normally on the cobas 4800 System. If concentrations of whole blood or stool are high, results may be impacted. The cobas HPV test performance has not been validated with PreservCyt specimens that have been treated with glacial acetic acid for removal of red blood cells. Any such processing of PreservCyt specimens prior to HPV testing would invalidate the cobas HPV test results. The cobas HPV test performance has not been validated with PreservCyt specimens that have been filled past the maximum fill line of the primary vial. ThinPrep vials that have had any additional PreservCyt fluid volume added or any dissimilar fluid volume added to the initial specimen should not be submitted for testing. HPV-negative cancers of the cervix or anus do occur in rare circumstances. Also, no cancer screening test is 100% sensitive. Use of this device for primary anal cancer screening should be undertaken after carefully considering the performance characteristics put forth in the cobas HPV test label, as well as recommendations of professional guidelines. The presence of real-time polymerase chain reaction inhibitors may cause false negative or invalid results. Anal specimens that are grossly contaminated with stool may yield invalid or false negative results. | 1. Swanson AA, Hartley C, Long ME, et al: Evaluation of high-risk human papillomavirus testing and anal cytology to detect high-grade anal intraepithelial neoplasia. J Am Soc Cytopathol. 2021 Jul-Aug;10(4):406-413. doi: 10.1016/j.jasc.2021.03.007 2. Libera SD, et al. 2019. Human papillomavirus and anal cancer: Prevalence, genotype distribution, and prognosis aspects from Midwestern region of Brazil. J Oncol. Sep 18; 2019:6018269 3. Wieland U, and Kreuter A: Anal cancer risk: HPV-based cervical screening programmes. Lancet Infect Dis. 2019 Aug:19(8):799-800 | The specimen is collected by the physician during a procedure. This specimen will be processed using ThinPrep instruments to preserve cellular integrity. The slide is then stained with a Papanicolaou stain, coverslipped, and analyzed microscopically by a cytotechnologist and pathologist.(Instruction manuals: ThinPrep 2000 System Operator's Manual. Hologic; MAN-02585-001 Rev. 006, 02/2017; ThinPrep 5000 Processor Operator's Manual. Hologic; MAN-02203-001 Rev. 002, 2016) The cobas human papillomavirus (HPV) test targets and detects nucleic acid from the L1 region of the HPV genome using real-time polymerase chain reaction (PCR) technology. The cobas HPV test is used for the in vitro qualitative detection of 14 high-risk HPV types commonly associated with cervical cancer. The assay is able to specifically assess for the presence or absence of HPV genotypes 16 and 18, while concurrently detecting the remaining 12 high-risk types (31, 33, 35, 39, 45, 51, 52, 56, 58, 59, 66, and 68). The cobas HPV test is used in conjunction with the cobas 4800 System.(Package insert: cobas HPV test. Roche Diagnostics; Version 05641268001-20E, 07/2021) | 3 to 6 days | Up to 1 week depending on results | This test has been modified from the manufacturer's instructions. Its performance characteristics were determined by Mayo Clinic in a manner consistent with CLIA requirements. This test has not been cleared or approved by the US Food and Drug Administration. | ATPCO – 88112AHPV - 87624 | Anal ThinPrep Cytology w/HPV CoTest | In Process | 614409 | Case Number | 80398-1
ANAP | Anaplasma phagocytophilum (Human Granulocytic Ehrlichiosis) Antibody, Serum | As an adjunct in the diagnosis of human granulocytic ehrlichiosis (anaplasmosis) Seroepidemiological surveys of the prevalence of the infection in certain populations | Immunofluorescence Assay (IFA) | Yes | Anaplasma phagocytophilum Ab, IgG,S | For more information seeAcute Tick-Borne Disease Testing Algorithm. | Supplies:Sarstedt Aliquot Tube, 5 mL (T914) Collection Container/Tube: Preferred:Serum gel Acceptable:Red top Submission Container/Tube:Plastic vial Specimen Volume:0.5 mL Collection Instructions: Centrifuge and aliquot serum into a plastic vial. | 0.4 mL | Anaplasma phagocytophilumis an intracellular rickettsia-like bacterium that preferentially infects granulocytes and forms inclusion bodies, referred to as morulae.A phagocytophilumis transmitted byIxodesspecies ticks, which also transmitBorrelia burgdorferiandBabesiaspecies. Infection withA phagocytophilumis also referred to as human granulocytic anaplasmosis (HGA)or human granulocytic ehrlichiosis, and symptoms in otherwise healthy individuals are often mild and nonspecific, including fever, myalgia, arthralgia, and nausea. Clues to the diagnosis of anaplasmosis in a patient with an acute febrile illness after tick exposure include laboratory findings of leukopenia or thrombocytopenia and elevated liver enzymes.HGA is most prevalent in the upper Midwest and in other areas of the United States that are endemic for Lyme disease. | <1:64 Reference values apply to all ages. | A positive result of an immunofluorescence assay (IFA) test (titer > or =1:64) suggests current or previous infection with human granulocytic ehrlichiosis (anaplasmosis). In general, the higher the titer, the more likely it is that the patient has an active infection. Seroconversion may also be demonstrated by a significant increase in IFA titers. During the acute phase of the infection, serologic tests are often nonreactive, polymerase chain reaction (PCR) testing is available to aid in the diagnosis of these cases (see EPCRB /Ehrlichia/Anaplasma, Molecular Detection, PCR, Blood). | Previous episodes of human granulocytic ehrlichiosis(anaplasmosis)may produce a positive serologic result. In rare instances, clinical evidence of infection may also be derived by direct microscopic examination of Giemsa- or Diff-Quik-stained peripheral blood buffy coat smears, which may reveal clusters of round, dark-purple stained, small dots (morulae) in the cytoplasm of polymorphonuclear cells. However, this is a very insensitive method. Performance characteristics have not been established for hemolyzed or lipemic specimens. | Center for Disease Control and Prevention (CDC): Tickborne Diseases of the United States: A Reference Manual for Healthcare Providers. 6th ed. US Department of Health and Human Services; 2022. Accessed May 10, 2024. Available at www.cdc.gov/ticks/tickbornediseases/TickborneDiseases-P.pdf | The patient's serum is diluted and is placed in microscopic slide wells that have been coated withAnaplasma phagocytophilum-infected cells. After incubation, the slides are washed and a fluorescein-isothiocyanate conjugate is added to each well. The slides are then read using a fluorescence microscope and significant fluorescent staining of intracellular organisms constitutes a positive reaction.(Dumler JS, Asanovich KM, Bakken JS, Richter P, Kimsey R, Madigan JE. Serologic cross-reactions among Ehrlichia equi, Ehrlichia phagocytophila, and human granulocytic Ehrlichia. J Clin Microbiol. 1995;33[5]:1098-1103; Pancholi P, Kolbert CP, Mitchell PD, et al. Ixodes dammini as a potential vector of human granulocytic ehrlichiosis. J Infect Dis. 1995;172[4]:1007-1012; package insert: Anaplasma phagocytophilum IFA IgG. DiaSorin Molecular; Rev. I, 08/12/2016) | 1 to 3 days | 14 days | This test was developed using an analyte specific reagent. Its performance characteristics were determined by Mayo Clinic in a manner consistent with CLIA requirements. This test has not been cleared or approved by the US Food and Drug Administration. | 86666 | Anaplasma phagocytophilum Ab, IgG,S | 23877-4 | 81157 | Anaplasma phagocytophilum Ab, IgG,S | 23877-4
ALKOT | Anaplastic Lymphoma Kinase (ALK [OTI1A4]) Immunostain, Technical Component Only | Identification ofanaplastic lymphoma kinaseoverexpression Diagnosis of inflammatory myofibroblastic tumor and anaplastic large cell lymphoma | Immunohistochemistry (IHC) | Yes | ALK(OTI1A4) IHC, Tech Only | For the initial technical component only immunohistochemical (IHC) stain performed, the appropriate bill-only test ID will be reflexed and charged (IHTOI). For each additional technical component only IHC stain performed, an additional bill-only test ID will be reflexed and charged (IHTOA). | Supplies:Immunostain Technical Only Envelope (T693) Specimen Type:Tissue Container/Tube:Immunostain Technical Only Envelope Preferred:2 unstained positively charged glass slide (25- x 75- x 1-mm) per test ordered; sections 4-microns thick. Acceptable:Formalin-fixed, paraffin-embedded (FFPE) tissue block | See Specimen Required | A subset of anaplastic large-cell lymphomas show overexpression of anaplastic lymphoma kinase (ALK-1) protein, resulting from a translocation involving theALK1gene. The abnormal ALK-1 expression can be in a nuclear or cytoplasmic distribution. Overexpression of ALK-1 protein can also be useful in the diagnosis of inflammatory myofibroblastic tumor and ALK-positive histiocytosis. In normal tissue, ALK-1 expression is primarily limited to neurons and ganglion cells. This clone, OTI1A4, is not validated for use in lung adenocarcinoma. |  | This test does not include pathologist interpretation, only technical performance of the stain. If interpretation is required, order PATHC / Pathology Consultation for a full diagnostic evaluation or second opinion of the case. The positive and negative controls are verified as showing appropriate immunoreactivity and documentation is retained at Mayo Clinic Rochester. If a control tissue is not included on the slide, a scanned image of the relevant quality control tissue is available upon request; call 855-516-8404. Interpretation of this test should be performed in the context of the patient's clinical history and other diagnostic tests by a qualified pathologist. | Age of a cut paraffin section can affect immunoreactivity. Stability thresholds vary widely among published literature and are antigen dependent. Best practice is for paraffin sections to be cut within 6 weeks. | 1. Preobrazhenskaya E, Iyevleva A, Suleymanova A, et al. Gene rearrangements in consecutive series of pediatric inflammatory myofibroblastic tumors.Pediatr Blood Cancer. 2020;67(5):e28220 2. Mansour B, Bonati M, Michalove K, et al.Epithelioid fibrous histiocytoma:three diagnostically challenging cases with novel ALK gene fusions, unusual storiform growth pattern, and a prominent spindled morphology. Virchows Archiv. 2022;481(5):751-757 3. He J, Zhao X, Huang C, et al. Double amplifications of CDK4 and MDM2 in a gastric inflammatory myofibroblastic tumor mimicking cancer with local invasion of the spleen and diaphragm. Cancer Biology & Therapy. 2018;19:11:967-972 4. Kemps PG, Picarsic J, Durham BH, et al. ALK-positive histiocytosis: a new clinicopathologic spectrum highlighting neurologic involvement and responses to ALK inhibition. Blood. 2022;139(2):256-280 | Immunohistochemistry on sections of paraffin-embedded tissue.(Unpublished Mayo method) | 1 to 3 days | Until staining is complete. | This test was developed and its performance characteristics determined by Mayo Clinic in a manner consistent with CLIA requirements. It has not been cleared or approved by the US Food and Drug Administration. | 88342-TC, primary88341-TC, if additional IHC | ALK(OTI1A4) IHC, Tech Only | No LOINC Needed | 620406 | ALK(OTI1A4) IHC, Tech Only | No LOINC Needed
ALKD5 | Anaplastic Lymphoma Kinase (ALK[D5F3]) Immunostain, Technical Component Only | Identification ofanaplastic lymphoma kinaseoverexpression Diagnosis of lung adenocarcinoma and inflammatory myofibroblastic tumor | Immunohistochemistry (IHC) | Yes | ALK(D5F3) IHC, Tech Only | For the initial technical component only immunohistochemical (IHC) stain performed, the appropriate bill-only test ID will be reflexed and charged (IHTOI). For each additional technical component only IHC stain performed, an additional bill-only test ID will be reflexed and charged (IHTOA). | Supplies:Immunostain Technical Only Envelope (T693) Specimen Type:Tissue Container/Tube:Immunostain Technical Only Envelope Preferred:2 Unstained positively charged glass slide (25- x 75- x 1-mm) per test ordered; sections 4-microns thick. Acceptable:Formalin-fixed, paraffin-embedded (FFPE) tissue block | See Specimen Required | A subset of anaplastic large-cell lymphomas shows overexpression of anaplastic lymphoma kinase (ALK-1) protein, resulting from a translocation involving theALK1gene. The abnormal ALK-1 expression can be in a nuclear or cytoplasmic distribution. Overexpression of ALK-1 protein is also useful in the diagnosis of lung adenocarcinoma and inflammatory myofibroblastic tumor. In normal tissue ALK-1 is negative. |  | This test does not include pathologist interpretation, only technical performance of the stain. If interpretation is required, order PATHC / Pathology Consultation for a full diagnostic evaluation or second opinion of the case. The positive and negative controls are verified as showing appropriate immunoreactivity. If a control tissue is not included on the slide, a scanned image of the relevant quality control tissue is available upon request, call 855-516-8404. Interpretation of this test should be performed in the context of the patient's clinical history and other diagnostic tests by a qualified pathologist. | Age of a cut paraffin section can affect immunoreactivity. Stability thresholds vary widely among published literature and are antigen dependent. Best practice is for paraffin sections to be cut within 6 weeks. | 1. Hutarew G, Hauser-Kronberger C, Strasser F, Llenos IC, Dietze O. Immunohistochemistry as a screening tool for ALK rearrangement in NSCLC: evaluation of five different ALK antibody clones and ALK FISH. Histopathology. 2014;65:398-407 2. Stein H, Foss H, Durkop H, et al. CD30(+) anaplastic large cell lymphoma: a review of its histopathologic, genetic, and clinical features. Blood. 2000;96(12):3681-3695 3. Yi ES, Boland JM, Maleszewski JJ, et al. Correlation of IHC and FISH for ALK gene rearrangement in non-small cell lung carcinoma: IHC score algorithm for FISH. J Thorac Oncol. 2011;6(3):459-465 4. Magaki S, Hojat SA, Wei B, So A, Yong WH. An introduction to the performance of immunohistochemistry. Methods Mol Biol. 2019;1897:289-298. doi:10.1007/978-1-4939-8935-5_25 | Immunohistochemistry on sections of paraffin-embedded tissue.(Unpublished Mayo method) | 1 to 3 days | Until staining is complete. | This test was developed and its performance characteristics determined by Mayo Clinic in a manner consistent with CLIA requirements. It has not been cleared or approved by the US Food and Drug Administration. | 88342-TC, primary88341-TC, if additional IHC | ALK(D5F3) IHC, Tech Only | No LOINC Needed | 620967 | ALK(D5F3) IHC, Tech Only | No LOINC Needed
ALKLC | Anaplastic Lymphoma Kinase for Lung Cancer, Immunohistochemistry | Identification ofanaplastic lymphoma kinaseoverexpression Diagnosis of inflammatory myofibroblastic tumor, anaplastic large-cell lymphoma, and for targeted therapy of lung adenocarcinoma | Immunohistochemistry (IHC) | Yes | ALK for Lung Cancer IHC | For the initial immunohistochemistry (IHC) stain performed, the appropriate bill-only test ID will be added and charged (IHPCI). For each additional IHC stain performed, an additional bill-only test ID will be added and charged (IHPCA). | Supplies:Pathology Packaging Kit (T554) Specimen Type:Formalin-fixed, paraffin-embedded tissue block; or 3 unstained glass, “positively charged" slides with 4-microns, formalin-fixed, paraffin-embedded tissue Additional Information:One slide will be stained with hematoxylin and eosin and returned. |  | A subset of anaplastic large-cell lymphomas overexpresses anaplastic lymphoma kinase (ALK-1) protein, resulting from a translocation involving theALK1gene. The abnormal ALK-1 expression can be in a nuclear or cytoplasmic distribution. Overexpression of ALK-1 protein is also useful for targeted therapy in lung adenocarcinoma and in the diagnosis of inflammatory myofibroblastic tumor. In normal tissue ALK-1 is negative. |  | This test, when not accompanied by a pathology consultation request, will be answered as either positive or negative. If additional interpretation or analysis is needed, request PATHC / Pathology Consultation along with this test. | Age of a cut paraffin section can affect immunoreactivity. Stability thresholds vary widely among published literature and are antigen dependent. Best practice is for paraffin sections to be cut within 6 weeks. | 1. Hutarew G, Hauser-Kronberger C, Strasser F, Llenos IC, Dietze O: Immunohistochemistry as a screening tool for ALK rearrangement in NSCLC: evaluation of five different ALK antibody clones and ALK FISH. Histopathology. 2014 Sept;65(3):398-407 2. Stein H, Foss H, Durkop H, et al: CD30(+) anaplastic large cell lymphoma: a review of its histopathologic, genetic, and clinical features. Blood. 2000 Dec;96(12):3681-3695 3. Yi ES, Boland JM, Maleszewski JJ, et al: Correlation of IHC and FISH for ALK gene rearrangement in non-small cell lung carcinoma: IHC score algorithm for FISH. J Thorac Oncol. 2011 Mar;6(3):459-465 | Immunohistochemistry on sections of paraffin-embedded tissue.(Unpublished Mayo method) | 5 to 7 days | Until reported | This test was developed and its performance characteristics determined by Mayo Clinic in a manner consistent with CLIA requirements. It has not been cleared or approved by the US Food and Drug Administration. | 88342-Primary88341-If additional IHC | ALK for Lung Cancer IHC | 47303-3 | 615719 | Case Number | 80398-1
ANPAT | Anatomic Pathology Consultation, Wet Tissue | Obtaining a rapid, expert opinion on unprocessed specimens (lung tissue for immunofluorescence, cardiac biopsies, enucleated eye specimens, iris, conjunctiva, cornea, and other small eye biopsies) referred by a pathologist This test isnot usefulforsuspected hematologic disorders. | Medical Interpretation | Yes | Wet Tissue Pathology Consult | Laboratory approval is required prior to ordering this test. Contact Mayo Clinic Laboratories at 800-533-1710. | Submit 1 of the following specimens: Specimen Type:Lung biopsy Supplies: -Pathology Packaging Kit (T554) -Formalin, 10% Buffered Neutral for Tissue (T118) -Michel's Transport Media for Immunofluorescent Testing on Tissue (T321) Specimen Volume:Biopsy specimens as delineated below Collection Instructions: For testing to be performed,both of the following must be submitted: a. For light microscopy: Preferred: A portion of lung tissue in 10% neutral buffered formalin. Specimens submitted in formalin needs to be fully submerged with the optimal approximate specimen volume of 10:1 or higher. Acceptable: A representative hematoxylin and eosin (H and E)-stained slide b. For immunofluorescence, a portion of the unfixed lung tissue in Michel's transport media Specimen Type:Cardiac biopsy Supplies: -Pathology Packaging Kit (T554) -Formalin, 10% Buffered Neutral for Tissue (T118) -Gluta (Trumps) (T130) Specimen Volume:Biopsy specimens as delineated below Collection Instructions: 1. Collect 4 to 6 biopsy specimens and submit all in 10% neutral buffered formalin. Specimens submitted in formalin needs to be fully submerged with the optimal approximate specimen volume of 10:1 or higher. If formalin biopsy specimens are not available, light microscopy slides would also be acceptable. 2. If electron microscopy (EM) is also requested, submit at least 1 biopsy into 2.5% to 3% buffered glutaraldehyde preservative (Trumps) along with the formalin biopsy specimens. Additional Information:If the question is drug toxicity, storage disease, or if the patient is younger than 25 years, send at least 1 biopsy specimen in 2.5% to 3% buffered glutaraldehyde (Trumps) in case EM is needed for diagnosis. Specimen Type:Cardiac explant Supplies:Pathology Packaging Kit (T554) Specimen Volume:Entire explant specimen Collection Instructions: 1. Fix entire explant specimen in formalin for a minimum of 24 hours. 2. Following fixation, lightly wrap specimen in formalin-soaked paper towel, place in a biohazard bag with a small amount of formalin, seal, place in another biohazard bag, and seal. Specimen Type:Enucleated eye Supplies: -Pathology Packaging Kit (T554) -Formalin - 10% Histo Prep, 45 mL (T117) Specimen Volume:Entire eye specimen Collection Instructions: 1.Immediately after removal, place specimen in approximately 300 mL of 10% neutral buffered formalin and fix for 48 hours. 2.Enucleated eye should not be opened or punctured. 3. After the 48-hour fixation, the specimen should be transferred from the larger, 300 mL container to a smaller container with fixative (Formalin - 10% Histo Prep, 45 mL) for shipping. Specimen Type:Iris, conjunctiva, cornea, and other small biopsies from eye Supplies: -Pathology Packaging Kit (T554) -Formalin - 10% Histo Prep, 45 mL (T117) Specimen Volume:Entire biopsy specimen Collection Instructions: 1.Place iris, conjunctiva, cornea, and other small biopsies on a paper mount (a piece of filter paper or other porous paper). This helps to keep the specimen from curling when it is fixed. 2.Immediately, gently place paper-mounted specimen into 10% formalin (Formalin - 10% Histo Prep, 45 mL). 3.In cases where margins are important, placing sutures at the margins of resection with accompanying explanatory draft will help orientation of the specimen in the lab. Specimen Type:Vitreous fluid/Aqueous humor Supplies: -Pathology Packaging Kit (T554) -Sarstedt Aliquot Tube, 5 mL (T914) Container/Tube:Plastic screw-top vial Specimen Volume:Entire specimen Collection Instructions: 1. Place the liquid (vitreous or aqueous) concentrate (preferred) or washing (diluted, acceptable) into a small tube with a screw-top cap. 2. Refrigerate the specimen immediately (do not freeze). Specimen Stability Information:Refrigerated | See Specimen Required | Mayo Clinic in Rochester, Minnesota is staffed by pathologists whose expertise and special interests cover the entirety of Pathology, from surgical pathology with all its respective subspecialty areas, to Hematopathology, Renal Pathology, and Dermatopathology. Consultation services are provided for difficult diagnostic problems. Consultation cases may be sent by a referring pathologist and directed to one of the pathologists who is an expert in the given area or directed more broadly to the subspecialty group. Cases are frequently shared and sometimes transferred between the pathologists, as deemed appropriate for the type of case or diagnostic problem encountered. Emphasis is placed on prompt and accurate results. Materials received are reviewed in conjunction with the clinical history provided, laboratory findings, radiographic findings (if applicable), and sending pathologist's report or letter. If additional special stains or studies are needed, the results are included in the final interpretive report. In some cases, electron microscopy and other special procedures are utilized as required. A variety of ancillary studies are available (eg, cytochemistry, immunohistochemistry, immunofluorescence, electron microscopy, mass spectrometry, cytogenetics, and molecular genetics) to aid in establishing a diagnosis. These ancillary studies are often expensive and labor intensive and are most efficiently utilized and interpreted in the context of the morphologic features. The goal is to provide the highest possible level of diagnostic consultative service, while trying to balance optimal patient care with a cost-conscious approach to solving difficult diagnostic problems. | An interpretive report will be provided. | Results of the consultation are reported in a formal pathology report, which includes a description of ancillary test results (if applicable) and an interpretive comment. When the case is completed, results may be communicated by a phone call. | Appropriate tissue sampling and fixation are required in order to make a diagnosis. | Renshaw AA, Gould EW. Measuring the value of review of pathology material by a second pathologist. Am J Clin Pathol. 2006;125(5):737-739. doi:10.1309/6A0R-AX9K-CR8V-WCG4 | All requests will be processed as a consultation case first. Special studies will be performed only if deemed to be diagnostically indicated. If the need for enzyme cytochemical stains, immunophenotyping, and/or immunohistochemical stains is anticipated, appropriate specimen requirements should be followed as indicated. | 3 days; Cases requiring additional material or ancillary testing may require additional time. |  | Not Applicable | 88300 (if appropriate)88302 (if appropriate)88304 (if appropriate)88305 (if appropriate)88307 (if appropriate)88309 (if appropriate) | Wet Tissue Pathology Consult | In Process | 71790 | Case Number | 80398-1
ANCH | Anchovy, IgE, Serum | Establishing the diagnosis of an allergy to anchovy Defining the allergen responsible for eliciting signs and symptoms Identifying allergens: -Responsible for allergic response and/or anaphylactic episode -To confirm sensitization prior to beginning immunotherapy -To investigate the specificity of allergic reactions to insect venom allergens, drugs, or chemical allergens | Fluorescence Enzyme Immunoassay (FEIA) | Yes | Anchovy, IgE | Serum | Collection Container/Tube: Preferred:Serum gel Acceptable:Red top Submission Container/Tube:Plastic vial Specimen Volume:0.5 mL for every 5 allergens requested Collection Instructions:Centrifuge and aliquot serum into a plastic vial. | For 1 allergen: 0.3 mL More than 1 allergen: (0.05 mL x number of allergens) + 0.25 mL dead space | Clinical manifestations of immediate hypersensitivity (allergic) diseases are caused by the release of proinflammatory mediators (histamine, leukotrienes, and prostaglandins) from IgE-sensitized effector cells (mast cells and basophils) when cell-bound IgE antibodies interact with an allergen. In vitro serum testing for IgE antibodies provides an indication of the immune response to allergens that may be associated with allergic disease. The allergens chosen for testing often depend upon the age of the patient, history of allergen exposure, season of the year, and clinical manifestations. In individuals predisposed to develop allergic disease, the sequence of sensitization and clinical manifestations proceed as follows: eczema and respiratory disease (rhinitis and bronchospasm) in infants and children less than 5 years due to food sensitivity (milk, egg, soy, and wheat proteins) followed by respiratory disease (rhinitis and asthma) in older children and adults due to sensitivity to inhalant allergens (dust mite, mold, and pollen inhalants). | Class,IgE kU/L,Interpretation, 0,<0.10,Negative, 0/1,0.10-0.34,Borderline/equivocal, 1,0.35-0.69,Equivocal, 2,0.70-3.49,Positive, 3,3.50-17.4,Positive, 4,17.5-49.9,Strongly positive, 5,50.0-99.9,Strongly positive, 6,> or =100,Strongly positive, | Detection of IgE antibodies in serum (class 1 or greater) indicates an increased likelihood of allergic disease as opposed to other etiologies and defines the allergens that may be responsible for eliciting signs and symptoms. The level of IgE antibodies in serum varies directly with the concentration of IgE antibodies expressed as a class score or kU/L. | Testing for IgE antibodies is not useful in patients previously treated with immunotherapy to determine if residual clinical sensitivity exists or in patients in whom the medical management does not depend upon identification of allergen specificity. Some individuals with clinically insignificant sensitivity to allergens may have measurable levels of IgE antibodies in serum, and test results must be interpreted in the clinical context. False-positive results for IgE antibodies may occur in patients with markedly elevated serum IgE (>2500 kU/L) due to nonspecific binding to allergen solid phases. | Homburger HA, Hamilton RG: Allergic diseases. In: McPherson RA, Pincus MR, eds. Henry's Clinical Diagnosis and Management by Laboratory Methods. 23rd ed.Elsevier; 2017:1057-1070 | Specific IgE from the patient's serum reacts with the allergen of interest, which is covalently coupled to an ImmunoCAP. After washing away nonspecific IgE, enzyme-labeled anti-IgE antibody is added to form a complex. After incubation, unbound anti-IgE is washed away, and the bound complex incubated with a developing agent. After stopping the reaction, the fluorescence of the eluate is measured. Fluorescence is proportional to the amount of specific IgE present in the patient's sample (ie, the higher the fluorescence value, the more IgE antibody is present).(Package insert: ImmunoCAP System Specific IgE FEIA. Phadia; Rev 06/2020) | Same day/1 to 3 days | 14 days | This test was developed and its performance characteristics determined by Mayo Clinic in a manner consistent with CLIA requirements. It has not been cleared or approved by the US Food and Drug Administration. | 86003 | Anchovy, IgE | 7079-7 | ANCH | Anchovy, IgE | 7079-7
AREC | Androgen Receptor Immunostain, Technical Component Only | Identification of tumors that express androgen receptor | Immunohistochemistry (IHC) | Yes | Androgen Recep IHC, Tech Only | For the initial technical component only immunohistochemical (IHC) stain performed, the appropriate bill-only test ID will be reflexed and charged (IHTOI). For each additional technical component only IHC stain performed, an additional bill-only test ID will be reflexed and charged (IHTOA). | Supplies:Immunostain Technical Only Envelope (T693) Specimen Type:Tissue Container/Tube:Immunostain Technical Only Envelope Preferred:2 Unstained positively charged glass slide (25- x 75- x 1-mm) per test ordered; sections 4-microns thick. Acceptable:Formalin-fixed, paraffin-embedded (FFPE) tissue block |  | Androgen receptor binds testosterone and 5 alpha-dihydrotestosterone and mediates the biologic action of these sex hormones. It is normally expressed in a wide variety of tissues, including the epithelium and stromal cells of the prostate, endometrium, ovary, and breast. Cells of meningiomas and the pituitary gland may also be positive. |  | This test does not include pathologist interpretation, only technical performance of the stain. If interpretation is required, order PATHC / Pathology Consultation for a full diagnostic evaluation or second opinion of the case. The positive and negative controls are verified as showing appropriate immunoreactivity and documentation is retained at Mayo Clinic Rochester. If a control tissue is not included on the slide, a scanned image of the relevant quality control tissue is available upon request, call 855-516-8404. Interpretation of this test should be performed in the context of the patient's clinical history and other diagnostic tests by a qualified pathologist. | Age of a cut paraffin section can affect immunoreactivity. Stability thresholds vary widely among published literature and are antigen dependent. Best practice is for paraffin sections to be cut within 6 weeks. | 1. Chen C, Yuan JP, Wei W, et al. Subtype classification for prediction of prognosis of breast cancer from a biomarker panel: correlations and indications.Int J Nanomedicine. 2014;9:1039-1048 2. Hobisch A, Culig Z, Radmayr C, Bartsch G, Klocker H, Hittmair A. Androgen receptor status of lymph node metastases from prostate cancer.Prostate. 1996;28(2):129-135 3. Park S, Koo J, Park HS, et al. Expression of androgen receptors in primary breast cancer.Ann Oncol. 2010;21(3):488-492 4. Magaki S, Hojat SA, Wei B, So A, Yong WH. An introduction to the performance of immunohistochemistry. Methods Mol Biol. 2019;1897:289-298. doi:10.1007/978-1-4939-8935-5_25 | Immunohistochemistry on sections of paraffin-embedded tissue.(Unpublished Mayo method) | 1 to 3 days | Until staining is complete. | This test has been cleared, approved, or is exempt by the US Food and Drug Administration and is used per manufacturer's instructions. Performance characteristics were verified by Mayo Clinic in a manner consistent with CLIA requirements. | 88342-TC, primary88341-TC, if additional IHC | Androgen Recep IHC, Tech Only | Order only;no result | 70671 | Androgen Recep IHC, Tech Only | Bill only; no result
FAGES | Androstanediol Glucuronide (Endocrine Sciences) |  | High Pressure Liquid Chromatography and Tandem Mass Spectrometry (HPLC/MS-MS) | Yes | Androstanediol Gluc, Endo Sci | Serum | Collection container/tube:5 mL Red Submission Container/Tube:Plastic vial Specimen Volume:1 mL Acceptable: SST Collection Instructions:Draw blood in a plain red-top tube(s), serum gel tube is acceptable. Spin down and send 1 mL of serum refrigerated in a plastic vial. | 0.5 mL (Note: Minimum volume does not allow for repeat analysis) |  | Age,Range, Prepubertal Children,Not Established, Adult Males,112-1046 ng/dL, Adult Females,11-249 ng/dL, |  |  |  |  | 8 to 19 days |  | This test was developed and its performance characteristics determined by LabCorp. It has not been cleared or approved by the Food and Drug Administration. | 82154 | Androstanediol Gluc, Endo Sci | 1680-8 | Z5864 | 3A Androstanediol-G | 1680-8
ANST | Androstenedione, Serum | Diagnosis and differential diagnosis of hyperandrogenism, in conjunction with measurements of other sex steroids Diagnosis of congenital adrenal hyperplasia (CAH), in conjunction with measurement of other androgenic precursors, particularly, 17-alpha-hydroxyprogesterone (OHPG), 17 alpha-hydroxypregnenolone, dehydroepiandrosterone sulfate (DHEA-S), and cortisol Monitoring CAH treatment, in conjunction with testosterone, OHPG, DHEA-S, and DHEA Diagnosis of premature adrenarche, in conjunction with measurement of follicle-stimulating hormone and luteinizing hormone as well as other adrenal and gonadal sex-steroids and their precursors | Liquid Chromatography Tandem Mass Spectrometry (LC-MS/MS) | Yes | Androstenedione, S | For more information seeSteroid Pathways. | Collection Container/Tube:Red top (serum gel/SST arenot acceptable) Submission Container/Tube:Plastic vial Specimen Volume:0.6 mL Collection Instructions:Centrifuge and aliquot serum into a plastic vial | 0.25 mL | Androstenedione is secreted predominately by the adrenal gland and production is at least partly controlled by adrenocorticotropic hormone (ACTH). It is also produced independent of ACTH in the testes and ovaries from adrenal-secreted dehydroepiandrosterone sulfate (DHEA-S). Androstenedione is a crucial sex-steroid precursor. It lies at the convergence of the 2 biosynthetic pathways that lead from the progestins to the sex steroids, being derived either via: -C3-dehydrogenation of DHEA -Catalyzed by 3-beta-hydroxysteroid dehydrogenase-2 (adrenals and gonads) -17,20-lyase (CYP17A1)-mediated side-chain cleavage of 17-alpha-hydroxyprogesterone (OHPG) Androstenedione production during life mimics the pattern of other androgen precursors. Fetal serum concentrations increase throughout embryonal development and peak near birth at approximately young adult levels. Levels then fall rapidly during the first year of life to low prepubertal values. With the onset of adrenarche, androstenedione rises gradually, a process that accelerates with the onset of puberty, reaching adult levels around age 18. Adrenarche is a poorly understood phenomenon peculiar to higher primates that is characterized by a gradual rise in adrenal androgen production. It precedes puberty but is not causally linked to it. Early adrenarche is not associated with early puberty, or with any reduction in final height, or overt androgenization, and is generally regarded as a benign condition not requiring intervention. However, girls with early adrenarche may be at increased risk of polycystic ovarian syndrome as adults, and some boys may develop early penile enlargement. Elevated androstenedione levels can cause symptoms or signs of hyperandrogenism in women. Men are usually asymptomatic but through peripheral conversion of androgens to estrogens, can occasionally experience mild symptoms of estrogen excess, such as gynecomastia. Most mild-to-moderate elevations in androstenedione are idiopathic. However, pronounced elevations of androstenedione may be indicative of androgen-producing adrenal or gonadal tumors. In children, adrenal and gonadal tumors are uncommon, but many forms of congenital adrenal hyperplasia can increase serum androstenedione concentrations. Diagnosis always requires measurement of other androgen precursors (eg, OHPG, 17-alpha-hydroxypregnenolone, and DHEA-S) and cortisol, in addition to androstenedione. For more information seeSteroid Pathways. | Tanner stages,Age (Years),Reference range (ng/dL), Stage I (prepubertal),<9.8,<51, Stage II,9.8-14.5,31-65, Stage III,10.7-15.4,50-100, Stage IV,11.8-16.2,48-140, Stage V,12.8-17.3,65-210, Tanner stages,Age (Years),Reference range (ng/dL), Stage I (prepubertal),<9.2,<51, Stage II,9.2-13.7,42-100, Stage III,10.0-14.4,80-190, Stage IV,10.7-15.6,77-225, Stage V,11.8-18.6,80-240, | Elevated androstenedione levels indicate increased adrenal or gonadal androgen production. Mild elevations in adults are usually idiopathic or related to conditions, such as polycystic ovarian syndrome (PCOS) in women or use of androstenedione supplements in men and women. However, levels greater than or equal to 500 ng/dL can suggest the presence of an androgen-secreting adrenal or, less commonly, a gonadal tumor. Androstenedione levels are elevated in more than 90% of patients with benign androgen-producing adrenal tumors, usually well above 500 ng/dL. Most androgen-secreting adrenal carcinomas also exhibit elevated androstenedione levels but more typically show relatively larger elevations in 17-alpha-hydroxyprogesterone (OHPG) and dehydroepiandrosterone sulfate (DHEA-S) than in androstenedione, as they have often lost the ability to produce downstream androgens. Most androgen-secreting gonadal tumors overproduce androstenedione, often to lesser degrees than adrenal tumors. They also overproduce testosterone. In men and in women with high baseline androgen levels (eg, PCOS), the respective elevations of androstenedione and testosterone may not be high enough to allow unequivocal diagnosis of androgen-producing gonadal tumors. In these cases, an elevation of the usual ratio of testosterone to androstenedione of 1, to a ratio of greater than 1.5, is a strong indicator of neoplastic androgen production. Diagnosis and differential diagnosis of congenital adrenal hyperplasia (CAH) always requires the measurement of several steroids. Patients with CAH due to 21-hydroxylase gene (CYP21A2) variants, the most common cause of CAH (>90% of cases), usually have very high levels of androstenedione, often 5- to 10-fold elevations. OHPG levels are usually even higher, while cortisol levels are low or undetectable. All 3 analytes should be tested. In the much less commonCYP11A1variant, androstenedione levels are elevated to a similar extent as in theCYP21A2variant, and cortisol is also low, but OHPG is only mildly, if at all, elevated. Also less common, 3-beta hydroxysteroid dehydrogenase (HSD) type 2 deficiency is characterized by low cortisol and substantial elevations in DHEA-S and 17-alpha hydroxypregnenolone, while androstenedione is either low, normal, or, rarely, very mildly elevated (as a consequence of peripheral tissue androstenedione production by 3-beta HSD-1). In the very rare STAR (steroidogenic acute regulatory protein) deficiency, all steroid hormone levels are low, and cholesterol is elevated. In the also very rare 17-alpha-hydroxylase deficiency, androstenedione, all other androgen-precursors (17-alpha-hydroxypregnenolone, OHPG, DHEA-S), androgens (testosterone, estrone, estradiol), and cortisol are low, while production of mineral corticoid and their precursors, in particular progesterone, 11-deoxycorticosterone, corticosterone, and 18-hydroxycorticosterone, are increased. The goal of CAH treatment is normalization of cortisol levels and, ideally, also of sex-steroid levels. Traditionally, OHPG and urinary pregnanetriol or total ketosteroid excretion are measured to guide treatment, but these tests correlate only modestly with androgen levels. Therefore, androstenedione and testosterone should also be measured and used for treatment modifications. Normal prepubertal levels may be difficult to achieve, but if testosterone levels are within the reference range, androstenedione levels up to 100 ng/dL are usually regarded as acceptable. Girls younger than 7 to 8 years of age and boys younger than 8 to 9 years of age who present with early development of pubic hair or, in boys, penile enlargement, may be suffering from either premature adrenarche or premature puberty, or both. Measurement of DHEA-S, DHEA, and androstenedione, alongside determination of sensitive estradiol, total and bioavailable or free testosterone, sex hormone binding globulin (SHBG), and luteinizing hormone/follicle-stimulating hormone levels will allow correct diagnosis in most cases. In premature adrenarche, only the adrenal androgens, chiefly DHEA-S, and to a lesser degree, androstenedione, will be above prepubertal levels, whereas early puberty will also show a fall in SHBG levels and variable elevations of gonadotropins and gonadal sex-steroids above the prepuberty reference range. For more information seeSteroid Pathways. | Any condition that can result in partial or complete adrenal or gonadal failure may result in low androstenedione levels, diminishing the diagnostic usefulness of the test in these settings. Androstenedione and, to a lesser degree, dehydroepiandrosterone sulfate (DHEA-S) supplements can result in elevations of serum androstenedione level. With large androstenedione doses of 300 to 400 mg/day, serum androstenedione levels can almost double in some patients. Testosterone levels and, particularly in men, estrone and estradiol levels, may also increase but to a much lesser degree. Although compared with DHEA-S, less information has been published with regard to the effects of hormones and drugs on androstenedione levels, it is likely that many drugs and hormones can result in changes in androstenedione levels. In particular, agents that induce hepatic enzymes, drugs that affect lipid metabolism, and other steroid hormones are likely to affect androstenedione levels, more commonly resulting in lowered levels. Whether any of these secondary changes are of clinical significance and how they should be related to the established normal reference ranges is unknown. In most cases, the drug-induced changes are not large enough to cause diagnostic confusion. | 1. Bidlingmaier F, Wagner-Barnack M, Butenandt O, Knorr D. Plasma estrogens in childhood and puberty under physiologic and pathologic conditions.Pediatr Res. 1973;7(11):901-907. doi:10.1203/00006450-197311000-00006 2. Von Schnakenburg K, Bidlingmaier F, Knorr D. 17-hydroxyprogesterone, androstenedione, and testosterone in normal children and in prepubertal patients with congenital adrenal hyperplasia. Eur J Pediatr. 1980;133(3):259-267 3. Sciarra F, Tosti-Croce C, Toscano V. Androgen-secreting adrenal tumors. Minerva Endocrinol. 1995;20(1):63-68 4. Collett-Solberg P. Congenital adrenal hyperplasia: from genetics and biochemistry to clinical practice, part I. Clin Pediatr. 2001;40(1):1-16 5. Speiser PW, Azziz R, Baskin LS, et al. Congenital adrenal hyperplasia due to steroid 21-hydroxylase deficiency: an Endocrine Society Clinical Practice Guideline. J Clin Endocrinol Metab 2010;95(9):4133-4160 6. Nordenstrom A, Falhammar H. Management of endocrine disease: Diagnosis and management of the patient with non-classic CAH due to 21-hydroxylase deficiency. Eur J Endocrinol. 2019;180(3):R127-R145 7. Young WF Jr. Primary aldosteronism: A common and curable form of hypertension. Cardiol Rev. 1999;7(4):207-214 8. Young WF Jr. Pheochromocytoma and primary aldosteronism: diagnostic approaches. Endocrinol Metab Clin North Am. 1997;26(4):801-827 9. Wudy SA, Hartmann M, Svoboda M. Determination of 17-hydroxypregnenolone in plasma by stabile isotope dilution/benchtop liquid chromatography-tandem mass spectrometry. Horm Res. 2000;53(2):68-71 10. Therrell BL. Newborn screening for congenital adrenal hyperplasia. Endocrinol Metab Clin North Am. 2001;30(1):15-30 11. Bachega TA, Billerbeck AE, Marcondes JA, Madureira G, Arnhold IJ, Mendonca BB. Influence of different genotypes on 17-hydroxyprogesterone levels in patients with nonclassical congenital adrenal hyperplasia due to 21-hydroxylase deficiency. Clin Endocrinol. 2000;52(5):601-607 12. Kao PC, Machacek DA, Magera MJ, Lacey JM, Rinaldo P. Diagnosis of adrenal cortical dysfunction by liquid chromatography-tandem mass spectrometry. Ann Clin Lab Sci. 2001;31(2):199-204 13. Young WF Jr. Management approaches to adrenal incidentalomas. A view from Rochester, Minnesota. Endocrinol Metab Clin North Am. 2000;29(1):159-185 14. Ibanez L, DiMartino-Nardi J, Potau N, Saenger P. Premature adrenarche-normal variant or forerunner of adult disease? Endocr Rev. 2000;21(6):671-696 15. Allolio B, Arlt W. DHEA treatment: myth or reality? Trends Endocrinol Metab. 2002;13(7):288-294 16. Lin CL, Wu TJ, Machacek DA, Jiang NS, Kao PC. Urinary free cortisol and cortisone determined by high performance liquid chromatography in the diagnosis of Cushing's syndrome. J Clin Endocrinol Metab. 1997;82:151-155 17. Findling JW, Raff H. Diagnosis and differential diagnosis of Cushing's syndrome. Endocrinol Metab Clin North Am. 2001;30(3):729-747 18. Buchman Al. Side effects of corticosteroid therapy. J Clin Gastroenterol. 2001;33(4):289-297 18. Dodds HM, Taylor PJ, Cannell GR, Pond SM. A high-performance liquid chromatography-electrospray-tandem mass spectrometry analysis of cortisol and metabolites in placental perfusate. Anal Biochem. 1997;247(2):342-347 20. Cengiz H, Demirci T, Varim C, Cetin S. Establishing a new screening 17 hydroxyprogesterone cut-off value and evaluation of the reliability of the long intramuscular ACTH stimulation test in the diagnosis of nonclassical congenital adrenal hyperplasia. Eur Rev Med Pharmacol Sci. 2021;25(16):5235-5240. doi:10.26355/eurrev_202108_26537 | Deuterated stable isotopes (d4-cortisol, d7-androstenedione, d8 17-hydroxyprogesterone) are added to the serum sample as internal standards. Cortisol, androstenedione, 17-hydroxyprogesterone, and the internal standards are extracted from specimens online using a guard cartridge. The analytes are transferred online to an analytical column and are analyzed by liquid chromatography tandem mass spectrometry.(Unpublished Mayo method) | 2 to 5 days | 14 days | This test was developed and its performance characteristics determined by Mayo Clinic in a manner consistent with CLIA requirements. It has not been cleared or approved by the US Food and Drug Administration. | 82157 | Androstenedione, S | 1854-9 | 7730 | Androstenedione, S | 1854-9
MASF | Angiosarcoma, MYC (8q24) Amplification, FISH, Tissue | IdentifyingMYCamplification to aid in the differentiation of cutaneous angiosarcomas from atypical vascular lesions after radiotherapy | Fluorescence In Situ Hybridization (FISH) | Yes | MYC (8q24), Angiosarcoma, FISH, Ts | This test does not include a pathology consultation. If a pathology consult is requested, PATHC / Pathology Consultation should be ordered, and the appropriate fluorescence in situ hybridization (FISH) test will be performed at an additional charge. | Submit only 1 of the following specimens: Preferred: Specimen Type:Tissue block Collection Instructions:Submit a formalin-fixed, paraffin-embedded tumor tissue block. Blocks prepared with alternative fixation methods will be attempted but are less favorable for successful results by fluorescence in situ hybridization testing; provide fixation method used. Additional Information: 1. Paraffin-embedded specimens can be from any anatomic location (skin, soft tissue, lymph node, etc). 2. Bone specimens that have been decalcified will be attempted for testing, but the success rate is approximately 50%. Acceptable: Specimen Type:Tissue slides Slides: 1 Hematoxylin and eosin stained and 4 unstained Collection Instructions: Submit 1 slide stained with hematoxylin and eosin and 4 consecutive unstained, positively charged, unbaked slides with 5 micron-thick sections of the tumor tissue. | Slides: 1 Hematoxylin and eosin stained and 2 unstained | Postradiation cutaneous angiosarcoma is a malignancy associated with very poor outcome and is consequently treated aggressively. Atypical vascular lesions are also associated with radiation therapy but are considered to be benign and do not require aggressive management. Therefore, the differentiation of these neoplasms is of considerable clinical importance. Postradiation cutaneous angiosarcomas often demonstrate high-level amplification ofMYC, whereas reactive and benign vascular lesions do not show amplification ofMYC. | An interpretive report will be provided. | MYCwill be clinically interpreted as positive, negative, or equivocal. TheMYClocus is reported as amplified when theMYC:D8Z2ratio is 2.0 or greater and demonstrates 6 or more copies ofMYC. A MYC:D8Z2 ratio less than 2.0 or showing a ratio of 2.0 or greater with less than 6 copies ofMYCis considered to lack amplification ofMYC. | This test is not approved by the US Food and Drug Administration, and it is best used as an adjunct to existing clinical and pathologic information. This fluorescence in situ hybridization (FISH) assay does not rule out other chromosome abnormalities. Fixatives other than formalin (eg, Prefer, Bouin's) may not be successful for FISH assays. Non-formalin fixed specimens will not be rejected. Paraffin-embedded tissues that have been decalcified may not be successful for FISH analysis. The success rate of FISH studies on decalcified tissue is approximately 50%, but FISH will be attempted if sufficient tumor is present for analysis. FISH studies will be attempted if sufficient tumor is present for analysis. The pathologist reviewing the hematoxylin and eosin-stained slide may find it necessary to cancel testing if insufficient tissue/tumor is available for testing. If no FISH signals are observed post hybridization, the case will be released indicating a lack of FISH results. | 1. Mentzel T, Schildhaus H, Palmedo G, Buttner R, Kutzner H. Postradiation cutaneous angiosarcoma after treatment of breast carcinoma is characterized byMYCamplification in contrast to atypical vascular lesions after radiotherapy and control cases: clinicopathological, immunohistochemical and molecular analysis of 66 cases. Mod Pathol. 2012;25(1):75-85 2. Manner J, Radlwimmer B, Hohenberger P, et al.MYChigh level gene amplification is a distinctive feature of angiosarcomas after irradiation or chronic lymphedema. Am J Pathol. 2010;176(1):34-39 3. WHO Classification of Tumours Editorial Board. Soft Tissue and Bone. 5th ed. IARC; 2020. World Health Organization Classification of Tumours. Vol 3 | This test is performed using a commercially availableMYCprobe set with a MYC probe and a chromosome 8 centromere probe (D8Z2). The selection of tissue and the identification of target areas on the hematoxylin and eosin (H and E)-stained slide are performed by a pathologist. Using the H and E-stained slide as a reference, target areas are etched with a diamond-tipped engraving tool on the back of the unstained slide to be assayed. The probe set is hybridized to the appropriate target areas, and 2 technologists each independently analyze 30 interphase nuclei (60 total) with the results expressed as a ratio of MYC:D8Z2 signals.(Unpublished Mayo method) | 7 to 10 days | Slides and H and E used for analysis are retained by the laboratory in accordance with regulatory requirements. Client provided paraffin blocks and extra unstained slides (if provided) will be returned after testing is complete. | This test was developed and its performance characteristics determined by Mayo Clinic in a manner consistent with CLIA requirements. It has not been cleared or approved by the US Food and Drug Administration. | 88271x2, 88291-DNA probe, each (first probe set), Interpretation and report88271x2-DNA probe, each; each additional probe set (if appropriate)88271x1-DNA probe, each; coverage for sets containing 3 probes (if appropriate)88271x2-DNA probe, each; coverage for sets containing 4 probes (if appropriate)88271x3-DNA probe, each; coverage for sets containing 5 probes (if appropriate)88274 w/modifier 52-Interphase in situ hybridization, <25 cells, each probe set (if appropriate)88274-Interphase in situ hybridization, 25 to 99 cells, each probe set (if appropriate)88275-Interphase in situ hybridization, 100 to 300 cells, each probe set (if appropriate) | MYC (8q24), Angiosarcoma, FISH, Ts | 101384-6 | 53818 | Disclaimer | 62364-5
FACEC | Angiotensin Converting Enzyme, CSF | Support diagnosis of neurosarcoidosis. May be used to evaluate treatment response. | Quantitative Spectrophotometry | Yes | Angiotensin Convert Enzyme CSF | CSF | Specimen Type:Spinal Fluid Sources:CSF Container/Tube:Sterile container Specimen Volume:1 mL Collection Instructions:Collect 1 mL of spinal fluid (CSF). Ship frozen. Note: Gadolinium contrast agents have been reported to inhibit ACE activity. Therefore, CSF containing gadolinium-based contrast agents should not be submitted to the laboratory for evaluation. | 0.5 mL |  | 0.0-2.5 U/L |  |  |  |  | 1 to 7 days |  | This test was developed and its performance characteristics determined by ARUP Laboratories. The U.S. Food and Drug Administration has not approved or cleared this test; however, FDA clearance or approval is not currently required for clinical use. The results are not intended to be used as the sole means for clinical diagnosis or patient management decisions. | 82164 | Angiotensin Convert Enzyme CSF | 12480-0 | FACEC | Angiotensin Convert Enzyme CSF | 12480-0
ACE | Angiotensin Converting Enzyme, Serum | Evaluation of patients with suspected sarcoidosis | Spectrophotometry (SP) | Yes | Angiotensin Converting Enzyme, S | Serum | Collection Container/Tube: Preferred:Serum gel Acceptable:Red top Submission Container/Tube:Plastic vial Specimen Volume:0.5 mL Collection Instructions:Centrifuge and aliquot serum into a plastic vial | 0.5 mL | Angiotensin converting enzyme (ACE) is integral to the renin-angiotensin system (RAS), which maintains blood pressure by regulation of fluid volume and vascular tension. Its peptidase action on the decapeptide angiotensinogen I results in the hydrolysis of a terminal histidyl leucine dipeptide and the formation of the octapeptide angiotensin II, a potent vasoconstrictor that increases blood pressure. ACE activity is increased in sarcoidosis, a systemic granulomatous disease that commonly affects the lungs. In sarcoidosis, ACE is thought to be produced by epithelioid cells and macrophages of the granuloma. ACE activity reflects the severity of sarcoidosis: 68% positivity in those with stage I sarcoidosis, 86% in stage II sarcoidosis, and 91% in stage III sarcoidosis. Other conditions such as Gaucher disease, leprosy, untreated hyperthyroidism, psoriasis, premature infants with respiratory distress syndrome, adults with amyloidosis, and histoplasmosis have been associated with increased serum ACE activity. | > or =18 years: 16-85 U/L 0-17 years: Angiotensin converting enzyme activity may be 20-50% higher in healthy children compared to healthy adults. For SI unit Reference Values, seehttps://www.mayocliniclabs.com/order-tests/si-unit-conversion.html | An elevation in the level of serum angiotensin converting enzyme (ACE), along with radiographic evidence of infiltrates or adenopathy and organ biopsies showing noncaseating epithelial granulomas is suggestive of a diagnosis of sarcoidosis. Normal, healthy children and infants are known to have ACE activity levels greater than the adult reference interval. | Spinal fluid angiotensin converting enzyme (ACE) activity to aid the diagnosis of neurosarcoidosis has been reported; however, there is insufficient evidence to support ACE being used for this purpose. | 1. Liebermann J: Elevation of serum angiotensin-converting-enzyme (ACE) level in sarcoidosis. Am J Med. 1975;59:365-372 2. Rodriguez GE, Shin BC, Abernathy RS, Kendig EL Jr: Serum angiotensin-converting enzyme activity in normal children and in those with sarcoidosis. J Pediatr. 1981;99:68-72 3. Personal observations from a Mayo pediatric normal range study using a manual method (Hana) 4. Maguire GA, Price CP: A continuous monitoring spectrophotometric method for the measurement of angiotensin-converting enzyme in human serum. Ann Clin Biochem. 1985;22:204-210 5. Allen DW, Rajagopal V: Other adjunctive drugs for coronary intervention: beta-blockers, calcium-channel blockers, and angiotensin-converting enzyme inhibitors. In: Tropol EJ, Teirstein P, eds. Textbook of Interventional Cardiology. 8th ed. Elsevier; 2020:214-222 | Angiotensin converting enzyme (ACE) catalyzes the conversion of angiotensin I to angiotensin II. The enzyme also mediates the cleavage of the synthetic substrateN-(3-[2-furyl]acryloyl)-L-phenylalanylglycylglycine(FAPGG) into an amino acid derivative and a dipeptide. The kinetic of this cleavage reaction is measured by recording the decrease in absorbance at 340 nm.(Package insert: Buhlmann ACE Kinetic; 01/2013) | 1 to 3 days | 7 days | This test has been cleared, approved, or is exempt by the US Food and Drug Administration and is used per manufacturer's instructions. Performance characteristics were verified by Mayo Clinic in a manner consistent with CLIA requirements. | 82164 | Angiotensin Converting Enzyme, S | 2742-5 | ACE | Angiotensin Converting Enzyme, S | 2742-5
FANGI | Angiotensin I, Plasma |  | Enzyme Immunoassay (EIA) | No | Angiotensin I, P | Plasma EDTA | Patient preparation:Patient should be on a normal sodium diet, 110 mEq of sodium. Patient should be in a recumbent posture for at least 30 minutes prior to collection of specimen.Diuretics, mineralocorticoids, glucocorticoids, estrogens, oral contraceptives, and ACTH medications and sodium, potassium, and posture all affect Angiotensin levels. Specimen Type: Plasma Collection Container/Tube: EDTA Submission Container/Tube:Plastic vial Specimen Volume: 3 mL Collection Instructions: Draw blood in a lavender-top (EDTA) tube(s). Separate plasma from cells immediately after collection and send 3 mL of EDTA plasma frozen in plastic vial. | 1 mL | Angiotensin I is a ten amino acid peptide formed by Renin cleavage of Angiotensinogen (Renin Substrate) I. Angiotensin I has little biological activity except that high levels cand stimulate Catecholamine production. It is metabolized to its biologically active byproduct Angiotensin II by Angiotensin Converting Enzyme (ACE). The formation of Angiotensin I is controlled by negative feedback of Angiotensin II and III on Renin release and by Aldosterone concentration. Levels of Angiotensin I are increased in many types of hypertension. Angiotensin I levels are used to determine Renin activity. Angiotensin I is excreted directly in the urine. | Up to 25 pg/mL |  |  |  |  | 12 to 14 working days |  | This test was performed using a kit that has not been cleared or approved by the FDA and is designated as research use only. The analytic performance characteristics of this test have been determined by Inter Science Institute. This test is not intended for diagnosis or patient management decisions without confirmation by other medically established means. | 83520 | Angiotensin I, P | 1858-0 | Z0939 | Angiotensin I, P | 1858-0
ANISP | Anisakis, Parasite, IgE, Serum | Establishing a diagnosis of an allergy to the Anisakis parasite Defining the allergen responsible for eliciting signs and symptoms Identifying allergens: -Responsible for allergic response and/or anaphylactic episode -To confirm sensitization prior to beginning immunotherapy -To investigate the specificity of allergic reactions to insect venom allergens, drugs, or chemical allergens | Fluorescence Enzyme Immunoassay (FEIA) | Yes | Anisakis, Parasite, IgE | Serum | Collection Container/Tube: Preferred:Serum gel Acceptable:Red top Submission Container/Tube:Plastic vial Specimen Volume:0.5 mL for every 5 allergens requested Collection Instructions:Centrifuge and aliquot serum into a plastic vial. | For 1 allergen: 0.3 mL For more than 1 allergen: (0.05 mL x number of allergens) + 0.25 mL deadspace | Clinical manifestations of immediate hypersensitivity (allergic) diseases are caused by the release of proinflammatory mediators (histamine, leukotrienes, and prostaglandins) from IgE-sensitized effector cells (mast cells and basophils) when cell-bound IgE antibodies interact with an allergen. In vitro serum testing for IgE antibodies provides an indication of the immune response to allergens that may be associated with allergic disease. The allergens chosen for testing often depend upon the age of the patient, history of allergen exposure, season of the year, and clinical manifestations. In individuals predisposed to develop allergic disease, the sequence of sensitization and clinical manifestations proceed as follows: eczema and respiratory disease (rhinitis and bronchospasm) in infants and children less than 5 years due to food sensitivity (milk, egg, soy, and wheat proteins) followed by respiratory disease (rhinitis and asthma) in older children and adults due to sensitivity to inhalant allergens (dust mite, mold, and pollen inhalants). | Class,IgE kU/L,Interpretation, 0,<0.10,Negative, 0/1,0.10-0.34,Borderline/equivocal, 1,0.35-0.69,Equivocal, 2,0.70-3.49,Positive, 3,3.50-17.4,Positive, 4,17.5-49.9,Strongly positive, 5,50.0-99.9,Strongly positive, 6,> or =100,Strongly positive, | Detection of IgE antibodies in serum (class 1 or greater) indicates an increased likelihood of allergic disease as opposed to other etiologies and defines the allergens that may be responsible for eliciting signs and symptoms. The level of IgE antibodies in serum varies directly with the concentration of IgE antibodies expressed as a class score or kU/L. | Testing for IgE antibodies is not useful in patients previously treated with immunotherapy to determine if residual clinical sensitivity exists or in patients in whom the medical management does not depend upon identification of allergen specificity. Some individuals with clinically insignificant sensitivity to allergens may have measurable levels of IgE antibodies in serum, and test results must be interpreted in the clinical context. False-positive results for IgE antibodies may occur in patients with markedly elevated serum IgE (>2500 kU/L) due to nonspecific binding to allergen solid phases. | Homburger HA, Hamilton RG: Allergic diseases. In: McPherson RA, Pincus MR, eds. Henry's Clinical Diagnosis and Management by Laboratory Methods. 23rd ed. Elsevier; 2017:1057-1070 | Specific IgE from the patient's serum reacts with the allergen of interest, which is covalently coupled to an ImmunoCAP. After washing away nonspecific IgE, enzyme-labeled anti-IgE antibody is added to form a complex. After incubation, unbound anti-IgE is washed away, and the bound complex incubated with a developing agent. After stopping the reaction, the fluorescence of the eluate is measured. Fluorescence is proportional to the amount of specific IgE present in the patient's sample (ie, the higher the fluorescence value, the more IgE antibody is present).(Package insert: ImmunoCAP System Specific IgE FEIA. Phadia; Rev 06/2020) | Same day/1 to 3 days | 14 days | This test has been cleared, approved, or is exempt by the US Food and Drug Administration and is used per manufacturer's instructions. Performance characteristics were verified by Mayo Clinic in a manner consistent with CLIA requirements. | 86003 | Anisakis, Parasite, IgE | 10919-9 | ANISP | Anisakis, Parasite, IgE | 10919-9
ANSE | Anise, IgE, Serum | Establishing the diagnosis of an allergy to Anise Defining the allergen responsible for eliciting signs and symptoms Identifying allergens: -Responsible for allergic response and/or anaphylactic episode -To confirm sensitization prior to beginning immunotherapy -To investigate the specificity of allergic reactions to insect venom allergens, drugs, or chemical allergens | Fluorescence Enzyme Immunoassay (FEIA) | Yes | Anise, IgE | Serum | Collection Container/Tube: Preferred:Serum gel Acceptable:Red top Submission Container/Tube:Plastic vial Specimen Volume:0.5 mL for every 5 allergens requested Collection Instructions:Centrifuge and aliquot serum into a plastic vial. | For 1 allergen: 0.3 mL More than 1 allergen: (0.05 mL x number of allergens) + 0.25 mL dead space | Clinical manifestations of immediate hypersensitivity (allergic) diseases are caused by the release of proinflammatory mediators (histamine, leukotrienes, and prostaglandins) from IgE-sensitized effector cells (mast cells and basophils) when cell-bound IgE antibodies interact with an allergen. In vitro serum testing for IgE antibodies provides an indication of the immune response to allergens that may be associated with allergic disease. The allergens chosen for testing often depend upon the age of the patient, history of allergen exposure, season of the year, and clinical manifestations. In individuals predisposed to develop allergic disease, the sequence of sensitization and clinical manifestations proceed as follows: eczema and respiratory disease (rhinitis and bronchospasm) in infants and children less than 5 years due to food sensitivity (milk, egg, soy, and wheat proteins) followed by respiratory disease (rhinitis and asthma) in older children and adults due to sensitivity to inhalant allergens (dust mite, mold, and pollen inhalants). | Class,IgE kU/L,Interpretation, 0,<0.10,Negative, 0/1,0.10-0.34,Borderline/equivocal, 1,0.35-0.69,Equivocal, 2,0.70-3.49,Positive, 3,3.50-17.4,Positive, 4,17.5-49.9,Strongly positive, 5,50.0-99.9,Strongly positive, 6,> or =100,Strongly positive, | Detection of IgE antibodies in serum (class 1 or greater) indicates an increased likelihood of allergic disease as opposed to other etiologies and defines the allergens that may be responsible for eliciting signs and symptoms. The level of IgE antibodies in serum varies directly with the concentration of IgE antibodies expressed as a class score or kU/L. | Testing for IgE antibodies is not useful in patients previously treated with immunotherapy to determine if residual clinical sensitivity exists or in patients in whom the medical management does not depend upon identification of allergen specificity. Some individuals with clinically insignificant sensitivity to allergens may have measurable levels of IgE antibodies in serum, and test results must be interpreted in the clinical context. False-positive results for IgE antibodies may occur in patients with markedly elevated serum IgE (>2500 kU/L) due to nonspecific binding to allergen solid phases. | Homburger HA, Hamilton RG: Allergic diseases. In: McPherson RA, Pincus MR, eds. Henry's Clinical Diagnosis and Management by Laboratory Methods. 23rd ed.Elsevier; 2017:1057-1070 | Specific IgE from the patient's serum reacts with the allergen of interest, which is covalently coupled to an ImmunoCAP. After washing away nonspecific IgE, enzyme-labeled anti-IgE antibody is added to form a complex. After incubation, unbound anti-IgE is washed away, and the bound complex incubated with a developing agent. After stopping the reaction, the fluorescence of the eluate is measured. Fluorescence is proportional to the amount of specific IgE present in the patient's sample (ie, the higher the fluorescence value, the more IgE antibody is present).(Package insert: ImmunoCAP System Specific IgE FEIA. Phadia; Rev 06/2020) | Same day/1 to 3 days | 14 days | This test was developed and its performance characteristics determined by Mayo Clinic in a manner consistent with CLIA requirements. It has not been cleared or approved by the US Food and Drug Administration. | 86003 | Anise, IgE | 7081-3 | ANSE | Anise, IgE | 7081-3
FANSE | Annatto Seed (Bixa orellana) IgE |  | Enzyme Immunoassay (EIA) | Yes | Annatto Seed IgE | Serum | Container/Tube:Red or SST Preferred:Red top tube Acceptable:Serum gel tube Specimen Volume:1 mL Collection Instructions:Draw blood in a plain red-top tube(s), serum gel tube(s) is acceptable. Spin down and send 0.5 mL of serum refrigerated in a plastic vial. | 0.5 mL |  | <0.35 kU/L | Class IgE (kU/L) Comment 0 <0.35 Below Detection 1 0.35 -0.69 Low Positive 2 0.70 - 3.49 Moderate Positive 3 3.50 â€“ 17.49 Positive 4 17.50 â€“ 49.99 Strong Positive 5 50.00 â€“ 99.99 Very Strong Positive 6 >99.99 Very Strong Positive |  |  |  | 2 to 7 days |  | This test was developed and its performance characteristics determined by Eurofins Viracor. It has not been cleared or approved by the U.S. Food and Drug Administration. | 86003 | Annatto Seed IgE | 50638-6 | Z3075 | Class | 103035-2
ANNEX | Annexin-1 Immunostain, Technical Component Only | Classification of leukemias | Immunohistochemistry | Yes | Annexin-1 IHC, Tech Only | For the initial technical component only immunohistochemical (IHC) stain performed, the appropriate bill-only test ID will be reflexed and charged (IHTOI). For each additional technical component only IHC stain performed, an additional bill-only test ID will be reflexed and charged (IHTOA). | Supplies:Immunostain Technical Only Envelope (T693) Specimen Type:Tissue Container/Tube:Immunostain Technical Only Envelope Preferred:2 Unstained positively charged glass slide (25- x 75- x 1-mm) per test ordered; sections 4-microns thick. Acceptable:Formalin-fixed, paraffin-embedded (FFPE) tissue block | See Specimen Required | Annexin-1 (annexin-A1) was identified by gene expression profiling studies of hairy cell leukemia. In the appropriate context, positivity for annexin A1 favors a diagnosis of hairy cell leukemia. Normal granulocytes and precursors also express annexin A1, serving as a positive internal control in bone marrow specimens. |  | This test does not include pathologist interpretation, only technical performance of the stain. If interpretation is required, order PATHC / Pathology Consultation for a full diagnostic evaluation or second opinion of the case. The positive and negative controls are verified as showing appropriate immunoreactivity. If a control tissue is not included on the slide, a scanned image of the relevant quality control tissue is available upon request; call 855-516-8404. Interpretation of this test should be performed in the context of the patient's clinical history and other diagnostic tests by a qualified pathologist. | Age of a cut paraffin section can affect immunoreactivity. Stability thresholds vary widely among published literature and are antigen dependent. Best practice is for paraffin sections to be cut within 6 weeks. | 1. Falini B, Tiacci E, Liso A, et al. Simple diagnostic assay for hairy cell leukaemia by immunocytochemical detection of annexin A1 (ANXA1). Lancet. 2004;363(9424):1869-1870 2. Magaki S, Hojat SA, Wei B, So A, Yong WH. An introduction to the performance of immunohistochemistry. Methods Mol Biol. 2019;1897:289-298. doi:10.1007/978-1-4939-8935-5_25 | Immunohistochemistry on sections of paraffin-embedded tissue.(Unpublished Mayo method) | 1 to 3 days | Until staining is complete. | This test has been cleared, approved, or is exempt by the US Food and Drug Administration and is used per manufacturer's instructions. Performance characteristics were verified by Mayo Clinic in a manner consistent with CLIA requirements. | 88342-TC, primary88341-TC, if additional IHC | Annexin-1 IHC, Tech Only | Order only;no result | 70669 | Annexin-1 IHC, Tech Only | Bill only; no result
FABAA | Anti-bestrophin Autoantibodies |  | Immunoblot | Yes | Anti-bestrophin Autoantibodies | Varies | Submit only one of the following specimens: Serum: Draw blood in a plain, red-top tube(s), serum gel tube(s) is acceptable. Spin down and send 5 mL serum refrigerated in a plastic vial. Plasma: Draw blood in a lavender-top (EDTA) tube(s). Spin down and send 5 mL EDTA plasma refrigerated in a plastic vial. Complete and submit with specimen: 1.Completed OHSU Ocular request form 2.Clinical history 3.Referring physician information (name & phone number) NOTE: Without this information, testing cannot be completed. | 3 mL |  | A final report will be provided. |  |  |  |  | 16 to 35 days |  |  | 84182 | Anti-bestrophin Autoantibodies | Not Provided | FABAA | Anti-bestrophin Autoantibodies | Not Provided
FACN1 | Anti-cN-1A (NT5c1A) IBM |  | Enzyme-linked immunosorbent assay (ELISA) | Yes | Anti-cN-1A (NT5c1A) IBM | Serum | Collection Container/Tube: Red Submission Container/Tube: Plastic vial Specimen Volume: 2 mL Acceptable: SST Collection Instructions:Draw blood in a plain red-top tube(s), serum gel tube is acceptable. Spin down and send 2 mL of serum refrigerated in a plastic vial. | 0.5 mL (volume does NOT allow for repeat testing) | Anti-cN-1A autoantibodies in idiopathic inflammatory myopathy (IIM) patients appear to be disease-specific for sporadic Inclusion Body Myositis (sIBM) and are rarely detected in other autoimmune conditions. Anti-cN-1A autoantibodies have a moderate sensitivity, but their high specificity for sIBM may be helpful in the diagnosis of this infrequent and difficult-to-diagnose myopathy. This assay can augment and accelerate the suspected diagnosis of sIBM using sera where muscle biopsy is delayed and/or unfeasible. | Reference Range: <20 Interpretation: Negative: <20 units Weak Positive: 20 - 39 units Moderate Positive: 40 - 80 units Strong Positive: >80 units |  |  |  |  | 9-14 days |  | This test was developed and its performance characteristics determined by LabCorp. It has not been cleared or approved by the Food and Drug Administration. | 83516 | Anti-cN-1A (NT5c1A) IBM | 96562-4 | FACN1 | Anti-cN-1A (NT5c1A) IBM | 96562-4
COL7 | Anti-Collagen type VII, IgG Antibodies, Serum | Initial screening test in the diagnosis of epidermolysis bullosa acquisita and other immunobullous diseases mediated by collagen VII | Enzyme-Linked Immunosorbent Assay (ELISA) | Yes | Anti-Collagen type VII, Serum | Serum | Supplies:Sarstedt Aliquot Tube, 5 mL (T914) CollectionContainer/Tube: Preferred:Serum gel Acceptable:Red top Submission Container/Tube:Plastic vial Specimen Volume:2 mL Collection Instructions:Centrifugeand aliquot serum into a plastic vial. | 0.5 mL | Epidermolysis bullosa acquisita and certain other rare immunobullous diseases, including bullous lupus erythematosus, are caused by the development of IgG antibodies directed against collagen type VII, which lead to blisters and erosions that may heal with scarring. Circulating IgG autoantibodies against collagen type VII can be found in patient serum in these conditions. | Collagen type VII <20 RU/mL (negative) > or =20 RU/mL (positive) | Antibodies to IgG collagen type VII have been shown to be present in patients with epidermolysis bullosa acquisita and certain other rare immunobullous diseases, including bullous lupus erythematosus | The results obtained with collagen type VII enzyme-linked immunosorbent assay kit serve as an aid to diagnosis and should be interpreted in the patient’s clinical context. Performance of the assay on other matrices besides serum has not been established. | 1. Chen M, Chan LS, Cai X, O’Toole EA, Sample JC, Woodley DT: Development of an ELISA for rapid detection of anti-type VII collagen autoantibodies in epidermolysis bullosa acquisita. J Invest Dermatol. 1997 Jan;108(1): 68-72 2. Holtsche MM, van Beek N, Hashimoto T, et al: Diagnosis of epidermolysis bullosa acquisita: multicentre comparison of different assays for serum anti-type VII collagen reactivity. Acta Derm Venereol. 2021 Mar 23;101(3):adv00420 3. Schmidt T, Hoch M, Lofti Jad SS, et al: Serological diagnostics in the detection of IgG autoantibodies against human collagen VII in epidermolysis bullosa acquisita: a multicentre analysis. Br J Dermatol. 2017 Dec;117(6):1683-1692 4. Komorowski L, Muller R, Vorobyev A, et al: Sensitive and specific assays for routine serological diagnosis of epidermolysis bullosa acquisita. J Am Acad Dermatol. 2013 March;68(3):89-95 | This enzyme-linked immunosorbent assay (ELISA) method detects and measures serum levels of antibodies of certain pemphigoid diseases. Calibrators and patient sera are added to microwells coated with collagen type VII antigens, allowing antibodies to react with the immobilized antigens. After washing to remove any unbound serum proteins, horseradish peroxidase-conjugate IgG is added and incubated. Following another wash step, the peroxidase substrate is added and allowed to incubate for an additional period. A stop solution is then added to each well to cancel the enzyme reaction and to stabilize the color development. The assay can be quantified by measuring the reaction photometrically and plotting the results. The amount of antigen-specific bound antibody is proportional to the color intensity.(Unpublished Mayo method) | 1 to 5 days | 30 days | This test was developed and its performance characteristics determined by Mayo Clinic in a manner consistent with CLIA requirements. It has not been cleared or approved by the US Food and Drug Administration. | 83516 | Anti-Collagen type VII, Serum | In Process | 616879 | COL7, S | 94096-5
ADNAS | Anti-DNase B Titer, Serum | Demonstration of acute or recent streptococcal infection using anti-DNase B titer | Nephelometry | Yes | Anti-DNase B Titer, S | Serum | Patient Preparation:Fasting preferred but not required Supplies:Sarstedt 5 mL Aliquot Tube (T914) Collection Container/Tube: Preferred:Serum gel Acceptable:Red top Submission Container/Tube:Plastic vial Specimen Volume:1 mL Collection Instructions:Centrifuge and aliquot serum into plastic vial. | 0.5 mL | A number of bacterial antigens have been identified in cultures of group A streptococci. These extracellular products are primarily enzymatic proteins and include streptolysin O, streptokinase, hyaluronidase, deoxyribonucleases (DNases A, B, C, and D), and nicotinamide adenine nucleotidase. Infections by the group A streptococci are unique because they can be followed by serious nonpurulent complications of rheumatic fever and glomerulonephritis. Recent information suggests that rheumatic fever is associated with infection by certain rheumatogenic serotypes (M1, M3, M5, M6, M18, and M19), while glomerulonephritis follows infection by nephritogenic serotypes (M2, M12, M49, M57, M59, and M60). Glomerulonephritis and rheumatic fever occur following the infection, after a period of latency following the infection, during which the patient is asymptomatic. The latency period for glomerulonephritis is approximately 10 days, and the latency period for rheumatic fever is 20 days. | <5 years: < or =250 U/mL 5-17 years < or =375 U/mL > or =18 years: < or =300 U/mL | Elevated values are consistent with an antecedent infection by group Astreptococci.Although the antistreptolysin O (ASO) test is quite reliable, performing the anti-DNase is justified for 2 primary reasons. First, the ASO response is not universal. Elevated ASO titers are found in the sera of about 85% of individuals with rheumatic fever; ASO titers remain normal in about 15% of individuals with the disease. The same holds true for other streptococcal antibody tests: a significant portion of individuals with normal antibody titers for 1 test will have elevated antibody titers for another test. Thus, the percentage of false-negative results can be reduced by performing 2 or more antibody tests. Second, skin infections, in contrast to throat infections, are associated with a poor ASO response. Patients with acute glomerulonephritis following skin infection (post-impetigo) have an attenuated immune response to streptolysin O. For such patients, performance of an alternative streptococcal antibody test, such as this assay, is recommended. | False-high titers may be obtained with sera that are contaminated by certain bacterial organisms during shipment or storage and in patients with liver disease where the presence of high lipoprotein concentrations in the serum may mimic antibody activity. | 1. Ayoub EM, Harden E: Immune response to streptococcal antigens: diagnostic methods. In: Rose NR, de Marco EC, Folds JD, et al, eds. Manual of Clinical and Laboratory Immunology. 5th ed. ASM Press; 1997 2. Anti-DNase B. Testing .com. Updated June 28, 2021. Accessed February 11, 2022. Available at www.testing.com/tests/anti-dnase-b/ | In this Siemens Nephelometer II method, the light scattered onto the antigen-antibody complexes is measured. The intensity of the measured scattered light is proportional to the amount of antigen-antibody complexes in the sample under certain conditions. If the antibody volume is kept constant, the signal behaves proportionally to the antigen volume. A reference curve is generated by a standard with a known antigen content on which the scattered light signals of the samples can be evaluated and calculated as an antigen concentration. Antigen-antibody complexes are formed when a sample containing antigen and the corresponding antiserum are put into a cuvette. A light beam is generated with a light-emitting diode, which is transmitted through the cuvette. The light is scattered onto the immuno-complexes that are present. Antigen and antibody are mixed in the initial measurement, but no complex is formed yet. An antigen-antibody complex is formed in the final measurement. The result is calculated by subtracting value of the final measurement from the initial measurement. The distribution of intensity of the scattered light depends on the ratio of the particle size of the antigen-antibody complexes to the radiated wavelength.(Instruction manual: Siemens Nephelometer II. Siemens, Inc; Version 2.3, 2008; Addendum to the Instruction Manual 2.3. 08/2017) | 1 to 3 days | 14 days | This test has been cleared, approved, or is exempt by the US Food and Drug Administration and is used per manufacturer's instructions. Performance characteristics were verified by Mayo Clinic in a manner consistent with CLIA requirements. | 86215 | Anti-DNase B Titer, S | 5133-4 | ADNAS | Anti-DNase B Titer, S | 5133-4
FAEAB | Anti-Enterocyte Antibodies |  | Indirect Immunofluorescence | No | Anti-Enterocyte Antibodies | Serum Red | A completedAnti-Enterocyte Antibody (AEA) Clinical Formis required. Testing will not proceed without required form. Specimen Type: Serum Container/Tube: Redtop Specimen volume: 1 mL Collection Instructions: Collect blood in a red-top no additive tube and submit 1 mL of serum shipped frozen. | 1 mL |  | IgG: Negative IgA: Negative IgM: Negative |  |  |  |  | 28 to 56 days |  | These tests were developed and their performance characteristics determined by the Pathology Department at The Childrenâ€™s Hospital of Philadelphia. They have not been cleared or approved by the U.S. Food And Drug Administration. The FDA has determined that such clearance or approval is not necessary. These tests are used for clinical purposes. It should not be regarded as investigational or for research. This Laboratory is certified under the Clinical Laboratory Improvement Amendments of 1988 (CLIA) as qualified to perform high complexity clinical laboratory testing. | 8834688350 x 2 | Anti-Enterocyte Antibodies | Not Provided | Z1691 | Signed | Not Provided
AGNTS | Anti-Glial/Neuronal Nuclear Antibody-Type 1 (AGNA-1) Titer, Serum | Reporting an end titer result from serum specimens Serological evaluation using serum specimens from patients who present with a subacute neurological disorder of undetermined etiology, especially those with risk factors for primary lung carcinoma Directing a focused search for cancer Investigating neurological symptoms that appear during, or after, cancer therapy, and are not explainable by metastasis Differentiating autoimmune neuropathies from neurotoxic effects of chemotherapy Monitoring the immune response of seropositive patients during cancer therapy Detecting early evidence of cancer recurrence in previously seropositive patients | Only orderable as a reflex. For more information see: -PAVAL / Paraneoplastic, Autoantibody Evaluation, Serum -DMS2 / Dementia, Autoimmune/Paraneoplastic Evaluation, Serum -ENS2 / Encephalopathy, Autoimmune/Paraneoplastic Evaluation, Serum -EPS2 / Epilepsy, Autoimmune/Paraneoplastic Evaluation, Serum -MDS2 / Movement Disorder, Autoimmune/Paraneoplastic Evaluation, Serum -MAS1 / Myelopathy, Autoimmune/Paraneoplastic Evaluation, Serum -AIAES / Axonal Neuropathy, Autoimmune/Paraneoplastic Evaluation, Serum Indirect Immunofluorescence Assay (IFA) | Yes | AGNA-1 Titer, S | If the indirect immunofluorescence pattern suggestsanti-glial/neuronal nuclear antibody-type 1 (AGNA-1), then this test will be performed at an additional charge. | Only orderable as a reflex. For more information see: -PAVAL / Paraneoplastic, Autoantibody Evaluation, Serum -DMS2 / Dementia, Autoimmune/Paraneoplastic Evaluation, Serum -ENS2 / Encephalopathy, Autoimmune/Paraneoplastic Evaluation, Serum -EPS2 / Epilepsy, Autoimmune/Paraneoplastic Evaluation, Serum -MDS2 / Movement Disorder, Autoimmune/Paraneoplastic Evaluation, Serum -MAS1 / Myelopathy, Autoimmune/Paraneoplastic Evaluation, Serum -AIAES / Axonal Neuropathy, Autoimmune/Paraneoplastic Evaluation, Serum | 0.6 mL | Antiglial/neuronal nuclear autoantibody-type 1 (AGNA-1) is recognized clinically as a marker of a patient's immune response to a lung cancer that is usually limited in metastasis but manifests as an autoimmune neurological disorder. AGNA-1 is an IgG marker of an immune response to cancer (usually a small-cell lung carcinoma: SCLC) in patients presenting with a subacute,generally multifocal, paraneoplastic neurological disorder.(1-3) It binds to the nucleus, but not cytoplasm, of SCLC cell lines and, in the adult central nervous system, to nuclei in subsets of astrocytes and neurons, as well as ependyma. Its previous name was antineuronal nuclear antibody (ANNA)-4.(2) The most common neurological presentations of patients who are positive for AGNA-1 are Lambert-Eaton myasthenic syndrome, sensorimotor or autonomic neuropathy, limbicencephalopathy, and ataxias. To date all 45 seropositive patients identified in the Mayo Clinic Neuroimmunology Laboratory have been smokers. SCLC was confirmed in more than 80% of cases. In 59% of patients, one or more identifiable coexisting paraneoplastic autoantibodies support the prediction of SCLC: P/Q-type Ca(++) channel antibody (41%) greater than N-type Ca(++) channel antibody, greater than collapsin response-mediator protein-5 (CRMP-5)-IgG greater than striational antibody equal to ANNA-1 greater than other antibodies. | Only orderable as a reflex. For more information see: -PAVAL / Paraneoplastic, Autoantibody Evaluation, Serum -DMS2 / Dementia, Autoimmune/Paraneoplastic Evaluation, Serum -ENS2 / Encephalopathy, Autoimmune/Paraneoplastic Evaluation, Serum -EPS2 / Epilepsy, Autoimmune/Paraneoplastic Evaluation, Serum -MDS2 / Movement Disorder, Autoimmune/Paraneoplastic Evaluation, Serum -MAS1 / Myelopathy, Autoimmune/Paraneoplastic Evaluation, Serum -AIAES / Axonal Neuropathy, Autoimmune/Paraneoplastic Evaluation, Serum <1:240 Neuron-restricted patterns of IgG staining that do not fulfill criteria for anti-glial/neuronal nuclear antibody-type 1 may be reported as "unclassified anti-neuronal IgG." Complex patterns that include nonneuronal elements may be reported as "uninterpretable." | A positive result confirms that the patient's subacute neurological disorder has an autoimmune basis and predicts with greater than 80% certainty that the patient has a lung carcinoma (usually small-cell lung carcinoma: SCLC), either new or recurrent, and confined to the chest. Fifteen percent of seropositive patients who are eventually proven to haveSCLC additionally have an unrelated, often more obvious, cancer,either coexisting or by past history. Antiglial/neuronal nuclear autoantibody-type 1 (AGNA-1) has not been encountered in healthy subjects (n=170). Its onconeural antigen is the nuclear transcription factor Sox1.(3) IgG of this specifically has been reported detectable in 30% to 40% of patients with SCLC who lack neurological complications.(4) | Antiglial/neuronal nuclear autoantibody-type 1 (AGNA-1) is difficult to detect by immunofluorescence when it coexists with other neuronal nuclear autoantibodies, such as antineuronal nuclear antibody (ANNA)-1 or ANNA-2, unless the titer of AGNA-1 exceeds that of the coexisting autoantibodies. It has not been detected by Western blot.(1) | 1.Graus F, Vincent A, Pozo-Rosich P, et al: Anti-glial nuclear antibody: marker of lung cancer-related paraneoplastic neurological syndromes. J Neuroimmunol. 2005 Aug;165(1-2):166-171 2.Lachance D, Kryzer TJ, Pittock SJ, et al: Anti-neuronal nuclear antibody type 4 (ANNA-4), a novel paraneoplastic marker of small-cell lung carcinoma (SCLC). Neurology. 2006;66 (Suppl 2):A340 3.Sabater L, Saiz A, Titulaer MG, et al: Sox 1 antibodies are markers of paraneoplastic Lambert-Eaton myasthenic syndrome. Neurology. 2007;68(Suppl 1):A290-A291 4.Gure AO, Stockert E, Scanlan MJ, et al: Serological identification of embryonic neural proteins as highly immunogenic tumor antigens in small cell lung cancer. Proc Natl Acad Sci USA. 2000 Apr 11;97(8):4198-4203 5. McKeon A, Pittock SJ: Paraneoplastic encephalomyelopathies: pathology and mechanisms. Acta Neuropathol. 2011 Oct;122(4):381-400 6.Horta ES, Lennon VA, Lachance DH, et al: Neural autoantibody clusters aid diagnosis of cancer. Clin Cancer Res. 2014 Jul 15;20(14):3862-3869 | The patient's sample is tested by a standardized immunofluorescence assay that uses a composite frozen section of mouse cerebellum, kidney, and gut tissues. After incubation with sample and washing, fluorescein-conjugated goat-antihuman IgG is applied. Neuron-specific autoantibodies are identified by their characteristic fluorescence staining patterns. Samples that are scored positive for any neuronal nuclear or cytoplasmic autoantibody are titrated to an endpoint. Interference by coexisting non-neuron-specific autoantibodies can usually be eliminated by serologic absorption.(Honorat JA, Komorowski L, Josephs KA, et al: IgLON5 antibody: neurological accompaniments and outcomes in 20 patients. Neurol Neuroimmunol Neuroinflamm 2017 Jul 18;4(5):e385. doi: 10.1212/NXI.0000000000000385) | 6 to 8 days | 4 weeks | This test was developed and its performance characteristics determined by Mayo Clinic in a manner consistent with CLIA requirements. It has not been cleared or approved by the US Food and Drug Administration. | 86256 | AGNA-1 Titer, S | 94341-5 | 43434 | AGNA-1 Titer, S | 94341-5
AGNTC | Anti-Glial/Neuronal Nuclear Antibody-Type 1 (AGNA-1) Titer, Spinal Fluid | Reporting an end titer result from cerebrospinal fluid (CSF)specimens Serological evaluation using CSF specimens from patients who present with a subacute neurological disorder of undetermined etiology, especially those withrisk factors for primary lung carcinoma Directing a focused search for cancer Investigating neurological symptoms that appear during, or after, cancer therapy and are not explainable by metastasis Differentiating autoimmune neuropathies from neurotoxic effects of chemotherapy Monitoring the immune response of seropositive patients during cancer therapy Detecting early evidence of cancer recurrence in previously seropositive patients | Only orderable as a reflex. For more information see: -DMC2 / Dementia, Autoimmune/Paraneoplastic Evaluation, Spinal Fluid -ENC2 / Encephalopathy, Autoimmune/Paraneoplastic Evaluation, Spinal Fluid -EPC2 / Epilepsy, Autoimmune/Paraneoplastic Evaluation, Spinal Fluid -MDC2 / Movement Disorder, Autoimmune/Paraneoplastic Evaluation, Spinal Fluid -MAC1 / Myelopathy, Autoimmune/Paraneoplastic Evaluation, Spinal Fluid Indirect Immunofluorescence Assay (IFA) | Yes | AGNA-1 Titer, CSF | If the indirect immunofluorescence pattern suggestsanti-glial/neuronal nuclear antibody-type 1 (AGNA-1), then this test will be performed at an additional charge. | Only orderable as a reflex. For more information see: -DMC2 / Dementia, Autoimmune/Paraneoplastic Evaluation, Spinal Fluid -ENC2 / Encephalopathy, Autoimmune/Paraneoplastic Evaluation, Spinal Fluid -EPC2 / Epilepsy, Autoimmune/Paraneoplastic Evaluation, Spinal Fluid -MDC2 / Movement Disorder, Autoimmune/Paraneoplastic Evaluation, Spinal Fluid -MAC1 / Myelopathy, Autoimmune/Paraneoplastic Evaluation, Spinal Fluid Container/Tube:Sterile vial Specimen Volume:2 mL | 1 mL | Anti-glial/neuronal nuclear autoantibody-type 1 (AGNA-1) is recognized clinically as a marker of a patient's immune response to a lung cancer that is usually limited in metastasis but manifests as an autoimmune neurological disorder. AGNA-1 is an IgG marker of an immune response to cancer (usually a small-cell lung carcinoma: SCLC) in patients presenting with a subacute, generally multifocal, paraneoplastic neurological disorder.(1-3) It binds to the nucleus, but not cytoplasm, of SCLC cell lines and, in the adult central nervous system, to nuclei in subsets of astrocytes and neurons, as well as ependyma. Its previous name was antineuronal nuclear antibody (ANNA)-4.(2) The most common neurological presentations of patients who are positive for AGNA-1 are Lambert-Eaton myasthenic syndrome, sensorimotor or autonomic neuropathy, limbicencephalopathy, and ataxias. To date, all 45 seropositive patients identified in the Mayo Clinic Neuroimmunology Laboratory have been smokers. SCLC was confirmed in more than 80% of cases. In 59% of patients, one or more identifiable coexisting paraneoplastic autoantibodies support the prediction of SCLC: P/Q-type Ca(++) channel antibody (41%) greater than collapsin response-mediator protein-5 (CRMP-5)-IgG equal to ANNA-1 greater than other antibodies. | Only orderable as a reflex. For more information see: -DMC2 / Dementia, Autoimmune/Paraneoplastic Evaluation, Spinal Fluid -ENC2 / Encephalopathy, Autoimmune/Paraneoplastic Evaluation, Spinal Fluid -EPC2 / Epilepsy, Autoimmune/Paraneoplastic Evaluation, Spinal Fluid -MDC2 / Movement Disorder, Autoimmune/Paraneoplastic Evaluation, Spinal Fluid -MAC1 / Myelopathy, Autoimmune/Paraneoplastic Evaluation, Spinal Fluid <1:2 Neuron-restricted patterns of IgG staining that do not fulfill criteria foranti-glial/neuronal nuclear antibody-type 1may be reported as "unclassified anti-neuronal IgG." Complex patterns that include nonneuronal elements may be reported as "uninterpretable." | A positive result confirms that the patient's subacute neurological disorder has an autoimmune basis and predicts with greater than 80% certainty that the patient has a lung carcinoma (usually small-cell lung carcinoma: SCLC), either new or recurrent, and confined to the chest.Fifteen percent of seropositive patients who are eventually proven to haveSCLC additionally have an unrelated, often more obvious, cancer,either coexisting or by past history. Anti-glial/neuronal nuclear autoantibody-type 1 (AGNA-1) has not been encountered in healthy subjects (n=170). Its onconeural antigen is the nuclear transcription factor Sox1.(2) IgG of this specifically has been reported detectable in 30% to 40% of patients with SCLC who lack neurological complications.(4) | Anti-glial/neuronal nuclear autoantibody-type 1 (AGNA-1) is difficult to detect by immunofluorescence when it coexists with other neuronal nuclear autoantibodies, such as antineuronal nuclear antibody (ANNA)-1 or ANNA-2, unless the titer of AGNA-1 exceeds that of the coexisting autoantibodies. It has not been detected by Western blot.(1) | 1. Graus F, Vincent A, Pozo-Rosich P, et al: Anti-glial nuclear antibody: marker of lung cancer-related paraneoplastic neurological syndromes. J Neuroimmunol. 2005 Aug;165(1-2):166-171 2. Lachance D, Kryzer TJ, Pittock SJ, et al: Anti-neuronal nuclear antibody type 4 (ANNA-4), a novel paraneoplastic marker of small-cell lung carcinoma (SCLC). Neurology. 2006;66 (Suppl 2):A340 3. Sabater L, Saiz A, Titulaer MG, et al: Sox1 antibodies are markers of paraneoplastic Lambert-Eaton myasthenic syndrome. Neurology. 2008 Mar 18;70(12):924-928 4. Gure AO, Stockert E, Scanlan MJ, et al: Serological identification of embryonic neural proteins as highly immunogenic tumor antigens in small cell lung cancer. Proc Natl Acad Sci USA. 2000 Apr 11;97(8):4198-4203 5. McKeon A, Pittock SJ: Paraneoplastic encephalomyelopathies: pathology and mechanisms. Acta Neuropathol. 2011 Oct;122(4):381-400 6. Horta ES, Lennon VA, Lachance DH, et al: Neural autoantibody clusters aid diagnosis of cancer. Clin Cancer Res. 2014 Jul 15;20(14):3862-3869 7.Pittock SJ, Kryzer TJ, Lennon VA:Paraneoplastic antibodies coexist and predict cancer, not neurological syndrome. Ann Neurol. 2004 Nov;56(5):715-719 | The patient's sample is tested by a standardized immunofluorescence assay that uses a composite frozen section of mouse cerebellum, kidney, and gut tissues. After incubation with sample and washing, fluorescein-conjugated goat-antihuman IgG is applied. Neuron-specific autoantibodies are identified by their characteristic fluorescence staining patterns. Samples that are scored positive for any neuronal nuclear or cytoplasmic autoantibody are titrated to an endpoint. Interference by coexisting non-neuron-specific autoantibodies can usually be eliminated by serologic absorption.(Honorat JA, Komorowski L, Josephs KA, et al: IgLON5 antibody: neurological accompaniments and outcomes in 20 patients. Neurol Neuroimmunol Neuroinflamm 2017 Jul 18;4(5):e385. doi: 10.1212/NXI.0000000000000385) | 6 to 8 days | 28 days | This test was developed and its performance characteristics determined by Mayo Clinic in a manner consistent with CLIA requirements. It has not been cleared or approved by the US Food and Drug Administration. | 86256 | AGNA-1 Titer, CSF | 93455-5 | 43443 | AGNA-1 Titer, CSF | 94355-5
FIGA | Anti-IgA |  | Enzyme-Linked Immunosorbent Assay (ELISA) | Yes | Anti-IgA | Serum | Specimen Type: Serum Container/Tube: Red or SST Specimen Volume: 1 mL Collection Instructions: Draw blood in a plain, red-top tube(s) or serum gel tube(s). Spin down and send 1 mL of serum refrigerate in a plastic vial. | 0.5 mL | For the evaluation of patients with recurrent infection for the possibility of IgA deficiency (IgAD). Patients with IgA deficiency may develop antibodies against IgA that make them susceptible to adverse reactions to blood products including intravenous immunoglobulin. | <99 U/mL Patients with IgG antibodies against IgA may suffer from anaphylactoid reactions when given IVIG that contains small quantities of IgA. In one study (Clinical Immunology 2007; 122:156) five out of eight patients with IgG anti-IgA antibodies developed anaphylactoid reactions when IVIG was administered. |  |  | Hammarstrom L, Vorechovsky I, Webster D. Selective IgA deficiency (SIgAD) and common variable immunodeficiency (CVID). Clin Exp Immunol. 2000; 120:225-231. - Burrows D, Cooper MD: IgA Deficiency. Adv Immunol 1997; 65:245-276. - Aghamohammadi A, Mohammadi J, Parvaneh N, Rezael N, Moin M, Espanol T. and Hammarstrom L. Progression of Selective IgA Deficiency to Common Variable Immunodeficiency. Int Arch Allergy Immunol 2008;147:87-92. Horn J, Thon V, Bartonkova D, Salzer U, warnatz K, Schlesier M, Peter H, and Grimbacher B. Anti-IgA antibodies in Common Variable Immunodeficiency (CVID): Diagnostic workup and therapeutic strategy. Clin Immunol 2007;122:156-162. | ELISA using human polyclonal IgA coupled to the solid phase. | 5 to 16 days |  | This test was developed and its performance characteristics determined by Viracor Eurofins. It has not been cleared or approved by the U.S. Food and Drug Administration. | 83520 | Anti-IgA | 13312-4 | FIGA | Anti-IgA | 13312-4
FANTI | Anti-IgE |  | ELISA | Yes | Anti-IgE | Serum | Specimen Type:Serum Container/Tube:Red Top Specimen Volume:1.0 mL Collection Instructions:Draw blood in a plain red-top tube(s), serum gel tube(s) is acceptable. Spin down and send 1.0 mL of serum ambient in a plastic vial. | 0.5 mL | This ELISA measures IgG antibodies specific for IgE. A result of normal indicates that the level of IgG anti-IgE antibodies is similar to that seen in a population of healthy individuals. A result of elevated indicates an increased level of IgG anti-IgE antibodies compared to healthy individuals. These autoantibodies have been implicated as a causative agent in autoimmune chronic urticaria and atopic dermatitis. | Normal |  |  |  |  | 7 to 11 days |  | This test was developed and its performance characteristics determined by Eurofins Viracor. It has not been cleared or approved by the U.S. Food and Drug Administration. | 83516 | Anti-IgE | Not Provided | FANTI | Anti-IgE | Not Provided
FAMDA | Anti-MDA-5 Ab (CADM-140) |  | Enzyme-linked immunosorbent assay (ELISA) | Yes | Anti-MDA-5 Ab (CADM-140) | Serum | Collection Container/Tube:Red Submission Container/Tube:Plastic vial Specimen Volume: 1 mL Acceptable: SST Collection Instructions: Draw blood in a plain red-top tube(s), serum gel tube is acceptable. Spin down and send 1 mL of serum refrigerated in a plastic vial. | 0.3 mL (volume does NOT allow for repeat testing) | Anti-MDA5 antibodies are present in 7-35% of adult DM. Clinical features consist of absent or mild muscle symptoms (CADM), rapidly progressive ILD, specific mucocutaneous features of skin ulcerations and papules, oral ulcerations and arthritis. | Reference Range: <20 Interpretation: Negative: <20 units Weak Positive: 20-39 units Moderate Positive: 40-80 units Strong Positive: >80 units |  |  |  |  | 9 to 14 days |  | This test was developed and its performance characteristics determined by LabCorp. It has not been cleared or approved by the Food and Drug Administration. | 83520 | Anti-MDA-5 Ab (CADM-140) | Not Provided | FAMDA | Anti-MDA-5 Ab (CADM-140) | Not Provided
FFMI2 | Anti-Mi-2 Ab |  | RIPA Gel Radiography | Yes | Anti-Mi-2 Ab | Serum | Collection Container/Tube:6 mL Red Submission Container/Tube:Plastic vial Specimen Volume:1 mL Acceptable:SST Collection Instructions:Draw blood in a plain red-top tube(s), serum gel tube is acceptable. Separate serum from cells within 1 hour of collection and send 1 mL of serum refrigerated in a plastic vial. | 0.3 mL (volume does NOT allow for repeat testing) | Anti-Mi-2 antibodies are found in 10-20% of adult dermatomyositis (DM) and <10% of JDM. They are associated with classic DM features: mild to moderate weakness with shawl rash, heliotrope rash, V-sign, Gottron’ s papules and have good response to therapy, with lower incidence of cancer compared to Mi-2 negative DM. | Negative |  |  |  |  | 25 days |  | This test was developed and its performance characteristics validated by LabCorp. It has not been cleared or approved by the Food and Drug Administration. | 83516 | Anti-Mi-2 Ab | 18485-3 | FFMI2 | Anti-Mi-2 Ab | 18485-3
FANIC | Anti-Nuclear Antibodies by Indirect Fluorescent Antibody (IFA), Cerebrospinal Fluid | ANA are commonly found in a variety of autoimmune diseases. Antibody frequency increases with age in apparently healthy people. ANA patterns on Hep-2 slides provide only general clues about particles (chromatin, nucleosomes and spliceosomes). ANA patterns (other than centromere pattern) are not reliably correlated with the presence of specific antibodies and must be further evaluated by EIA using individual ENA antigens. | Indirect Fluorescent Antibody (IFA) | Yes | ANA by IFA, CSF | CSF | Specimen Type:Cerebrospinal fluid (CSF) Collection Container/Tube:Sterile container Submission Container/Tube:Plastic vial Specimen Volume:2 mL Collection Instructions:Collect cerebrospinal fluid (CSF) in a sterile container and ship refrigerate. | 0.5 mL (Note: this volume does NOT allow for repeat testing) |  | ANA by IFA, CSF: Negative ANA Pattern: No Pattern | [7 empty] | 8603886039 (if appropriate) | ANA by IFA, CSF | 63294-3 | FANIC | ANA by IFA, CSF | 63294-3
FFANA | Anti-Nuclear Antibodies, Synovial Fluid | ANA are commonly found in a variety of autoimmune diseases. Antibody frequency increases with age in apparently healthy people. ANA patterns on Hep-2 slides provide only general clues about particles (chromatin, nucleosomes, and spliceosomes). ANA patterns (other than centromere pattern) are not reliably correlated with the presence of specific antibodies and must be further evaluated by EIA using individual ENA antigens. | Immunofluorescence Assay (IFA) | Yes | ANA, Synovial Fluid | Varies | Specimen Type:Synovial fluid Collection Container/Tube:Sterile container Submission Container/Tube:Plastic vial Specimen Volume:1 mL Collection Instructions: 1. Collect synovial fluid and transfer into a plastic vial and ship refrigerate. 2. Indicate the specimen source. | 0.3 mL |  | ANA Titer: <1:10 ANA Pattern: No Pattern |  |  |  |  | 7-11 days |  |  | 8603886039(if appropriate) | ANA, Synovial Fluid | Not Provided | Z5711 | ANA, Synovial Fluid | In Process
FCLNE | Anti-Phosphatidylcholine Ab |  | Enzyme-Linked Immunosorbent Assay (ELISA) | No | Anti-Phosphatidylcholine Panel | Serum | Specimen Type:Serum Container/Tube:Red Top or SST Specimen Volume:3 mL Collection Instructions:Draw blood in a plain red-top tube(s), serum gel tube is acceptable. Spin down and send 3 mL of serum frozen in a plastic vial. | 0.5 mL | The anti-phospholipid syndrome (APS) is a disorder of recurrent vascular thrombosis associated with persistently positive anticardiolipin (aCL) or lupus anticoagulant tests. In patients with APS, anticardiolipin antibodies bind a variety of charged phospholipids, including phosphatidylethanolimine, as well as they do cardiolipin. Lupus patients also have high titers of autoantibodies to various phospholipids, including phosphatidylethanolimine. Presentations of the syndrome include thrombosis of deep veins of the legs, as well as renal, hepatic, inferior vena cava or sagittal veins. Occlusion of the arterial circulation may be manifested as stroke, ischemic retinopathy, myocardial or bowel infarction, or peripheral gangrene. Thrombosis can occur in veins or arteries of any size. Recurrent pregnancy loss also appears to be the result of thrombosis within the placental vasculature. Anti-phospholipid antibody tests are supplemental tests and should not be used alone for diagnostic purposes. Diagnosis of anti-phospholipid syndrome must be made in conjunction with other clinical indications. | Anti-Phosphatidylcholine IgA:<12.0 U/mL Anti-Phosphatidylcholine IgG:<12.0 U/mL Anti-Phosphatidylcholine IgM:<12.0 U/mL Reference Range applies to Antiphosphatidylcholine IgA, IgG & IgM: Normal<12.0 Equivocal12.0 – 18.0 Elevated>18.0 |  |  |  |  | 3 to 11 days |  | The performance characteristics of the listed assay was validated by BioAgilytix Diagnostics. The US FDA has not approved or cleared this test. The results of this assay can be used for clinical diagnosis without FDA approval. BioAgilytix Diagnostics is a CLIA certified, CAP accredited laboratory for performing high complexity assays such as this one. | 83520/x3 | Anti-Phosphatidylcholine Panel | Not Provided | Z0141 | Anti-Phosphatidylcholine IgA | 13075-7
FPHET | Anti-Phosphatidylethanolamine Panel |  | Enzyme-Linked Immunosorbent Assay (ELISA) | Yes | Anti-Phosphatidylethanolamine Panel | Serum | Specimen Type:Serum Container/Tube:Red Top or SST Specimen Volume:3 mL Collection Instructions:Draw blood in a plain ed-top tube(s), serum gel tube is acceptable. After collection, allow blood to clot for 30 minutes. Spin down and send 3 mL of serum frozen in a plastic vial. | 0.5 mL | The anti-phospholipid syndrome (APS) is a disorder of recurrent vascular thrombosis associated with persistently positive anticardiolipin (aCL) or lupus anticoagulant tests. In patients with APS, anticardiolipin antibodies bind a variety of charged phospholipids, including phosphatidylethanolamine, as well as they do cardiolipin. Lupus patients also have high titers of autoantibodies to various phospholipids, including phosphatidylethanolamine. Presentations of the syndrome include thrombosis of deep veins of the legs, as well as renal, hepatic, inferior vena cava or sagittal veins. Occlusion of the arterial circulation may be manifested as a stroke, ishemic retinopathy, myocardial or bowel infarction, or peripheral gangrene. Thrombosis can occur in veins or arteries of any size. Recurrent pregnancy loss also appears to be the result of thrombosis within the placental vasculature. Anti-phosphatidyl antibody tests are supplemental tests and should not be used alone for diagnostic purposes. Diagnosis of anti-phospholipid syndrome must be made in conjunction with other clinical indications. | Anti-Phosphatidylethanolamine IgA <12.0 U/mL Anti-Phosphatidylethanolamine IgG <12.0 U/mL Anti-Phosphatidylethanolamine IgM <12.0 u/mL Reference Range applies to Anti-Phosphatidylethanolamine IgA, IgG, & IgM Normal: <12.0 Equivocal: 12.0-18.0 Elevated: >18.0 |  |  |  |  | 3 to 11 days |  | The performance characteristics of the listed assays were validated by BioAgilytix Diagnostics. The US FDA has not approved or cleared these tests. The results of these assays can be used for clinical diagnosis without FDA approval. BioAgilytix Diagnostics is a CLIA certified, CAP accredited laboratory for performing high complexity assays. | 83520 x 3 | Anti-Phosphatidylethanolamine Panel | Not Provided | Z0143 | Anti-Phosphatidylethanolamine IgA | 13078-1
FAPMA | Anti-PM/Scl-100 Ab |  | ELISA | Yes | Anti-PM/Scl-100 Ab | Serum | Collection Container/Tube:5 mL Red Submission Container/Tube:Plastic vial Specimen Volume:1 mL Acceptable:SST Collection Instructions:Draw blood in a plain red-top tube(s), serum gel tube is acceptable. Spin down and send 1 mL of serum refrigerated in a plastic vial. | 0.3 mL (volume does NOT allow for repeat testing) | The anti-PM/Scl-100 antibody is associated with younger age, calcinosis and has lower rates of gastrointestinal symptoms, ILD and pulmonary hypertension. There is also evidence of a possibly better survival compared to the presence of either anti-PM/Scl-75 or anti-Scl-70 antibodies. | Reference Range: <20 Interpretation: Negative: <20 units Weak Positive: 20-39 units Moderate Positive: 40-80 units Strong Positive: >80 units |  |  |  |  | 16-25 days |  | This test was developed and its performance characteristics determined by LabCorp. It has not been cleared or approved by the Food and Drug Administration. | 86235 | Anti-PM/Scl-100 Ab | 101221-0 | FAPMA | Anti-PM/Scl-100 Ab | 101221-0
FARWB | Anti-retinal autoantibodies follow up, WB |  | Western Blot (WB) | Yes | Anti-Retinal Autoantibody, WB | Varies | Note:This test should only be ordered as follow up to previous Anti-retinal autoantibodies performed at Oregon Health Sciences University (OHSU) Ocular Immunology Laboratory. Submit only one of the following specimens: Serum: Draw blood in a plain, red-top tube(s), serum gel tube(s) is acceptable. Spin down and send 5 mL serum refrigerated in a plastic vial. Plasma: Draw blood in a lavender-top (EDTA) tube(s). Spin down and send 5 mL EDTA plasma refrigerated in a plastic vial. Complete and submit with specimen: -NOTE: Without this information, testing cannot be completed. | 3 mL |  | A final report will be attached in MayoAccess. |  |  |  |  | 16 to 35 days |  |  | 84182 | Anti-Retinal Autoantibody, WB | Not Provided | FARWB | Anti-Retinal Autoantibody, WB | Not Provided
FAS1A | Anti-SAE1 Ab, IgG |  | Enzyme-linked immunosorbent assay (ELISA) | Yes | Anti-SAE1 Ab, IgG | Serum | Collection Container/Tube:5 mL Red Submission Container/Tube:Plastic vial Specimen Volume:1 mL Acceptable:SST Collection Instructions:Draw blood in a plain red-top tube(s), serum gel tube is acceptable. Spin down and send 1 mL of serum refrigerated in a plastic vial. | 0.5 mL (volume does NOT allow for repeat testing) | Anti-SAE 1 IgG autoantibody can be used to assist in the diagnoses and characterization of a subset of dermatomyositis (DM). It is highly specific for DM (>95%) and is present in 5-8% of the European DM population. Initial disease onset may consist of mild myopathic features with severe skin involvement; however, extensive myalgia and muscle disease with weakness can appear as the disease progresses. It is associated with dysphagia and systemic symptoms (i.e. fevers, weight loss, increased inflammatory markers). In one cohort, an association with ILD and cancer had been found. | Reference Range: <20 Interpretation: Negative: <20 units Weak Positive: 20-39 units Moderate Positive: 40-80 units Strong Positive: >80 units |  |  |  |  | 12 to 16 days |  | This test was developed and its characteristics determined by LabCorp. It has not been cleared or approved by the Food and Drug Administration. | 83516 | Anti-SAE1 Ab, IgG | 101220-2 | FAS1A | Anti-SAE1 Ab, IgG | 101220-2
FFRFT | Anti-Synthetase Profile |  | RIPA Gel Radiography; ELISA | Yes | Anti-Synthetase Profile | Serum | Collection Container/Tube:10 mL Red Submission Container/Tube:Plastic vial Specimen Volume:3 mL Acceptable:SST Collection Instructions:Draw blood in a plain red-top tube(s), serum gel tube is acceptable. Spin down and send 3 mL of serum refrigerated in a plastic vial. | 1 mL (volume does NOT allow for repeat testing) | This Anti-Synthetase Profile is comprised of Anti-Jo-1 Ab, Anti-PL-7 Ab, Anti-PL-12 Ab, Anti-EJ Ab and Anti-OJ Ab. Anti-synthetase syndrome is an autoimmune disease characterized by interstitial lung disease (ILD), non-erosive arthritis, myositis, Raynaud’s phenomenon, unexplained fever and/or mechanic’s hands. | Anti-PL-7 Ab, Anti-PL-12 Ab, Anti-EJ Ab, Anti-OJ Ab: Reference Range: Negative Interpretation for: Anti-Jo-1 Ab: Reference Range: <20 Negative: <20 units Weak Positive: 20-39 units Moderate Positive: 40-80 units Strong Positive: >80 units |  |  |  |  | 16 to 25 days |  | This test was developed and its performance characteristics determined by LabCorp. It has not been cleared or approved by the Food and Drug Administration. | 83516 x 486235 | Anti-Synthetase Profile | Not Provided | Z5824 | Anti-OJ Ab | 45152-6
FATHO | Anti-Th/To Ab |  | RIPA Gel Radiography | Yes | Anti-Th/To Ab | Serum | Collection Container/Tube:Red Submission Container/Tube:Plastic vial Specimen Volume:1 mL Acceptable:5 mL SST Collection Instructions:Draw blood in a plain red-top tube(s), serum gel tube is acceptable. Spin down and send 1 mL of serum refrigerated in a plastic vial. | 0.3 mL (volume does NOT allow for repeat testing) | The Th/To antibodies are present in 10-19% of patients with limited SSc, in 11% of patients with diffuse cutaneous SSc, and in 3% of patients with primary Raynaud's disease. Anti-Th/To antibody has been shown to be highly specific for patients with SSc. | Negative |  |  |  |  | 16-25 days |  | This test was developed and its performance characteristics determined by LabCorp. It has not been cleared or approved by the Food and Drug Administration. | 83516 | Anti-Th/To Ab | 81743-7 | FATHO | Anti-Th/To Ab | 81743-7
FAT1G | Anti-TIF-1gamma Antibody |  | Enzyme-linked immunosorbent assay (ELISA) | Yes | Anti-TIF-1gamma Ab | Serum | CollectionContainer/Tube: Red SubmissionContainer/Tube: Plastic vial SpecimenVolume: 1 mL Acceptable: SST Collection Instructions: Draw blood in a plain red-top tube(s), serum gel tube is acceptable. Spin down and send 1 mL of serum refrigerated in a plastic vial. | 0.3 mL (volume does NOT allow for repeat testing) | Anti-TIF-1(P155) antibodies are present in 15-38% of adult DM and 20-30% in JDM. Highly associated with malignancy which is found in 50-75% of positive adult patients; 89% specificity and 78% sensitivity for diagnosing cancer associated DM; no cancer association in children. | Reference Range: <20 Interpretation: Negative: <20 units Weak Positive: 20 - 39 units Moderate Positive: 40 - 80 units Strong Positive: >80 units |  |  |  |  | 9 to 14 days |  | This test was developed and its performance characteristics determined by LabCorp. It has not been cleared or approved by the Food and Drug Administration. | 86235 | Anti-TIF-1gamma Ab | Not Provided | FAT1G | Anti-TIF-1gamma Ab | 96501-2
FAU3R | Anti-U3 RNP Antibodies (Fibrillarin) |  | RIPA Gel Radiography | Yes | Anti-U3 RNP (Fibrillarin) | Serum | Collection Container/Tube:5 mL Red Submission Container/Tube:Plastic vial Specimen Volume:1 mL Acceptable:SST Collection Instructions:Draw blood in a plain red-top tube(s), serum gel tube is acceptable. Spin down and send 1 mL of serum refrigerated in a plastic vial. | 0.3 mL (volume does NOT allow for repeat testing) | The U3-RNP (Fibrillarin) particle is thought to participate in the first step of preribosomal RNA processing. Anti-U3 RNP antibodies have been shown to be highly specific for patients with SSc. Anti-Fibrillarin (U3 RNP) antibodies are highly specific for diffuse SSc with a sensitivity of 4-10%. They are associated with isolated pulmonary arterial hypertension, myositis, renal and cardiac manifestations of SSc. 15% of IIM, mostly found in scleroderma/myositis overlap. Found in 4-10% of Diffuse SSc, <2% in Limited SSc, associated with isolated PAH, myositis, cardiac and renal involvement. More prevalent in African-Americans. | Negative |  |  |  |  | 16-25 days |  | This test was developed and its characteristics determined by LabCorp. It has not been cleared or approved by the Food and Drug Administration. | 86235 | Anti-U3 RNP (Fibrillarin) | 49963-2 | FAU3R | Anti-U3 RNP (Fibrillarin) | 49963-2
ABIDR | Antibody Identification, Blood and Serum | Assessing positive pretransfusion antibody screens, transfusion reactions, hemolytic disease of the newborn, and autoimmune hemolytic anemias This test isnot usefulfor monitoring the efficacy of Rh-immune globulin administration. This test isnot usefulfor identifying antibodies detected only at 4 degrees C or only after extended room temperature incubation. | Hemagglutination | Yes | Antibody Identification, RBC | The following tests may be ordered and performed as needed for antibody identification: direct antiglobulin testing (polyspecific), including its reflex tests and special red cell antigen typing. Additional reflex charges will be added as needed for antibody elution, antibody adsorption, antibody panels, and special red cell antigen typings. | Both blood and serum are required. Supplies:Sarstedt Aliquot Tube, 5 mL (T914) Specimen Type:Plasma/Blood Collection Container/Tube:6-mL Pink-top (EDTA) Submission Container/Tube:Plastic vial Specimen Volume: 3 mL of plasma 3 mL of red blood cells (RBC) Collection Instructions: 1.Centrifuge and aliquot plasma into plastic vial. 2. Label specimen as EDTA plasma or EDTA RBC, as appropriate. 3. Send both tubes. Specimen Type:Serum/Blood Collection Container/Tube:10-mL Red top Submission Container/Tube:Plastic vial Specimen Volume: 5 mL of serum 5 mL of RBC Collection Instructions: 1. Centrifuge and aliquot serum into plastic vial. 2. Label specimen as serum or clotted RBC, as appropriate. 3. Send both tubes. | Blood: 6 mL in EDTA Pediatric: 2 mL of serum | After exposure to foreign red blood cells (RBC) via transfusion or pregnancy, some people form antibodies that are capable of the destruction of transfused RBC or of fetal RBC in utero. It is important to identify the antibody specificity in order to assess the antibody's capability of causing clinical harm and, if necessary, to avoid the antigen on transfused RBC. Autoantibodies react against the patient's own RBC as well as the majority of cells tested. Autoantibodies can be clinically benign or can hemolyze the patient's own RBC, such as in cold agglutinin disease or autoimmune hemolytic anemia. | Negative, If positive, antibodies will be identified and corresponding special red cell antigen typing on patient’s red blood cells will be performed. | Specificity of alloantibodies will be stated. The patient's red blood cells will be typed for absence of the corresponding antigens or as an aid to identification in complex cases. A consultation service is offered, at no charge, regarding the clinical relevance of red cell antibodies. | Recent administration of Rh-immune globulin may cause anti-D to be identified and appear falsely as an alloantibody. | Fung MK, Eder AF, Spitalnik SL, Westhoff CM. Technical Manual. 19th ed. AABB; 2017 | A panel of reagent type O erythrocytes, with known antigenic determinants and the patient's cells are tested with the patient's serum/plasma. This panel should yield a distinct pattern of agglutination or hemolysis that identifies the auto- or alloantibody specificity. Elution, absorption, neutralization, and other special techniques may be necessary to complete antibody identification.(Fung MK, Eder AF, Spitalnik SL, Westhoff CM. Technical Manual. 19th ed. AABB; 2017) | 1 to 5 days | 14 days | This test has been cleared, approved, or is exempt by the US Food and Drug Administration and is used per manufacturer's instructions. Performance characteristics were verified by Mayo Clinic in a manner consistent with CLIA requirements. | 8687086860-(if appropriate)86886-(if appropriate)86880 x 3 (if appropriate)86905-(if appropriate)86978-(if appropriate) | Antibody Identification, RBC | 888-8 | ABDR1 | Antibody Identification, RBC | 888-8
ABYSR | Antibody Screen with Reflexed Antibody Identification, Blood | Detection of allo- or autoantibodies directed against red blood cell antigens in the settings of pretransfusion testing Evaluation of transfusion reactions Evaluation of hemolytic anemia | Hemagglutination | No | Antibody Screen, RBC | If the antibody screen is positive, then antibody identification will be performed. | Container/Tube:Pink top (EDTA) Specimen Volume:6 mL Collection Instructions:Send whole blood specimen in original tube.Do not aliquot. | 3 mL | Transfusion and pregnancy are the primary means of sensitization to red cell antigens. In a given population, 2% to 4% of the general population possess irregular red cell alloantibodies. Such antibodies may cause hemolytic disease of the newborn or hemolysis of transfused donor red blood cells. | Negative If positive, antibody identification will be performed. | A positive result (antibody detected) necessitates antibody identification to establish the specificity and clinical significance of the antibody detected. Alloantibodies detected on pregnant Mayo Clinic-Rochester patients will be evaluated for the allo-antibody titer. If antibody reacts strongly, the titre test will be performed. Negative results indicate no antibody was detected. | Clinical evaluation of antibodies identified is necessary to determine their potential for harm to the patient at this time and to assess appropriate action to be taken in the future. | Cohn CS, et al. Technical Manual. 21st ed. AABB; 2023 | Three type O erythrocytes with known expression of common antigenic determinants are utilized. Serum containing antibodies directed against these antigens will cause agglutination or hemolysis of the test cells. Antiglobulin phases of testing provide optimal conditions for detection of most clinically significant antibodies. If the antibody screen is positive, then antibody identification is performed.(Cohn CS, et al. Technical Manual. 21st ed. AABB; 2023) | Same day/1 to 2 days | 14 days | This test has been cleared, approved, or is exempt by the US Food and Drug Administration and is used per manufacturer's instructions. Performance characteristics were verified by Mayo Clinic in a manner consistent with CLIA requirements. | 86850 | Antibody Screen, RBC | 101678-1 | ABYSR | Antibody Screen, RBC | 890-4
ABTIR | Antibody Titer, Blood and Serum | Monitoring antibody levels during pregnancy to help assess the risk of hemolytic disease of the newborn This test isnot usefulfor monitoring the efficacy of Rh-immune globulin administration. | Hemagglutination | Yes | Antibody Titer, RBC | If the antibodies detected are too weakly reactive to titer, this test will be canceled, and the antibody identification will be ordered and performed. | Blood cells, plasma, and serum are required. Supplies:Sarstedt 5 mL Aliquot Tube (T914) Specimen Type:Plasma/Blood Collection Container/Tube:6-mL Pink top(EDTA) Submission Container/Tube:Plastic vial Specimen Volume: 3 mL plasma 3 mL red blood cells (RBC) Collection Instructions: 1. Centrifuge and aliquot plasma into plastic vial. 2. Label specimens as EDTA plasma or EDTA RBC, as appropriate. 3. Send both tubes. Specimen Type:Serum/Blood Collection Container/Tube:10-mL Red top Submission Container/Tube:Plastic vial Specimen Volume: 5 mL serum 5 mL RBC Collection Instructions: 1. Centrifuge and aliquot serum into plastic vial. 2. Label specimens as serum or clotted RBC, as appropriate. 3. Send both tubes. | Blood:6 mL EDTA Pediatric:2 mL serum | Some maternal IgG alloantibodies to red blood cell antigens will cross the placenta and cause hemolysis of antigen-positive fetal red blood cells. The resulting fetal anemia and hyperbilirubinemia can be harmful or possibly fatal to the newborn. | Negative, If positive, result will be reported as the reciprocal of the highest dilution at with macroscopic agglutination (1+) is observed. | The specificity of the maternal alloantibody will be stated. The titer result is the reciprocal of the highest dilution at which macroscopic agglutination (1+) is observed. If the antibody problem identified is not relevant in hemolytic disease of the newborn or if titrations are not helpful, the titer will be canceled and will be replaced by ABIDR / Antibody Identification, Blood and Serum. A consultation service is offered, at no charge, regarding the clinical relevance of red blood cell antibodies. | Recent administration of Rh-immune globulin may cause anti-D to be identified and appear falsely as an alloantibody. | Fung MK, Eder AF, Spitalnik SL, Westhoff CM: Technical Manual. 19th ed. AABB; 2017 | The strength and specificity of the antibody to be titered is first determined. Two-fold serial dilutions of serum are tested against antigen-positive erythrocytes. The result is the reciprocal of the highest dilution at which macroscopic agglutination (1+) is observed at the antihuman globulin phase of testing. Parallel titration of a previous specimen of the patient's serum (frozen) provides a baseline for comparison of antibody level. In the absence of a previous specimen from the patient, parallel titration of acontrol antiserum is used for standardization.(Fung MK, Eder AF, Spitalnik SL, Westhoff CM: Technical Manual. 19th ed. AABB; 2017) | 1 to 2 days | 14 days | This test has been cleared, approved, or is exempt by the US Food and Drug Administration and is used per manufacturer's instructions. Performance characteristics were verified by Mayo Clinic in a manner consistent with CLIA requirements. | 8688686870 (if appropriate-per panel tested)86860 (if appropriate)86880 x 3 (if appropriate)86905- (if appropriate)86978 (if appropriate)81403 (if appropriate)-Internal only | Antibody Titer, RBC | 50962-0 | CTPSR | Current Titer of Previous Specimen | In Process
ENAE | Antibody to Extractable Nuclear Antigen Evaluation, Serum | Evaluating patients with clinical features suggestive of antinuclear antibody (ANA) associated connective tissue disease. May also be indicated in patients who test negative for ANA and have features of Sjogren syndrome and idiopathic inflammatory myopathies | Multiplex Flow Immunoassay | Yes | Ab to Extractable Nuclear Ag Eval,S | For more information seeConnective Tissue Disease Cascade. | Collection Container/Tube: Preferred:Red top Acceptable:Serum gel Submission Container/Tube:Plastic vial Specimen Volume:0.5 mL Collection Instructions:Centrifuge and aliquot serum into a plastic vial. | 0.35 mL | Antibodies to SS-A/Ro, SS-B/La, Smith (Sm), U1RNP (RNP68/A), Scl 70 and JO1 are associated with the presence of antinuclear antibodies (ANA) and useful in the evaluation of specific ANA-associated connective tissue diseases (CTD), ANA-CTD.(1) Due to their frequencies in ANA-CTD and the overlapping clinical presentations of these diseases, inclusion of these tests in a panel may be useful at initial evaluation of patients at-risk for certain CTD. The combined presence of antibodies to SS-A/Ro (Ro52 and Ro60) and anti-SS-B/La is highly suggestive of Sjogren syndrome.(2,3) Separate determination of anti-Ro52 and anti-Ro60 antibodies is preferred to combined SS-A/Ro in the evaluation of ANA-CTD as their differential presence maybe useful in risk stratification and prognosis of ANA-CTD patients.(4) The presence of anti-Sm antibodies are specific for systemic lupus erythematosus (SLE) and is included the classification criteria for disease.(5) Monospecific antibody reactivity to U1RNP may indicate a diagnosis of mixed connective tissue disease (MCTD).(6) However, anti-U1RNP antibodies may also be seen in patients with SLE, systemic sclerosis (SSc) and idiopathic inflammatory myopathies (IIM).(6,7) In addition, there exists diverse analytes for the detection U1RNP with differential correlations with MCTD, SLE, SSc, and IIM.(8) Anti-Scl 70 (topoisomerase 1) antibody is one of three autoantibodies included in the 2013 American College of Rheumatology/European League Against Rheumatism (ACR/EULAR) classification criteria for SSc.(9). It is generally associated with diffuse cutaneous SSc clinical manifestations including interstitial lung disease with poor prognostic outcomes.(10) Lastly, antibodies to JO1, is a member of the amino acyl-tRNA synthetase family of enzymes is suggestive of diagnosis of IIM, specifically anti-synthetase syndrome and is included in the 2017 EULAR/ACR classification for IIM.(11) For more information, see the individual test codes. | SS-A/Ro ANTIBODIES, IgG <1.0 U (negative) > or =1.0 U (positive) Reference values apply to all ages. SS-B/La ANTIBODIES, IgG <1.0 U (negative) > or =1.0 U (positive) Reference values apply to all ages. Sm ANTIBODIES, IgG <1.0 U (negative) > or =1.0 U (positive) Reference values apply to all ages. RNP ANTIBODIES, IgG <1.0 U (negative) > or =1.0 U (positive) Reference values apply to all ages. Scl 70 ANTIBODIES, IgG <1.0 U (negative) > or =1.0 U (positive) Reference values apply to all ages. Jo 1 ANTIBODIES, IgG <1.0 U (negative) > or =1.0 U (positive) Reference values apply to all ages. | A positive antibody result in the appropriate clinical context maybe suggestive of connective tissue disease. For more information, see the individual test codes. | Negative results to do not rule out the presence of connective tissue disease. | 1.Bossuyt X, De Langhe E, Borghi MO, Meroni PL. Understanding and interpreting antinuclear antibody tests in systemic rheumatic diseases. Nat Rev Rheumatol. 2020;16(12):715-726 2. Armagan B, Robinson SA, Bazoberry A, et al. Antibodies to both Ro52 and Ro60 for identifying Sjogren's syndrome patients best Suited for clinical trials of disease-modifying therapies. Arthritis Care Res (Hoboken). 2022;74(9):1559-1565 3. Deroo L, Achten H, De Boeck K, et al. The value of separate detection of anti-Ro52, anti-Ro60 and anti-SSB/La reactivities in relation to diagnosis and phenotypes in primary Sjogren's syndrome. Clin Exp Rheumatol. 2022;40(12):2310-1317 4. Lee AYS, Reed JH, Gordon TP. Anti-Ro60 and anti-Ro52/TRIM21: Two distinct autoantibodies in systemic autoimmune diseases. J Autoimmun. 2021;124:102724 5. Aringer M, Costenbader K, Daikh D, et al. 2019 European League against Rheumatism/American College of Rheumatology classification criteria for systemic lupus erythematosus. Arthritis Rheumatol. 2019;71(9):1400-1412 6.Alarcon-Segovia D, Cardiel MH. Comparison between 3 diagnostic criteria for mixed connective tissue disease. Study of 593 patients. J Rheumatol. 1989;16(3):328-334 7. Hoffmann-Vold AM, Gunnarsson R, Garen T, Midtvedt O, Molberg O. Performance of the 2013 American College of Rheumatology/European League against rheumatism classification criteria for systemic sclerosis (SSc) in large, well-defined cohorts of SSc and mixed connective tissue disease. J Rheumatol. 2015;42(1):60-63 8. Tebo AE, Peterson LK, Snyder MR, Lebiedz-Odrobina D. Clinical significance of anti-U1 ribonucleoprotein antibody is analyte dependent: implications for laboratory reporting, interpretation, and interassay correlations. Arch Pathol Lab Med. 2023;147(12):1461-1465 9. van den Hoogen F, Khanna D, Fransen J, et al. 2013 classification criteria for systemic sclerosis: an American College of Rheumatology/European League Against Rheumatism Collaborative Initiative. Ann Rheum Dis. 2013;72(11):1747-1755 10. Santos CS, Morales CM, Castro CA, Alvarez ED. Clinical phenotype in scleroderma patients based on autoantibodies. Rheumatol Adv Pract. 2023;7(Suppl 1):i26-i33 11.Lundberg IE, Tjärnlund A, Bottai M, et al. 2017 European League Against Rheumatism/American College of Rheumatology classification criteria for adult and juvenile idiopathic inflammatory myopathies and their major. Ann Rheum Dis. 2017;76(12):1955-1964 | Antigen is coupled covalently to polystyrene microspheres, which are impregnated with fluorescent dyes to create a unique fluorescent signature. Antibodies, if present in diluted serum, bind to the antigen on the microspheres. The microspheres are washed to remove extraneous serum proteins. Phycoerythrin (PE)-conjugated antihuman IgG antibody is then added to detect IgG antibodies bound to the microspheres. The microspheres are washed to remove unbound conjugate, and bound conjugate is detected by laser photometry. A primary laser reveals the fluorescent signature of each microsphere to distinguish it from microspheres that are labeled with other antigens, and a secondary laser reveals the level of PE fluorescence associated with each microsphere. Results are calculated by comparing the median fluorescence response for microspheres to a 4-point calibration curve.(Package insert: Bioplex 2200 ANA Screen. Bio-Rad Laboratories; 02/2019) | Same day/1 to 2 days | 14 days | This test has been cleared, approved, or is exempt by the US Food and Drug Administration and is used per manufacturer's instructions. Performance characteristics were verified by Mayo Clinic in a manner consistent with CLIA requirements. | 86235 x 6 | Ab to Extractable Nuclear Ag Eval,S | 90228-8 | SSB | SS-B/La Ab, IgG, S | 33613-1
FADDS | Antidepressant Drug Screen, Qualitative |  | Immunoassay (IA) Liquid Chromatography/Tandem Mass Spectrometry (LC/MS/MS) | Yes | Antidepressant Drug Screen | Varies | Submit only 1 of the following: Plasma Draw blood in a green-top (sodium heparin) tube(s),plasma gel tube is not acceptable.Spin down and send 3 mL of plasma refrigerated in a plastic vial. Serum Draw blood in a plain red-top tube(s),serum gel tube is not acceptable.Spin down and send 3 mL of serum refrigerated in a plastic vial, Urine Collect 3 mL random urine and send refrigerated in a preservative free plastic urine container. | 0.6 mL |  | Antidepressant screen includes the analysis for: Amytriptyline, Clomipramine and Desmethylclomipramine, Cyclobenzaprine, Desipramine, Doxepin and Desmethyldoxepin, Fluoxetine and Norfluoxetine, Imipramine, Maprotiline, Nortriptyline, Paroxetine, Protriptyline, Sertraline and Desmethylsertraline, Trimipramine. |  |  |  |  | 3 to 9 days |  |  | 803338033780369 | Antidepressant Drug Screen | Not Provided | Z3437 | Protriptyline | Not Provided
FASQN | Antidepressant Drug Screen, Ur, Quantitative |  | Immunoassay (IA); Liquid Chromatography/Tandem Mass Spectrometry (LC/MS/MS) | Yes | Antidepressant Screen, Quant, U | Urine | Collect 3 mL random urine without preservatives. Ship refrigerated in a plastic container. | 0.6 mL |  | Antidepressant screen includes the analysis for: amitriptyline, clomipramine and desmethylclomipramine, cyclobenzaprine, desipramine, doxepin and desmethldoxepin, fluoxetine and norfluoxetine, imipramine, maprotiline, nortriptyline, paroxetine, protriptyline, sertraline and desmethylsertraline, trimipramine. |  |  |  |  | 3 to 9 days |  | This test was developed and its performance characteristics determined by LabCorp. It has not been cleared or approved by the Food and Drug Administration. | 803338033780369 | Antidepressant Screen, Quant, U | 32136-4 | Z3367 | Cyclobenzaprine | 14061-6
MMLYP | Antimicrobial Susceptibility Panel, Yeast, Varies | Determining in vitro quantitative antifungal susceptibility (minimum inhibitory concentration) of non-fastidious yeast As an aid in the management of certain circumstances, such as: -Refractory oropharyngeal infections due toCandidaspecies in patients who appear to be experiencing therapeutic failure with standard agents at standard doses -Invasive infections due toCandidaspecies when the utility of azole antifungal agents is uncertain (eg, when the infection is due to a non-Candida albicansorganism) | Minimum Inhibitory Concentration (MIC) | Yes | Susceptibility Panel, Yeast | When this test is ordered, the susceptibility yeast panel will be performed at an additional charge. All yeast submitted will have susceptibility testing performed and billed as appropriate. | Specimen Type:Organism in pure culture Supplies:Infectious Container, Large (T146) Container/Tube:Sabouraud's dextrose agar slant Specimen Volume:Infecting yeast isolate Collection Instructions:Organism must be in pure culture, actively growing.Do not submit mixed cultures. | See Specimen Required | Candidaspecies are the fourth leading cause of nosocomial infections and are frequent causes of community-acquired infections. Antifungal susceptibility testing may aid in the management of patients with invasive infections due toCandidaspecies or patients who appear to be experiencing therapeutic failure. The Clinical Laboratory Standards Institute has approved the use of a broth microdilution method for determining the susceptibility ofCandidaspecies. | Results reported in mcg/mL | The Clinical and Laboratory Standards Institute method, breakpoints, and interpretive criteria are used. | The assay cannot be used for minimum inhibitory concentration determinations for the dimorphic yeast or filamentous fungi. | Pappas PG, Kauffman CA, Andes DR, et al. Clinical Practice Guideline for the Management of Candidiasis: 2016 Update by the Infectious Diseases Society of America. Clin Infect Dis. 2016;62(4):e1-e50 | Yeast susceptibility is determined by colorimetric microdilution broth method using TREK Sensititre YeastOne Y011 Susceptibility Plate.Each plate is setup with appropriate dilutions of antifungal agents and a colorimetric indicator. After inoculation with a standardized suspension of organism in inoculum medium and incubation at 35 degrees C for 24 to 48 hours; the minimum inhibitory concentrations for the test organism are determined by observing the lowest antifungal concentration showing inhibition of growth as evidenced by no color change of the test medium.(Clinical and Laboratory Standards Institute [CLSI]: Performance Standards for Antifungal Susceptibility Testing of Yeasts. 2nd ed. CLSI supplement M60. CLSI; 2020; CLSI: Reference Method for Broth Dilution Antifungal Susceptibility Testing of Yeasts. 4th ed. CLSI standard M27. CLSI; 2017) | 3 to 7 days | 30 days | This test was developed and its performance characteristics determined by Mayo Clinic in a manner consistent with CLIA requirements. It has not been cleared or approved by the US Food and Drug Administration. | 87186 | Susceptibility Panel, Yeast | 29577-4 | MMLYP | Susceptibility Panel, Yeast | 29577-4
MMLRG | Antimicrobial Susceptibility, Acid-Fast Bacilli, Rapidly Growing, Varies | Determination of susceptibility of rapidly growing mycobacteria to the antimicrobial agents on the test panel | Minimum Inhibitory Concentration (MIC) by Microtiter Broth Dilution Method | Yes | Susc, AFB, Rapidly Growing | When this test is ordered, rapid grower susceptibility will be performed at an additional charge. | Specimen Type:Organism Supplies:Infectious Container, Large (T146) Container/Tube:Middlebrook 7H10 agar slant or other appropriate media Specimen Volume:Pure isolate Collection Instructions:Organism must be in pure culture, actively growing. | See Specimen Required | There are more than 100 species of rapidly growing mycobacteria and many are significant human pathogens (eg,Mycobacterium abscessus,Mycobacterium chelonae,Mycobacterium fortuitum). Rapidly growing mycobacteria cause a variety of infections including pulmonary infections, skin and soft tissue infections, and disseminated disease. Antimicrobial susceptibility testing of clinically significant rapidly growing mycobacteria is important to help guide patient care. Antimicrobials tested in this assay are amikacin, cefoxitin, ciprofloxacin, clarithromycin, clofazimine, doxycycline, imipenem, linezolid, moxifloxacin, tigecycline, tobramycin, and trimethoprim/sulfamethoxazole. | Interpretive criteria and reporting guidelines are followed using the Clinical Laboratory Standards Institute (CLSI) M24S document. | Results are reported as the minimum inhibitory concentration in micrograms/mL. Interpretive criteria (susceptible, intermediate, or resistant) are reported according the Clinical and Laboratory Standards Institute guidelines. |  | 1. Brown-Elliott BA, Pilley JV.Rapidlygrowingmycobacteria. Microbiol Spectr. 2017;5:1-19 2.Apiwattankul N, Flynn PM, Hayden RT, Adderson EE.Infections caused byrapidlygrowingmycobacteriaspp in children and adolescents with cancer. J Pediatric Infect Dis Soc. 2015;4(2):104-113 3.Kasperbauer SH, De Groote MA.The treatment ofrapidlygrowingmycobacterial infections. Clin Chest Med. 2015;36(1):67-78 | The method employed in this assay is broth microtiter dilution using a commercially available RAPMYCO2 plate. Antimicrobials included in the assay are tested according to CLSI guidelines.(Clinical and Laboratory Standards Institute (CLSI).Susceptibility Testing of Mycobacteria,Nocardiaspp., and Other Aerobic Actinomycetes.CLSI standard M24. Clinical and Laboratory Standards Institute (CLSI).Performance Standards for Susceptibility Testing of Mycobacteria,Nocardiaspp., and Other Aerobic Actinomycetes. CLSI supplement M24S) | 12 to 28 days | 2 years | This test has been cleared, approved, or is exempt by the US Food and Drug Administration and is used per manufacturer's instructions. Performance characteristics were verified by Mayo Clinic in a manner consistent with CLIA requirements. | 87186 | Susc, AFB, Rapidly Growing | 29579-0 | MMLRG | Susc, AFB, Rapidly Growing | 29579-0
MMLSG | Antimicrobial Susceptibility, Acid-Fast Bacilli, Slowly Growing, Varies | Determination of resistance of slowly growing mycobacteria to antimicrobial agents | Microtiter Broth Dilution | Yes | Susc, AFB, Slowly Growing | When this test is ordered, susceptibility for slow growers will be performed at an additional charge. Antimicrobials are tested and reported using the Clinical and Laboratory Standards Institute (CLSI) guidelines.(1,2) | Specimen Type:Organism Supplies:Infectious Container, Large (T146) Container/Tube:Middlebrook 7H10 agar slant or other appropriate media Specimen Volume:Isolate Collection Instructions:Organism must be in pure culture, actively growing. | See Specimen Required | The slowly growing nontuberculous mycobacteria are associated with a variety of infections including pulmonary, extra-pulmonary, and disseminated disease. Slowly growing mycobacteria differ from the rapidly growing mycobacteria andMycobacterium tuberculosiscomplex by their growth rates, metabolic properties, and antimicrobial susceptibility profiles. The antimicrobial susceptibility profile of an organism within this group varies depending on the species and is performed according to the Clinical and Laboratory Standards Institute (CLSI) guideline for slowly growing mycobacteria.(1,2) The antimicrobials listed below are included on the routine panel. Those marked with an "X" are routinely reported. Organism Antimicrobial agent Amikacin Clarithromycin Clofazimine Ciprofloxacin Doxycycline Linezolid Minocycline Moxifloxacin Rifabutin Rifampin Streptomycin Trimethoprim-sulfamethoxazole Mycobacterium aviumcomplex X X X X X Other slowly growing nontuberculousMycobacteriumspecies X X X X X X X X X X X The extremely fastidious slowly growing mycobacteria (MycobacteriumgenavenseandMycobacteriumhaemophilum) will not be tested.Mycobacteriummalmoensecan be difficult to grow in the test medium so some isolates may not be amenable to testing. Mycobacteriumxenopirequires incubation at a higher temperature and may require extended incubation times. Mycobacteriumgordonaeis frequently encountered in the environment and in clinical laboratories but is almost always considered nonpathogenic; therefore, antimicrobial susceptibility testing forMgordonaeis performed by specific request only. | Interpretive criteria and reporting guidelines are followed using the Clinical Laboratory Standards Institute (CLSI) M24S document. | Results are reported as the minimum inhibitory concentration in micrograms/mL. | No significant cautionary statements | 1. CLSI: Susceptibility Testing of Mycobacteria, Nocardia spp., and Other Aerobic Actinomycetes. 3rd ed. CLSI standard M24. Clinical and Laboratory Standards Institute; 2018 2. CLSI: Performance Standards for Susceptibility Testing of Mycobacteria, Nocardia spp., and Other Aerobic Actinomycetes. CLSI supplement M62. Clinical and Laboratory Standards Institute; 2018 3. Daley CL, Iaccarino JM, Lange C, et al. Treatment of nontuberculous mycobacterial pulmonary disease: an official ATS/ERS/ESCMID/IDSA clinical practice guideline. Eur Respir J. 2020;56(1):2000535. doi:10.1183/13993003.00535-2020 4. Daley CL, Iaccarino JM, Lange C, et al. Treatment of nontuberculous mycobacterial pulmonary disease: An official ATS/ERS/ESCMID/IDSA clinical practice guideline. Clin Infect Dis. 2020;71(4):e1-e36. doi:10.1093/cid/ciaa241 5. Griffith DE, Winthrop KL. You gotta make me see, what does it mean to have an MIC?. Chest. 2021;159(2):462-464. doi:10.1016/j.chest.2020.11.007 6. Schon T, Chryssanthou E. Minimum inhibitory concentration distributions for Mycobacterium avium complex-towards evidence-based susceptibility breakpoints. Int J Infect Dis. 2017;55:122-124. doi:10.1016/j.ijid.2016.12.027 | The method employed in this assay is microtiter broth dilution using the commercially available SLOMYCO2 plate from Trek Diagnostics. Antimicrobials included in the assay are tested according to Clinical and Laboratory Standards Institute guidelines.(Clinical and Laboratory Standards Institute (CLSI).Susceptibility Testing of Mycobacteria,Nocardiaspp., and Other Aerobic Actinomycetes.CLSI standard M24. Clinical and Laboratory Standards Institute (CLSI).Performance Standards for Susceptibility Testing of Mycobacteria,Nocardiaspp., and Other Aerobic Actinomycetes. CLSI supplement M24S) | 12 to 35 days | 2 years | This test was developed and its performance characteristics determined by Mayo Clinic in a manner consistent with CLIA requirements. It has not been cleared or approved by the US Food and Drug Administration. | 87186 | Susc, AFB, Slowly Growing | 29579-0 | MMLSG | Susc, AFB, Slowly Growing | 29579-0
ZMMLS | Antimicrobial Susceptibility, Aerobic Bacteria, Varies | Determining the in vitro susceptibility of aerobic bacteria involved in human infections | Minimal Inhibitory Concentration (MIC) (Agar Dilution or Broth Microdilution or Gradient Diffusion) or Disk Diffusion(if appropriate) | Yes | Susceptibility, Aerobic, MIC | When this test is ordered, the reflex tests may be performed at an additional charge. | Supplies:Infectious Container, Large (T146) Container/Tube:Agar slant or other appropriate media Specimen Volume:Organism in pure culture Collection Instructions: 1.Perform isolation of infecting bacteria. 2. Organism must be in pure culture, actively growing.Do not submit mixed cultures. |  | Antimicrobial susceptibility testing (AST) determines the minimal inhibitory concentration (MIC) of antimicrobial agents. The MIC is a measurement of the activity of an antimicrobial agent against an organism. It is defined as the lowest concentration of an antimicrobial agent that inhibits growth of the microorganism. Clinical breakpoints are derived from a number of data including: -The pharmacokinetics/pharmacodynamics of an antimicrobial agent -The MIC distribution of a large number of isolates -Clinical outcome data for a patient population treated with the antimicrobial of interest Antimicrobial susceptibility testing should be performed on pure culture isolates of pathogenic bacteria (or those potentially pathogenic in special situations) grown from specimens that have been appropriately collected so as not to confuse clinically significant isolates with normal or contaminating microbiota. Susceptibility testing is indicated for any organism that contributes to an infectious process warranting antimicrobial chemotherapy if its susceptibility cannot be reliably predicted from the organism's identity. The MIC obtained during AST is helpful in indicating the concentration of antimicrobial agent required at the site of infection necessary to inhibit the infecting organism. For each organism-antimicrobial agent combination, the Clinical and Laboratory Standards Institute and/or the European Committee on Antimicrobial Susceptibility Testing provides interpretive criteria for determining whether the MIC should be interpreted as susceptible, susceptible dose dependent, intermediate, nonsusceptible, resistant, or epidemiological cutoff value if applicable. | Susceptibility results are reported as minimal inhibitory concentration (MIC) in mcg/mL. Breakpoints (also known as clinical breakpoints) are used to categorize an organism as susceptible, susceptible-dose dependent, intermediate, resistant, or nonsusceptible according to breakpoint setting organizations, either the Clinical and Laboratory Standards Institute (CLSI) or the European Committee on Antimicrobial Susceptibility Testing (EUCAST), as applicable. In some instances, an interpretive category cannot be provided based on available data; therefore, the following comment will be included on the report: There are no established interpretive guidelines for agents reported without interpretations. For information regarding CLSI and EUCAST susceptibility interpretations, seeSusceptibility Interpretative Category Definitions. | A "susceptible" category result and a low minimum inhibitory concentration value indicate in vitro susceptibility of the organism to the antimicrobial tested. Refer to Reference Values for interpretation of various antimicrobial susceptibility interpretive categories (ie, susceptible, susceptible-dose dependent, intermediate, nonsusceptible, resistant, or epidemiological cutoff value). | In vitro susceptibility does not guarantee clinical response.Therefore, the decision to treat with a particular agent shouldnot be based solely on the antimicrobial susceptibility testing result. | 1. Jorgensen JH, Ferraro MJ. Antimicrobial susceptibility testing: a review of general principles and contemporary practices. Clin Infect Dis. 2009;49(11):1749-1755 2. Jenkins SG, Schuetz AN. Current concepts in laboratory testing to guide antimicrobial therapy. Mayo Clin Proc. 2012;87(3):290-308 3. Procop GW, Church DL, Hall GS, et al: Antimicrobial susceptibility testing. In: Koneman's Color Atlas and Textbook of Diagnostic Microbiology. 7th ed. Wolters Kluwer Health; 2017:1074-1171 | An agar dilution method is used for routine testing. The agar dilution method employs the use of antimicrobial agents incorporated in agar plates. The antimicrobial is added to agar in various concentrations depending upon levels attainable in serum, urine, or both. A standardized suspension of the organism is applied to the agar plates, which are incubated for a minimum of 16 to 18 hours at 35 degrees C. Complete inhibition of all but one colony or a very fine residual haze represents the end point.(Clinical and Laboratory Standards Institute [CLSI]: Methods for Dilution Antimicrobial Susceptibility Tests for Bacteria That Grow Aerobically. 11th ed. CLSI standard M07.CLSI; 2018) Daptomycin and tigecycline are tested by agar gradient diffusion.(Clinical and Laboratory Standards Institute [CLSI]. Methods for Dilution Antimicrobial Susceptibility Tests for Bacteria That Grow Aerobically. 11th ed. CLSI standard M07. CLSI; 2018; package insert: Etest Biomerieux;15203E-EN-2016/07, 07/2016) Cefiderocol is tested by disk diffusion.(Clinical and Laboratory Standards Institute [CLSI]. Performance Standards for Antimicrobial Disk Susceptibility Tests. 13th ed. CLSI standard M02. CLSI; 2018) | 4 to 7 days | Bacterial isolates: 30 days. | This test has been cleared, approved, or is exempt by the US Food and Drug Administration and is used per manufacturer's instructions. Performance characteristics were verified by Mayo Clinic in a manner consistent with CLIA requirements. | 87077-Ident by MALDI-TOF mass spec (if appropriate)87185-Beta lactamase (if appropriate)87186-Antimicrobial Susceptibility, Aerobic Bacteria, MIC-per organism for routine battery (if appropriate)87181-Susceptibility per drug and per organism for drugs not in routine battery (if appropriate)87150-H pylori + Clarithro Resistance PCR (if appropriate)87150-mecA PCR (if appropriate) | Susceptibility, Aerobic, MIC | 50545-3 | ZMMLS | Susceptibility, Aerobic, MIC | 21070-8
MMLSA | Antimicrobial Susceptibility, Anaerobic Bacteria, Minimal Inhibitory Concentration, Varies | Determining the in vitro susceptibility on isolates of anaerobic bacteria involved in human infections Directing antimicrobial therapy for anaerobic bacterial infections | Minimal Inhibitory Concentration (MIC) by Agar Dilution | Yes | Susceptibility, Anaerobic, MIC | When this test is ordered, the reflex tests may be performed at an additional charge.All anaerobic bacterial organisms recovered will automatically have susceptibility testing performed and billed as appropriate. Antimicrobial agents appropriate to the organism and specimen source will be testedaccording to Mayo Clinic's practice and the laboratory's standard operating procedures. | Specimen Type:Organismin pure culture Acceptable Sources:Isolates from blood cultures, bone and joint infections, or brain abscesses, and organisms isolated in pure culture from other sources Supplies: Anaerobic Transport Tube (T588) Infectious Container, Large (T146) Container/Tube: Preferred:Anaerobic transport tube Acceptable:Thioglycollate broth or any other suitable anaerobic transport system Collection Instructions : 1.Organism must be in pure culture and actively growing.Do not submit mixed cultures. 2. Place specimen in a large infectious container and label as an etiologic agent/infectious substance if appropriate | See Specimen Required | Anaerobic bacteria are the greatest component of the human body's normal bacterial flora. Anaerobic bacteria colonize the skin, oral cavity, and genitourinary and lower gastrointestinal tracts and generally do not cause infection. Their presence is important for vitamin and other nutrient absorption and in preventing infection with disease-causing bacteria. When usual skin and mucosal barriers are compromised, in an anaerobic environment, these bacteria can behave as pathogens. Typical anaerobic infections include periodontitis, abdominal or pelvic abscesses, endometritis, pelvic inflammatory disease, aspiration pneumonia, empyema and lung abscesses, sinusitis, brain abscesses, gas gangrene, and other soft tissue infections. Anaerobic bacteria grow aggressively in the body under anaerobic conditions and may possess a variety of virulence factors, including capsules and extracellular enzymes. They also can develop resistance to antimicrobials by producing beta-lactamase and other modifying enzymes, and by alterations in membrane permeability and structure of penicillin-binding proteins. Susceptibility testing results are useful to clinicians because anaerobic bacteria are a significant cause of human infection, and they are often resistant to commonly used antimicrobials.BacteroidesandParabacteroidesspecies produce beta-lactamases. Ertapenem, metronidazole, and clindamycin are generally effective agents, although resistance to clindamycin, and occasionally ertapenem, is increasing. The minimal inhibitory concentration (MIC) obtained during antimicrobial susceptibility testing is helpful in indicating the concentration of antimicrobial agent required at the site of infection necessary to inhibit the infecting organism. For each organism-antimicrobial agent combination, the Clinical and Laboratory Standards Institute and/or the European Committee on Antimicrobial Susceptibility Testing provides interpretive criteria for determining whether the MIC should be interpreted as susceptible, susceptible dose dependent, intermediate, nonsusceptible, resistant, or epidemiological cutoff value. | Susceptibility results are reported as minimal inhibitory concentration (MIC) in mcg/mL. Breakpoints (also known as clinical breakpoints) are used to categorize an organism as susceptible, susceptible-dose dependent, intermediate, resistant, or nonsusceptible according to breakpoint setting organizations, either the Clinical and Laboratory Standards Institute (CLSI) or the European Committee on Antimicrobial Susceptibility Testing (EUCAST), as applicable. In some instances, an interpretive category cannot be provided based on available data; therefore, the following comment will be included on the report: There are no established interpretive guidelines for agents reported without interpretations. For information regarding CLSI and EUCAST susceptibility interpretations, seeSusceptibility Interpretative Category Definitions. | A "susceptible" category result and a low minimal inhibitory concentration value indicates in vitro susceptibility of the organism to the antimicrobial tested. For interpretation of various antimicrobial susceptibility interpretive categories (ie, susceptible, intermediate, resistant, or epidemiological cutoff value), see Reference Values. | In vitro susceptibility does not guarantee clinical response. Therefore, the decision to treat with a particular agent should not be based solely on the antimicrobial susceptibility testing result. | 1. Rosenblatt JE, Brook I. Clinical relevance of susceptibility testing of anaerobic bacteria. Clin Infect Dis. 1993;16(Suppl 4):S446-S448 2. Jenkins SG, Schuetz AN. Current concepts in laboratory testing to guide antimicrobial therapy. Mayo Clin Proc. 2012;87(3):290-308 3. Schuetz AN, Carpenter DE. Susceptibility test methods: anaerobic bacteria. In: Carroll KC, Pfaller MA, eds. Manual of Clinical Microbiology. 12th ed. ASM Press; 2019:1377-1397 4. Jenkins SG, Schuetz AN. Current concepts in laboratory testing to guide antimicrobial therapy. Mayo Clin Proc. 2012;87(3):290-308 | An agar dilution method is used for routine testing. The antimicrobial is added to agar in various concentrations depending upon levels attainable in serum. A standardized suspension of the organism is applied to the agar plates, which are incubated anaerobically for 42 to 48 hours at 35 to 37 degrees C. The end point is that in which a marked reduction occurs in the appearance of growth on the test plate as compared to that of growth on the control plate. Examples of marked change include a change from confluent growth to a haze, less than 10 tiny colonies, or 1 to 3 normal-sized colonies.(Clinical and Laboratory Standards Institute [CLSI]: Methods for Antimicrobial Susceptibility Testing of Anaerobic Bacteria. 9th ed. CLSI standard M11. CLSI; 2018) | 8 to 14 days | 30 days | This test has been cleared, approved, or is exempt by the US Food and Drug Administration and is used per manufacturer's instructions. Performance characteristics were verified by Mayo Clinic in a manner consistent with CLIA requirements. | 87186-Antimicrobial Susceptibility, Anaerobic Bacteria, MIC87076-Organism Ref for ID, Anaerobic Bact (if appropriate)87076-Anaerobe Ident (if appropriate)87076-Id MALDI-TOF Mass Spec Anaerobe (if appropriate)87153-Anaerobe ident by sequencing (if appropriate)87150-Identification by PCR (if appropriate)87185-Beta Lactamase (if appropriate)87181-Anaerobe Susceptibility per Agent (if appropriate)87150-mecA PCR (if appropriate) | Susceptibility, Anaerobic, MIC | 50545-3 | MMLSA | Susceptibility, Anaerobic, MIC | 50545-3
TB1LN | Antimicrobial Susceptibility, Mycobacterium tuberculosis Complex, First Line, Varies | Rapid, qualitative susceptibility testing ofMycobacterium tuberculosiscomplex isolates growing in pure culture Affirming the initial choice of chemotherapy forM tuberculosiscomplex infections | Broth Dilution at Critical Drug Concentrations | Yes | Susceptibility, Mtb Complex, 1 Line | When this test is ordered, the additional test will always be performed at an additional charge. | Specimen Type:Organism Supplies:Infectious Container, Large (T146) Container/Tube:Middlebrook 7H10 agar slant Specimen Volume:Isolate Collection Instructions:Organism must be in pure culture, actively growing. |  | Primary treatment regimens forMycobacterium tuberculosiscomplex often include isoniazid, rifampin, ethambutol, and pyrazinamide. Susceptibility testing of eachM tuberculosiscomplex isolate against these first-line antimycobacterial agents is a key component of patient management. In vitro susceptibility testing methods are available to assess the susceptibility ofM tuberculosiscomplex isolates to selected antimycobacterial agents. The Clinical Laboratory Standards Institute (CLSI) provides consensus protocols for the methods, antimycobacterial agents, and critical concentrations of each agent to be tested in order to permit standardized interpretation ofM tuberculosiscomplex susceptibility testing results. Current recommendations indicate that laboratories should use a rapid broth method in order to obtainM tuberculosissusceptibility data as quickly as possible to help guide patient management. This test uses an FDA-cleared commercial system for rapid broth susceptibility testing ofM tuberculosiscomplex and assesses resistance to the antimycobacterial drugs isoniazid, rifampin and ethambutol at the critical concentrations. Pyrazinamide rapid broth susceptibility testing must be ordered separately (TBPZA / Susceptibility,MycobacteriumtuberculosisComplex, Pyrazinamide, Varies). | Results are reported as susceptible or resistant. | Mycobacterium tuberculosiscomplex isolates are reported as susceptible or resistant to the aforementioned drugs at the critical concentrations. Some experts believe that patients infected with strains exhibiting resistance to low levels of isoniazid (0.1 mcg/mL) but not exhibiting resistance to high levels (0.4 mcg/mL) may benefit from continuing therapy with this agent. A specialist in the treatment of tuberculosis should be consulted concerning the appropriate therapeutic regimen and dosages. | No significant cautionary statements | 1. Blumberg HM, Burman WJ, Chaisson RE, et al: American Thoracic Society/Centers for Disease Control and Prevention/Infectious Diseases Society of America: treatment of tuberculosis. Am J Respir Crit Care Med 2003;167(4):603-662 2. Inderlied CB, Pfyffer GE: Susceptibility test methods:Mycobacteria.InManual of Clinical Microbiology. Eighth edition. Edited by PR Murray, EJ Baron, JH Jorgensen, et al. ASM Press, 2003, pp 1149-1177 3. LaBombardi VJ: Comparison of the ESP and BACTEC Systems for testing susceptibilities ofMycobacteriumtuberculosiscomplex isolates to pyrazinamide. J Clin Microbiol 2002;40:2238-2239 4. CLSI. Susceptibility Testing ofMycobacteria, Nocardiaspecies, and Other Aerobic Actinomycetes.Third edition. CLSI standard M24. Clinical and Laboratory Standards Institute; 2018 5. CLSI. Performance Standards for Susceptibility Testing ofMycobacteria,Nocardiaspecies, and Other Aerobic Actinomycetes. First edition. CLSI supplement M62. Clinical and Laboratory Standards Institute; 2018 | This test method is based on presence or absence of growth ofMycobacterium tuberculosiscomplex in broth cultures with the presence of critical concentrations of the antimycobacterial drugs isoniazid, rifampin, and ethambutol. One of 2 FDA-cleared platforms (VersaTREK or BD MGIT 960) may be used. The VersaTrek platform uses the presence or absence of a pressure increase inside broth vials containingM tuberculosiscomplex in the presence of critical concentrations of the antimycobacterial drugs isoniazid, rifampin, and ethambutol. Increasing pressure indicates the presence of actively growingM tuberculosisthat is resistant to the critical concentration of drug contained in the broth. Low or undetectable pressure increases in the presence of critical drug concentrations suggests a lack ofM tuberculosiscomplex growth and susceptibility to the drug at the tested concentration. Antimycobacterial drugs and concentrations tested are: isoniazid (0.1 mcg/mL and 0.4 mcg/mL), rifampin (1 mcg/mL), and ethambutol (5 mcg/mL and 8 mcg/mL).(Package insert: VersaTREK Mycobacteria Detection and Susceptibility Testing system, TREK Diagnostics, 10/2018) The BACTEC MGIT 960 platform uses the production and measurement of fluorescence within a mycobacterial growth indicator tube (MGIT) in the presence of actively growingM tuberculosiscomplex isolates in the presence of critical concentrations of the antimycobacterial drugs isoniazid, rifampin, and ethambutol. Low or undetectable levels of fluorescence in the presence of critical drug concentrations suggest lack ofM tuberculosisgrowth and susceptibility to the drug tested at the tested concentration. Increased fluorescence suggests active growth ofM tuberculosisand resistance to the drug at the tested concentration. Antimycobacterial drugs and concentrations tested are: isoniazid (0.1 mcg/mL and 0.4 mcg/mL), rifampin (2 mcg/mL), and ethambutol (5 mcg/mL).(Package insert: BACTEC MGIT 960 SIRE Kit, BD Diagnostics, 10/2016) | 10 to 21 days | 1 year | This test has been cleared, approved, or is exempt by the US Food and Drug Administration and is used per manufacturer's instructions. Performance characteristics were verified by Mayo Clinic in a manner consistent with CLIA requirements. | 87188 x 3-Antimicrobial Susceptibility,Mycobacterium tuberculosisComplex, Broth Method | Susceptibility, Mtb Complex, 1 Line | 29579-0 | TB1LN | Susceptibility, Mtb Complex, 1 Line | 29579-0
MMLNS | Antimicrobial Susceptibility, Nocardia species and other Aerobic Actinomycetes, Varies | Determining the resistance ofspecies ofNocardiaand other aerobicactinomycetes toantimicrobial agents | Minimum Inhibitory Concentration (MIC) | Yes | Susc, Aerobic Actinomycetes | When this test is ordered, susceptibility forNocardiaspecies will be performed at an additional charge. | Specimen Type:Organismin pure culture Supplies:Infectious Container, Large (T146) Container/Tube: Preferred:Middlebrook 7H10 agar slant without antimicrobials Acceptable:Sabouraud's dextrose agar slant or similar media without antimicrobials (eg, 7H11 agar slant, LJ, MGIT [7H9] broth media) Specimen Volume:Isolate Collection Instructions:Organism must be in pure culture, actively growing. | See Specimen Required | Nocardiaspeciesand other aerobic actinomycetes can cause significant disease, often in immunocompromised patients. Clinical presentation can include, but is not limited to, pneumonia, skin abscess, bacteremia, brain abscess, eye infection, and joint infection. | Interpretive criteria and reporting guidelines are followed using the Clinical Laboratory Standards Institute (CLSI) M24S document. | Interpretive values for susceptibility testing ofNocardiaspecies using a broth microdilution method are included in the report, as appropriate. ForRhodococcus equi, the interpretive values for vancomycin and rifampin will also be included. See Reference Values for additional information. | No significant cautionary statements | 1. Duggal SD, Chugh TD. Nocardiosis: A neglected disease. Med Princ Pract. 2020;29(6):514-523. doi:10.1159/000508717 2. Conville PS, Brown-Elliott BA, Smith T, Zelazny AM. The complexities of Nocardia taxonomy and identification. J Clin Microbiol. 2017;56(1):e01419-17 | A standardized inoculum made from a pure culture of aerobic actinomycete is prepared and inoculated into wells of a microtiter plate containing different concentrations of antimicrobial agents. Growth at specified breakpoints is indicative of resistance.(Clinical and Laboratory Standards Institute (CLSI). Susceptibility Testing of Mycobacteria, Nocardia spp., and Other Aerobic Actinomycetes. CLSI standard M24. Clinical and Laboratory Standards Institute (CLSI). Performance Standards for Susceptibility Testing of Mycobacteria, Nocardia spp., and Other Aerobic Actinomycetes. CLSI supplement M24S) | 12 to 28 days | 2 years | This test was developed and its performance characteristics determined by Mayo Clinic in a manner consistent with CLIA requirements. It has not been cleared or approved by the US Food and Drug Administration. | 87186 | Susc, Aerobic Actinomycetes | 29577-4 | MMLNS | Susc, Aerobic Actinomycetes | 29577-4
SBWB | Antimony, Blood | Determining antimony toxicity | Inductively Coupled Plasma Mass Spectrometry (ICP-MS) | Yes | Antimony, B | Whole blood | Patient Preparation:High concentrations of gadolinium and iodine are known to interfere with most metal tests. If either gadolinium- or iodine-containing contrast media has been administered, a specimen should not be collected for 96 hours. Supplies:Greiner Bio-One VACUETTE TUBE 6 mL NH Trace Elements Sodium Heparin tube (T819) Container/Tube: Required: Greiner Bio-One Vacuette Tube 6 mL NH Trace Elements Sodium Heparin tube(Becton-Dickinson (BD) royal blue-top tubes arenot acceptable.) Specimen Volume:0.8 mL Collection Instructions: 1. SeeMetals Analysis Specimen Collection and Transportfor complete instructions. 2. Send whole blood specimen in original tube.Do not aliquot. | 0.25 mL | Antimony is a silvery white metal that is used in alloys for lead batteries, solder, sheet metal, bearings, castings, ammunition, and pewter. It is also used for pigments, abrasives, flame-proofing fabrics, and in medications (ie, sodium stibogluconate [Pentostam], which is used to treat cutaneous leishmaniasis).(1) Antimony typically enters the environment during mining, processing of ores, emissions from coal-burning power plants, and production of alloys. Exposure to antimony can occur through inhalation, ingestion, or dermal contact with soil, water, foods, or certain medications. In the workplace, exposure is usually via inhalation.The Occupational Safety and Health Administration has set a limit of 0.5 mg/m(3) of antimony in workroom air to protect workers during an 8-hour work shift (40-hour workweek).(2) Absorption of antimony through the lungs may take days to weeks. Absorption of antimony from ingestion typically enters the blood within a few hours.(2) The amount and form of the antimony affects how much is absorbed. Once in the blood, antimony is distributed to the liver, lungs, intestines, and spleen. Elimination is primarily through the urine, occurring over several weeks. The half-life varies depending on the chemical form. Trivalent antimony is primarily bound to erythrocytes, while pentavalent antimony is primarily found in plasma, which makes whole blood the preferred specimen to analyze for acute intoxication. Whole blood concentrations in healthy subjects not exposed to antimony averaged 0.7 mcg/L and usually do not exceed 2 mcg/L.(3) In battery plant workers, median blood antimony concentrations of 2.6 mcg/L were found in metal casters and 10 mcg/L in metal form workers.(4) The effects of acute or chronic antimony poisoning are similar to arsenic poisoning and include abdominal pain, dyspnea, nausea, vomiting, dermatitis, and visual disturbances.(1) Additionally, toxicity can include pneumoconiosis and altered electrocardiograms.(2) | <3 ng/mL (unexposed) 3-10 ng/mL (exposed) | Normal blood concentrations are 0.7 to 2 ng/mL in the unexposed population and 2.6 to 10 ng/mL in exposed workers.(3) | No significant cautionary statements | 1. Baselt R. Disposition of Toxic Drugs and Chemicals In Man. 10th ed. Biomedical Publications; 2014 2.Agency for Toxic Substances and Disease Registry: Toxicological profile for antimony and compounds. US Department of Health and Human Services;October 2019. Accessed May 18, 2020. Available at www.atsdr.cdc.gov/toxprofiles/tp23.pdf 3. Gebel T, Claussen K, Dunkelberg H. Human biomonitoring of antimony. Int Arch Occup Environ Health. 1998;71(3):221-224 4. Kentner M, Leinemann M, Schaller KH, Weltle D, Lehnert G. External and internal antimony exposure in starter battery production. Int Arch Occup Environ Health. 1995;67(2):119-123 5.Sodi R. Vitamins and trace elements. In: Rifai N, Chiu RWK, Young I, Burnham CAD, Wittwer CT, eds. Tietz Textbook of Laboratory Medicine. 7th ed. Elsevier; 2023:chap 39 | The metal of interest is analyzed by inductively coupled plasma mass spectrometry.(Unpublished Mayo method) | 1 to 8 days | 14 days | This test was developed and its performance characteristics determined by Mayo Clinic in a manner consistent with CLIA requirements. It has not been cleared or approved by the US Food and Drug Administration. | 83018 | Antimony, B | 5578-0 | 64273 | Antimony, B | 5578-0
AMH1 | Antimullerian Hormone, Serum | Assessing ovarian status, including ovarian reserve and responsiveness, as part of an evaluation for infertility and assisted reproduction protocols Assessment of menopausal status, including premature ovarian failure Evaluation of infants with ambiguous genitalia and other intersex conditions Evaluating testicular function in infants and children Monitoring individuals with antimullerian hormone-secreting ovarian granulosa cell tumors | Electrochemiluminescent Immunoassay (ECLIA) | Yes | Antimullerian Hormone, S | Serum | Supplies:Sarstedt Aliquot Tube, 5 mL (T914) Collection Container/Tube: Preferred:Serum gel Acceptable:Red top Submission Container/Tube:Plastic vial Specimen Volume:1 mL Collection Instructions:Centrifuge and aliquot serum into plastic vial. | 0.75 mL | Antimullerian hormone (AMH), also known as Mullerian-inhibiting substance, is a dimeric glycoprotein hormone belonging to the transforming growth factor-beta family. It is produced by Sertoli cells of the testis in male patients and by ovarian granulosa cells in female patients. Expression during male fetal development prevents the Mullerian ducts from developing into the uterus, resulting in development of the male reproductive tract. In the absence of AMH, the Mullerian ducts and structures develop into the female reproductive tract. AMH serum concentrations are elevated in boys under 2 years old and then progressively decrease until puberty when there is a sharp decline. In female individuals, serum AMH concentrations are very low at birth, peaking after puberty, and decrease progressively thereafter with age, eventually becoming undetectable at menopause. Because of the gender differences in AMH concentrations, its changes in circulating concentrations with sexual development, and its specificity for Sertoli and granulosa cells, AMH measurement has utility in the assessment of gender, gonadal function, fertility, and as a gonadal tumor marker. In female individuals, AMH isconsidered an ovarian reserve marker. It correlates with the primordial follicle pool, has an inverse correlation with chronologic age, predicts ovarian response in assisted reproductive therapy, and has been suggested to be predictive of the timing of the onset of menopause. In contrast to other markers of ovarian reserve that show significant fluctuations during the menstrual cycle,serum AMH concentrations have been shown to be relatively stable. Women with higher concentrations of AMH have a better response to ovarian stimulation and tend to produce more retrievable oocytes than women with low or undetectable AMH. Women at risk of ovarian hyperstimulation syndrome after gonadotropin administration can have significantly elevated AMH concentrations. Polycystic ovarian syndrome can elevate serum AMH concentrations, because it is associated with the presence of large numbers of small follicles. AMH measurements are commonly used to evaluate testicular presence and function in infants with intersex conditions or ambiguous genitalia and to distinguish between cryptorchidism and anorchia in male infants. Serum AMH concentrations are increased in some individuals with ovarian granulosa cell tumors, which comprise approximately 10% of ovarian tumors. AMH, along with related tests including inhibin A and B (INHA / Inhibin A, Tumor Marker, Serum; INHB / Inhibin B, Serum; INHAB / Inhibin A and B, Tumor Marker, Serum), estradiol (EEST / Estradiol, Serum), and cancer antigen 125 (CA25 / Cancer Antigen 125 [CA 125], Serum), can be useful for diagnosing and monitoring these individuals. | Males <2 years: 18-283 ng/mL 2-12 years: 8.9-109 ng/mL >12 years: <13 ng/mL Females <3 years: 0.11-4.2 ng/mL 3-6 years: 0.21-4.9 ng/mL 7-11 years: 0.36-5.9 ng/mL 12-14 years: 0.49-6.9 ng/mL 15-19 years: 0.62-7.8 ng/mL 20-24 years: 1.2-12 ng/mL 25-29 years: 0.89-9.9 ng/mL 30-34 years: 0.58-8.1 ng/mL 35-39 years: 0.15-7.5 ng/mL 40-44 years: 0.03-5.5 ng/mL 45-50 years: <2.6 ng/mL 51-55 years: <0.88 ng/mL >55 years: <0.03 ng/mL | Menopausal women or women with premature ovarian failure of any cause, including after cancer chemotherapy, have very low anti-Mullerian hormone (AMH) levels. While the optimal AMH concentrations for predicting response to in vitro fertilization are still being established, it is accepted that AMH concentrations in the perimenopausal to menopausal range indicate minimal to absent ovarian reserve. Depending on patient age, ovarian stimulation is likely to fail in such individuals. AMH may be used as a surrogate to antral follicle count (AFC) at day 2 to 4 of the menstrual cycle to determine ovarian reserve.Women with an AFC greater than 15 are identified as having high ovarian reserve. In this context, a Roche AMH concentration greater than 1.77 ng/mL at day 2 to 4 of the menstrual cycleidentified women with an AFC greater than 15 with 88.3% sensitivity and 68.3% specificity.(1) Controlled ovarian stimulation (COS) with exogenous gonadotropin is an essential step of in vitro fertilization protocols.Using the Roche AMH assay, a cut-off of 2.10 ng/mL is correlated with the response categories in women undergoing COS using agonadotropin-releasing hormoneantagonist protocol. A 2.10 ng/mL cutoff provided reliable prediction of hyperresponse to COS.(2) Sensitivity for the detection of hyperresponsive individuals was 81.3%, and the negative predictive value for ruling out hyperresponse was 96.6%. The 2.10 ng/mL cutoff identified 88.9% of individuals with a poor response.(2) In individuals with polycystic ovarian syndrome, AMH concentrations may be 2- to 5-fold higher than age-appropriate reference range values. Such high levels predict anovulatory and irregular cycles. In children with intersex conditions, an AMH result above the normal female range is predictive of the presence of testicular tissue, while an undetectable value suggests its absence. In boys suspected of cryptorchidism, a measurable AMH concentration is predictive of undescended testes, while an undetectable value is highly suggestive of anorchia or functional failure. Klinefelter syndrome is characterized by accelerated germ cell depletion and occurs in approximately 10% to 12% of men presenting with nonobstructive azoospermia. In these patients, serum AMH concentrations are within the reference interval until puberty, and thereafter, AMH concentrations decline to abnormally low or undetectable levels. Pubertal delay and congenital hypogonadotropic hypogonadism (HH) share the same clinical manifestation of delayed sexual maturation in prepubertal boys. Levels of gonadotropin and testosterone are very low in prepubertal boys and, therefore, have little clinical significance; thus, AMH measurements are useful in the differential diagnosis of pubertal delay and congenital HH. In individuals with congenital HH, AMH concentrations are abnormally low, while in pubertal delay, AMH concentrations will be within the prepubertal reference interval. Granulosa cell tumors of the ovary may secrete AMH, inhibin A, and inhibin B. Elevated levels of any of these markers can indicate the presence of such a neoplasm in a woman with an ovarian mass. Levels should fall with successful treatment. Rising levels indicate tumor recurrence or progression. | Serum biotin concentrations up to 1200 ng/mL do not interfere with this assay. Concentrations up to 1200 ng/mL may be present in specimens collected from patients taking extremely high doses of biotin up to 300 mg per day. In a study among 54 healthy volunteers, supplementation with 20 mg/day biotin resulted in a maximum serum biotin concentration of 355 ng/mL 1-hour post-dose. The following drugs may interfere with this test: Cetrotide (cetrorelix), Ovitrelle, Endometrin (progesterone), and follistatin. Do not use this test to analyze specimens from patients who have received 1 or more of these products within 1 to 2 weeks of testing. There is not a high-dose hook effect at anti-Mullerian hormone (AMH) concentrations up to 1400 ng/mL. In rare cases, some individuals can develop antibodies to mouse or other animal antibodies (often referred to as human anti-mouse antibodies [HAMA] or heterophile antibodies), which may cause interference in some immunoassays. The presence of antibodies to streptavidin or ruthenium can rarely occur and may interfere in this assay. Caution should be used in interpretation of results, and the laboratory should be alerted if the result does not correlate with the clinical presentation. For diagnostic purposes, the results should always be assessed in conjunction with the patient's medical history, clinical examination, and other findings. AMH immunoassays are not standardized, andvalues obtained with different assay methods or kits may be different and cannot be used interchangeably. If using as a tumor marker, test results cannot be interpreted as absolute evidence for the presence or absence of malignant disease. | 1. Jacobs MH, Reuter LM, Baker VL, et al. A multicentre evaluation of the Elecsys anti-Mullerian hormone immunoassay for prediction of antral follicle count. Reprod Biomed Online. 2019;38(5):845-852 2. Anckaert E, Denk B, He Y, Torrance HL, Broekmans F, Hund M. Evaluation of the Elecsys anti-Mullerian hormone assay for the prediction of hyper-response to controlled ovarian stimulation with a gonadotrophin-releasing hormone antagonist protocol. Eur J Obstet Gynecol Reprod Biol. 2019;236:133-138 3. Bedenk J, Vrtacnik-Bokal E, Virant-Klun I. The role of anti-Mullerian hormone (AMH) in ovarian disease and infertility. J Assist Reprod Genet. 2020;37(1):89-100 4. Xu HY, Zhang HX, Xiao Z, Qiao J, Li R. Regulation of anti-Mullerian hormone (AMH) in males and the associations of serum AMH with the disorders of male fertility. Asian J Androl. 2019;21(2):109-114 5. Grinspon RP, Bergada I, Rey RA. Male hypogonadism and disorders of sex development. Front Endocrinol (Lausanne). 2020;11:211. Published 2020 April 15 6. Kanakatti Shankar R, Dowlut-McElroy T, Dauber A, Gomez-Lobo V. Clinical utility of anti-Mullerian hormone in pediatrics. J Clin Endocrinol Metab. 2022;107(2):309-323. doi:10.1210/clinem/dgab687 7. Saint Paul LP, Debruyne D, Bernard D, Mock DM, and Defer GL. Pharmacokinetics and pharmacodynamics of MD1003 (high-dose biotin) in the treatment of progressive multiple sclerosis. Expert Opin Drug Metab Toxicol. 2016;12:3,327-344 8. Grimsey P, Frey N, Bendig G,et al: Population pharmacokinetics of exogenous biotin and the relationship between biotin serum levels and in vitro immunoassay interference. J Pharmacokinet Pharmacodyn. 2017;2(4),247-256 | The Roche Elecsys AMH (anti-Mullerian hormone) assay is a 2-site immunometric sandwich assay using electrochemiluminescence detection. Patient specimen, biotinylated monoclonal AMH-specific antibody, and monoclonal AMH-specific antibody labeled with a ruthenium react to form a complex. Streptavidin-coated microparticles act as the solid phase to which the complex becomes bound. Voltage is applied to the electrode inducing a chemiluminescent emission from the ruthenium, which is then measured against a calibration curve to determine the amount of AMH in the patient specimen.(Package insert: Elecsys AMH, Roche Diagnostics; 2.0 English, 10/2022) | 1 to 3 days | 2 weeks | This test has been modified from the manufacturer's instructions. Its performance characteristics were determined by Mayo Clinic in a manner consistent with CLIA requirements. This test has not been cleared or approved by the US Food and Drug Administration. | 82166 | Antimullerian Hormone, S | 83104-0 | AMH1 | Antimullerian Hormone, S | 83104-0
AN2TS | Antineuronal Nuclear Antibody Type 2 (ANNA-2) Titer, Serum | Investigating middle-aged or older patients who present with unexplainable signs of midbrain/cerebellar/brain stem disorder and/or myelopathy, especially women with a previous history of breast cancer, and both sexes if there is a history of tobacco abuse orpassive exposure Investigating a smoker presenting with 1 or more elements of encephalomyeloradiculoneuropathy as a part ofPAVAL / Paraneoplastic, Autoantibody Evaluation, Serum Reporting an end titer result from serumspecimens | Only orderable as a reflex. For more information see: -PAVAL / Paraneoplastic, Autoantibody Evaluation, Serum -DMS2 / Dementia, Autoimmune/Paraneoplastic Evaluation, Serum -ENS2 / Encephalopathy, Autoimmune/Paraneoplastic Evaluation, Serum -EPS2 / Epilepsy, Autoimmune/Paraneoplastic Evaluation, Serum -MDS2 / Movement Disorder, Autoimmune/Paraneoplastic Evaluation, Serum -MAS1 / Myelopathy, Autoimmune/Paraneoplastic Evaluation, Serum Indirect Immunofluorescence Assay (IFA) | Yes | ANNA-2 Titer, S | If the indirect immunofluorescence (IFA) pattern suggests antineuronal nuclear antibody type 2 (ANNA-2), then this test will be performed at an additional charge. | Only orderable as a reflex. For more information see: -PAVAL / Paraneoplastic, Autoantibody Evaluation, Serum -DMS2 / Dementia, Autoimmune/Paraneoplastic Evaluation, Serum -ENS2 / Encephalopathy, Autoimmune/Paraneoplastic Evaluation, Serum -EPS2 / Epilepsy, Autoimmune/Paraneoplastic Evaluation, Serum -MDS2 / Movement Disorder, Autoimmune/Paraneoplastic Evaluation, Serum -MAS1 / Myelopathy, Autoimmune/Paraneoplastic Evaluation, Serum | 0.6 mL | Antineuronal nuclear autoantibody type 2 (ANNA-2), also known as anti-Ri, is an IgG serologic marker of paraneoplastic neurologic autoimmunity and reflects an immune response to neuronal antigens expressed in certain breast, lung, or gynecologic cancers. These carcinomas are often occult, with patients presenting with unexplained signs of neurologic dysfunction. ANNA-2 is far less common than ANNA-1. It is one of the rarestparaneoplastic antibodies encountered in the Mayo Clinic Neuroimmunology Laboratory. Patients who are seropositive for ANNA-2 usually present to a neurologist with signs of midbrain, brain stem, cerebellar,or spinal cord dysfunction. Some have sensorimotor neuropathy. Ocular opsoclonus-myoclonus, laryngospasm, or jaw-opening dystonia may be prominent. Peripheral neuropathic sign and symptoms may occur. These often reflect coexisting autoimmunity to other onconeural proteins (eg, ANNA-1, collapsin response-mediator protein-5 [CRMP-5], calcium channels); coexisting paraneoplastic autoantibodies are found in 73% of cases. ANNA-2-positive patients are female in 64% of cases. Most have a primary carcinoma of breast or lung; gynecologic cancer is less frequent. Treatment of the cancer can lead to progressive reduction in ANNA-2 titer and stabilization or striking improvement of the neurologic disorder. ANNA-2 is not detected in serum or spinal fluid of healthy individuals. It is found in less than 2% of patients who have small-cell lung carcinoma without evidence of neurologic dysfunction. ANNA-2 is identified by an indirect immunofluorescence assay. It characteristically stains neurons in the central nervous system and spares neurons in the peripheral nervous system. ANNA-2 is also identifiable by neuronal Western blot characteristics. | Only orderable as a reflex. For more information see: -PAVAL / Paraneoplastic, Autoantibody Evaluation, Serum -DMS2 / Dementia, Autoimmune/Paraneoplastic Evaluation, Serum -ENS2 / Encephalopathy, Autoimmune/Paraneoplastic Evaluation, Serum -EPS2 / Epilepsy, Autoimmune/Paraneoplastic Evaluation, Serum -MDS2 / Movement Disorder, Autoimmune/Paraneoplastic Evaluation, Serum -MAS1 / Myelopathy, Autoimmune/Paraneoplastic Evaluation, Serum <1:240 Neuron-restricted patterns of IgG staining that do not fulfill criteria forantineuronal nuclear antibody type 2may be reported as "unclassified antineuronal IgG." Complex patterns that include nonneuronal elements may be reported as "uninterpretable." | Detection of antineuronal nuclear autoantibodies type 2 (ANNA) in serum or spinal fluid of patients with a clinically unexplainable neurologic disorder: -Identifies the neurologic problem as autoimmune and almost certainly paraneoplastic -Prompts a search for underlying malignancy (breast, lung, or gynecologic) -Leads to early treatment of cancer and consideration of immunosuppressant therapy | Seronegativity for antineuronal nuclear autoantibodies type 2 (ANNA-2) does not exclude malignancy. | 1. Kiers L, Altermatt HJ, Lennon VA: Paraneoplastic anti-neuronal nuclear IgG autoantibodies (type 1) localize antigen in small cell lung carcinoma. Mayo Clin Proc. 1991 Dec;66(12):1209-1216 2. Lennon VA: Paraneoplastic autoantibodies: the case for a descriptive generic nomenclature. Neurology. 1994 Dec;44(12):2236-2240 3. Lennon VA, Kryzer TJ, Griesmann GE, et al: Calcium-channel antibodies in the Lambert-Eaton syndrome and other paraneoplastic syndromes. N Engl J Med. 1995 Jun 1;332(22):1467-1474 4. Chan KH, Vernino S, Lennon VA: ANNA-3 anti-neuronal nuclear antibody: marker of lung cancer-related autoimmunity. Ann Neurol. 2001 Sep;50(3):301-311 5.Pittock SJ, Lucchinetti CF, Lennon VA: Anti-neuronal nuclear autoantibody-type 2: paraneoplastic accompaniments. Ann Neurol. 2003 May;53(5):580-587 6.Horta ES, Lennon VA, Lachance DH, et al: Neural autoantibody clusters aid diagnosis of cancer. Clin Cancer Res. 2014 Jul 15;20(14):3862-3869 7.Vernino S, Lennon VA: New Purkinje cell antibody (PCA-2): marker of lung cancer-related neurological autoimmunity. Ann Neurol. 2000 Mar;47(3):297-305 | The patient's sample is tested by a standardized immunofluorescence assay that uses a composite frozen section of mouse cerebellum, kidney, and gut tissues. After incubation with sample and washing, fluorescein-conjugated goat-antihuman IgG is applied. Neuron-specific autoantibodies are identified by their characteristic fluorescence staining patterns. Samples that are scored positive for any neuronal nuclear or cytoplasmic autoantibody are titrated to an endpoint. Interference by coexisting non-neuron-specific autoantibodies can usually be eliminated by serologic absorption.(Honorat JA, Komorowski L, Josephs KA, et al: IgLON5 antibody: neurological accompaniments and outcomes in 20 patients. Neurol Neuroimmunol Neuroinflamm 2017 Jul 18;4(5):e385. doi: 10.1212/NXI.0000000000000385) If antineuronal nuclear autoantibody type 1 (ANNA-1), antinuclear antibody, or antimitochondrial antibody titers equal or exceed ANNA-2, Western blot analysis is required to establish ANNA-2 specificity with certainty. | 6 to 8 days | 28 days | This test was developed and its performance characteristics determined by Mayo Clinic in a manner consistent with CLIA requirements. It has not been cleared or approved by the US Food and Drug Administration. | 86256 | ANNA-2 Titer, S | 94343-1 | 43432 | ANNA-2 Titer, S | 94343-1
AN2TC | Antineuronal Nuclear Antibody Type 2 (ANNA-2) Titer, Spinal Fluid | Investigating middle-aged or older patients who present with unexplainable signs of midbrain/cerebellar/brain stem disorder and/or myelopathy, especially women with a previous history of breast cancer, and both sexes if there is a history of tobacco abuse orpassive exposure Reporting an end titer result from cerebrospinal fluidspecimens | Only orderable as a reflex. For more information see: -DMC2 / Dementia, Autoimmune/Paraneoplastic Evaluation, Spinal Fluid -ENC2 / Encephalopathy, Autoimmune/Paraneoplastic Evaluation, Spinal Fluid -EPC2 / Epilepsy, Autoimmune/Paraneoplastic Evaluation, Spinal Fluid -MDC2 / Movement Disorder, Autoimmune/Paraneoplastic Evaluation, Spinal Fluid -MAC1 / Myelopathy, Autoimmune/Paraneoplastic Evaluation, Spinal Fluid Indirect Immunofluorescence Assay (IFA) | Yes | ANNA-2 Titer, CSF | If the indirect immunofluorescence pattern suggests antineuronal nuclear antibody type 2 (ANNA-2), then this test will be performed at an additional charge. | Only orderable as a reflex. For more information see: -DMC2 / Dementia, Autoimmune/Paraneoplastic Evaluation, Spinal Fluid -ENC2 / Encephalopathy, Autoimmune/Paraneoplastic Evaluation, Spinal Fluid -EPC2 / Epilepsy, Autoimmune/Paraneoplastic Evaluation, Spinal Fluid -MDC2 / Movement Disorder, Autoimmune/Paraneoplastic Evaluation, Spinal Fluid -MAC1 / Myelopathy, Autoimmune/Paraneoplastic Evaluation, Spinal Fluid Container/Tube:Sterile vial Specimen Volume:2 mL | 1 mL | Antineuronal nuclear autoantibody type 2 (ANNA-2),also known as anti-Ri,is an IgG serologic marker of paraneoplastic neurologic autoimmunity and reflects an immune response to neuronal antigens expressed in certain breast, lung, or gynecologic cancers. These carcinomas are often occult, with the patients presenting with unexplained signs of neurologic dysfunction. ANNA-2 is far less common than ANNA-1. It is one of the rarestparaneoplastic antibodies encountered in the Mayo Clinic Neuroimmunology Laboratory. Patients who are seropositive for ANNA-2 usually present to a neurologist with signs of midbrain, brain stem, cerebellar, or spinal cord dysfunction. Some have sensorimotor neuropathy.Ocular opsoclonus-myoclonus, laryngospasm, or jaw-opening dystonia may be prominent. Peripheral neuropathic signs and symptoms may occur. These often reflect coexisting autoimmunity to other onconeural proteins (eg, ANNA-1, collapsin response-mediator protein-5 [CRMP-5], calcium channels); coexisting paraneoplastic autoantibodies are found in 73% of cases. ANNA-2 positive patients are female in 64% of cases. Most have a primary carcinoma of breast or lung; gynecologic cancer is less frequent. Treatment of the cancer can lead to progressive reduction in ANNA-2 titer and stabilization or striking improvement of the neurologic disorder. ANNA-2 is not detected in serum or spinal fluid of healthy individuals. It is found in fewer than 2% of patients who have small-cell lung carcinoma without evidence of neurologic dysfunction. ANNA-2 is identified by an indirect immunofluorescence assay. It characteristically stains neurons in the central nervous system and spares neurons in the peripheral nervous system. ANNA-2 is also identifiable by neuronal Western blot characteristics. | Only orderable as a reflex. For more information see: -DMC2 / Dementia, Autoimmune/Paraneoplastic Evaluation, Spinal Fluid -ENC2 / Encephalopathy, Autoimmune/Paraneoplastic Evaluation, Spinal Fluid -EPC2 / Epilepsy, Autoimmune/Paraneoplastic Evaluation, Spinal Fluid -MDC2 / Movement Disorder, Autoimmune/Paraneoplastic Evaluation, Spinal Fluid -MAC1 / Myelopathy, Autoimmune/Paraneoplastic Evaluation, Spinal Fluid <1:2 Neuron-restricted patterns of IgG staining that do not fulfill criteria for antineuronal nuclear antibody type 2 may be reported as "unclassified antineuronal IgG." Complex patterns that include nonneuronal elements may be reported as "uninterpretable." | Detection of antineuronal nuclear autoantibodies type 2 (ANNA-2) in serum or spinal fluid of patients with a clinically unexplainable neurologic disorder: -Identifies the neurologic problem as autoimmune and almost certainly paraneoplastic -Prompts a search for underlying malignancy (breast, lung, or gynecologic) -Leads to early treatment of cancer and consideration of immunosuppressant therapy | Seronegativity for antineuronal nuclear antibody type 2 (ANNA-2) does not exclude malignancy. | 1. Kiers L, Altermatt HJ, Lennon VA: Paraneoplastic anti-neuronal nuclear IgG autoantibodies (type 1) localize antigen in small cell lung carcinoma. Mayo Clin Proc. 1991 Dec;66(12):1209-1216 2. Lennon VA: Paraneoplastic autoantibodies: the case for a descriptive generic nomenclature. Neurology. 1994 Dec;44(12):2236-2240 3. Lennon VA, Kryzer TJ, Griesmann GE, et al: Calcium-channel antibodies in the Lambert-Eaton syndrome and other paraneoplastic syndromes. N Engl J Med. 1995 Jun 1;332(22):1467-1474 4. Chan KH, Vernino S, Lennon VA: ANNA-3 anti-neuronal nuclear antibody: marker of lung cancer-related autoimmunity. Ann Neurol. 2001 Sep;50(3):301-311 5. Pittock SJ, Lucchinetti CF, Lennon VA: Anti-neuronal nuclear autoantibody-type 2: paraneoplastic accompaniments. Ann Neurol. 2003 May;53(5):580-587 6.Horta ES, Lennon VA, Lachance DH, et al: Neural autoantibody clusters aid diagnosis of cancer. Clin Cancer Res. 2014 Jul 15;20(14):3862-3869 | The patient's sample is tested by a standardized immunofluorescence assay that uses a composite frozen section of mouse cerebellum, kidney, and gut tissues. After incubation with sample and washing, fluorescein-conjugated goat-antihuman IgG is applied. Neuron-specific autoantibodies are identified by their characteristic fluorescence staining patterns. Samples that are scored positive for any neuronal nuclear or cytoplasmic autoantibody are titrated to an endpoint. Interference by coexisting non-neuron-specific autoantibodies can usually be eliminated by serologic absorption.(Honorat JA, Komorowski L, Josephs KA, et al: IgLON5 antibody: neurological accompaniments and outcomes in 20 patients. Neurol Neuroimmunol Neuroinflamm 2017 Jul 18;4(5):e385. doi: 10.1212/NXI.0000000000000385) If antineuronal nuclear autoantibody type 1 (ANNA-1), antinuclear antibody, or antimitochondrial antibody titers equal or exceed ANNA-2, Western blot analysis is required to establish ANNA-2 specificity with certainty. | 5 to 8 days | 28 days | This test was developed and its performance characteristics determined by Mayo Clinic in a manner consistent with CLIA requirements. It has not been cleared or approved by the US Food and Drug Administration. | 86256 | ANNA-2 Titer, CSF | 94357-1 | 43441 | ANNA-2 Titer, CSF | 94357-1
AN3TS | Antineuronal Nuclear Antibody Type 3 (ANNA-3) Titer, Serum | Evaluating patients who present with a subacute neurological disorder of undetermined etiology and haverisk factors for primary lung carcinoma Reporting an end titer result from serumspecimens | Only orderable as a reflex. For more information see: -PAVAL / Paraneoplastic, Autoantibody Evaluation, Serum -DMS2 / Dementia, Autoimmune/Paraneoplastic Evaluation, Serum -ENS2 / Encephalopathy, Autoimmune/Paraneoplastic Evaluation, Serum -EPS2 / Epilepsy, Autoimmune/Paraneoplastic Evaluation, Serum -MDS2 / Movement Disorder, Autoimmune/Paraneoplastic Evaluation, Serum -AIAES / Axonal Neuropathy, Autoimmune/Paraneoplastic Evaluation, Serum -MAS1 / Myelopathy, Autoimmune/Paraneoplastic Evaluation, Serum Indirect Immunofluorescence Assay (IFA) | Yes | ANNA-3 Titer, S | If the indirect immunofluorescence pattern suggests antineuronal nuclear antibody type 3 (ANNA-3), then this test will be performed at an additional charge. | Only orderable as a reflex. For more information see: -PAVAL / Paraneoplastic, Autoantibody Evaluation, Serum -DMS2 / Dementia, Autoimmune/Paraneoplastic Evaluation, Serum -ENS2 / Encephalopathy, Autoimmune/Paraneoplastic Evaluation, Serum -EPS2 / Epilepsy, Autoimmune/Paraneoplastic Evaluation, Serum -MDS2 / Movement Disorder, Autoimmune/Paraneoplastic Evaluation, Serum -AIAES / Axonal Neuropathy, Autoimmune/Paraneoplastic Evaluation, Serum -MAS1 / Myelopathy, Autoimmune/Paraneoplastic Evaluation, Serum | 0.6 mL | Antineuronal nuclear autoantibodies (ANNA) are recognized clinically as markers of a patient's immune response to specific cancers (paraneoplastic autoantibodies). In 1985, an antineuronal nuclear autoantibody (now known as ANNA-1 or anti-Hu)(1) was described as a serological accompaniment of subacute sensory neuropathy related to small-cell lung carcinoma (SCLC). ANNA-1 was subsequently recognized as an IgG marker for a spectrum of encephalomyeloradiculoneuropathy (including gastrointestinal dysmotilities) related to SCLC,(2) childhood neuroblastoma, and thymoma. The second antineuronal nuclear antibody to be recognized (known as ANNA-2 or anti-Ri) is an IgG marker of neurological autoimmunity related to SCLC and breast carcinoma.(3) ANNA-3 is an IgG marker of an immune response to SCLC in patients presenting with a subacute,usually multifocal, paraneoplastic neurologic disorder.(4) Paraneoplastic sensorimotor neuropathy, cerebellar ataxia, and limbicencephalopathy are the most common presentations. However, anANNA-3-positive patient may present with any element of an encephalomyeloradiculoneuropathy. Other autoantibody markers of immune responses to SCLC include amphiphysin, collapsin response-mediated protein-5 (CRMP-5) IgG, Purkinje cell antibody type 2 (PCA-2), antiglial neuronal nuclear antibody (AGNA-1), voltage-gated calciumchannel (P/Q-type) and potassium channel (VGKC) antibodies and muscle acetylcholine receptor antibodies. | Only orderable as a reflex. For more information see: -PAVAL / Paraneoplastic, Autoantibody Evaluation, Serum -DMS2 / Dementia, Autoimmune/Paraneoplastic Evaluation, Serum -ENS2 / Encephalopathy, Autoimmune/Paraneoplastic Evaluation, Serum -EPS2 / Epilepsy, Autoimmune/Paraneoplastic Evaluation, Serum -MDS2 / Movement Disorder, Autoimmune/Paraneoplastic Evaluation, Serum -AIAES / Axonal Neuropathy, Autoimmune/Paraneoplastic Evaluation, Serum -MAS1 / Myelopathy, Autoimmune/Paraneoplastic Evaluation, Serum <1:240 Neuron-restricted patterns of IgG staining that do not fulfill criteria forantineuronal nuclear antibody type 3may be reported as "unclassified anti-neuronal IgG." Complex patterns that include nonneuronal elements may be reported as "uninterpretable." | A positive result confirms that a patient's subacute neurological disorder has an autoimmune basis and predicts with 90% certainty that the patient has an aerodigestive carcinoma, usually a small-cell lung carcinoma (SCLC) that is new or recurrent and confined to the chest. Fifteen percent of patients who are eventually proven to have small-cell carcinoma have an unrelated often more obvious cancer, either coexisting or in the past. Antineuronal nuclear antibody type 3 (ANNA-3) has not yet been encountered in healthy subjects (n=100) or patients with lung carcinoma without a neurological accompaniment (n=100) or with other cancers (n=300). | Antineuronal nuclear antibody type 3 (ANNA-3) is not detectable when it coexists with ANNA-1 or ANNA-2 unless its titer exceeds that of coexisting neuronal nuclear antibodies or is demonstrable by Western blot. | 1. Graus F, Cordon-Cardo C, Posner JB: Neuronal antinuclear antibody in sensory neuropathy from lung cancer. Neurology. 1985 Apr;35(4):538-543 2. Lucchinetti CF, Kimmel DW, Lennon VA: Paraneoplastic and oncologic profile of patients seropositive for type 1 antineuronal nuclear autoantibodies. Neurology. 1998 Mar;50(3):652-657 3. Vernino S, Eggenberger ER, Rogers LR, Lennon VA: Paraneoplastic neurological autoimmunity associated with ANNA-1 autoantibody and thymoma. Neurology. 2002 Sep 24;59(6):929-932 4. Pittock SJ, Lucchinetti CF, Lennon VA: Anti-neuronal nuclear autoantibody-type 2: paraneoplastic accompaniments. Ann Neurol. 2003 May;53(5):580-587 5. Chan KH, Vernino S, Lennon VA: ANNA-3 anti-neuronal nuclear antibody: marker of lung cancer-related autoimmunity. Ann Neurol 2001 September;50(3):301-311 6. Pittock SJ, Kryzer TJ, Lennon VA: Paraneoplastic antibodies coexist and predict cancer, not neurological syndrome. Ann Neurol. 2004 Nov;56(5):715-719 7.Horta ES, Lennon VA, Lachance DH, et al: Neural autoantibody clusters aid diagnosis of cancer. Clin Cancer Res. 2014 Jul 15;20(14):3862-3869 | The patient's sample is tested by a standardized immunofluorescence assay that uses a composite frozen section of mouse cerebellum, kidney, and gut tissues. After incubation with sample and washing, fluorescein-conjugated goat-antihuman IgG is applied. Neuron-specific autoantibodies are identified by their characteristic fluorescence staining patterns. Samples that are scored positive for any neuronal nuclear or cytoplasmic autoantibody are titrated to an endpoint. Interference by coexisting non-neuron-specific autoantibodies can usually be eliminated by serologic absorption.(Honorat JA, Komorowski L, Josephs KA, et al: IgLON5 antibody: neurological accompaniments and outcomes in 20 patients. Neurol Neuroimmunol Neuroinflamm 2017 Jul 18;4(5):e385. doi: 10.1212/NXI.0000000000000385) Western blot is performed, as needed, to confirm seropositivity. | 5 to 8 days | 28 days | This test was developed and its performance characteristics determined by Mayo Clinic in a manner consistent with CLIA requirements. It has not been cleared or approved by the US Food and Drug Administration. | 86256 | ANNA-3 Titer, S | 94344-9 | 43433 | ANNA-3 Titer, S | 94344-9
AN3TC | Antineuronal Nuclear Antibody Type 3 (ANNA-3) Titer, Spinal Fluid | Evaluating patients who present with a subacute neurological disorder of undetermined etiology and have risk factors for primary lung carcinoma Reporting an end titer result from cerebrospinal fluidspecimens | Only orderable as a reflex. For more information see: -DMC2 / Dementia, Autoimmune/Paraneoplastic Evaluation, Spinal Fluid -ENC2 / Encephalopathy, Autoimmune/Paraneoplastic Evaluation, Spinal Fluid -EPC2 / Epilepsy, Autoimmune/Paraneoplastic Evaluation, Spinal Fluid -MDC2 / Movement Disorder, Autoimmune/Paraneoplastic Evaluation, Spinal Fluid -MAC1 / Myelopathy, Autoimmune/Paraneoplastic Evaluation, Spinal Fluid Indirect Immunofluorescence Assay (IFA) | Yes | ANNA-3 Titer, CSF | If the indirect immunofluorescence (IFA) pattern suggests antineuronal nuclear antibody type 3 (ANNA-3), then this test will be performed at an additional charge. | Only orderable as a reflex. For more information see: -DMC2 / Dementia, Autoimmune/Paraneoplastic Evaluation, Spinal Fluid -ENC2 / Encephalopathy, Autoimmune/Paraneoplastic Evaluation, Spinal Fluid -EPC2 / Epilepsy, Autoimmune/Paraneoplastic Evaluation, Spinal Fluid -MDC2 / Movement Disorder, Autoimmune/Paraneoplastic Evaluation, Spinal Fluid -MAC1 / Myelopathy, Autoimmune/Paraneoplastic Evaluation, Spinal Fluid Container/Tube:Sterile vial Specimen Volume:4 mL | 2 mL | Antineuronal nuclear autoantibodies (ANNA) are recognized clinically as markers of a patient's immune response to specific cancers (paraneoplastic autoantibodies). In 1985, an antineuronal nuclear autoantibody (now known as ANNA-1 or anti-Hu)(1) was described as a serological accompaniment of subacute sensory neuropathy related to small-cell lung carcinoma (SCLC). ANNA-1 was subsequently recognized as an IgG marker for a spectrum of encephalomyeloradiculoneuropathy (including gastrointestinal dysmotilities) related to SCLC,(2) childhood neuroblastoma, and thymoma. The second antineuronal nuclear antibody to be recognized (known as ANNA-2 or anti-Ri) is an IgG marker of neurological autoimmunity related to SCLC and breast carcinoma.(3) ANNA-3 is an IgG marker of an immune response to SCLC in patients presenting with a subacute,usually multifocal, paraneoplastic neurologic disorder.(4) Paraneoplasticsensorimotor neuropathy, cerebellar ataxia, and limbic encephalopathyare the most common presentations. However, an ANNA-3-positivepatient may present with any element of an encephalomyeloradiculoneuropathy. Other autoantibody markers of immune responses to SCLC include amphiphysin, collapsin response-mediated protein-5 (CRMP-5) IgG, Purkinje cell antibody type 2 (PCA-2), antiglial nuclear antibody, calcium channel antibodies(P/Q-type), and muscle acetylcholine receptor antibodies. | Only orderable as a reflex. For more information see: -DMC2 / Dementia, Autoimmune/Paraneoplastic Evaluation, Spinal Fluid -ENC2 / Encephalopathy, Autoimmune/Paraneoplastic Evaluation, Spinal Fluid -EPC2 / Epilepsy, Autoimmune/Paraneoplastic Evaluation, Spinal Fluid -MDC2 / Movement Disorder, Autoimmune/Paraneoplastic Evaluation, Spinal Fluid -MAC1 / Myelopathy, Autoimmune/Paraneoplastic Evaluation, Spinal Fluid <1:2 Neuron-restricted patterns of IgG staining that do not fulfill criteria forantineuronal nuclear antibody type 3may be reported as "unclassified antineuronal IgG. "Complex patterns that include nonneuronal elements may be reported as "uninterpretable." | A positive result confirms that a patient's subacute neurological disorder has an autoimmune basis and predicts with 90% certainty that the patient has an aerodigestive carcinoma, usually a small-cell lung carcinoma (SCLC) that is new or recurrent and confined to the chest. Fifteen percent of patients who are eventually proven to have small-cell carcinoma have an unrelated often more obvious cancer, either coexisting or in the past. Antineuronal nuclear autoantibody type 3 (ANNA-3) has not yet been encountered in healthy subjects (n=100) or patients with lung carcinoma without a neurological accompaniment (n=100) or with other cancers (n=300). | Antineuronal nuclear autoantibody type 3 (ANNA-3) is not detectable when it coexists with ANNA-1 or ANNA-2 unless its titer exceeds that of coexisting neuronal nuclear antibodies or is demonstrable by Western blot. | 1. Graus F, Cordon-Cardo C, Posner JB: Neuronal antinuclear antibody in sensory neuropathy from lung cancer. Neurology. 1985 April;35(4):538-543 2. Lucchinetti CF, Kimmel DW, Lennon VA: Paraneoplastic and oncologic profile of patients seropositive for type 1 antineuronal nuclear autoantibodies. Neurology. 1998 Mar;50(3):652-657 3. Vernino S, Eggenberger ER, Rogers LR, Lennon VA: Paraneoplastic neurological autoimmunity associated with ANNA-1 autoantibody and thymoma. Neurology. 2002 Sep 24;59(6):929-932 4. Pittock SJ, Lucchinetti CF, Lennon VA: Anti-neuronal nuclear autoantibody-type 2: paraneoplastic accompaniments. Ann Neurol. 2003 May;53(5):580-587 5. Chan KH, Vernino S, Lennon VA: ANNA-3 anti-neuronal nuclear antibody: marker of lung cancer-related autoimmunity. Ann Neurol. 2001 Sep;50(3):301-311 6. Pittock SJ, Kryzer TJ, Lennon VA: Paraneoplastic antibodies coexist and predict cancer, not neurological syndrome. Ann Neurol. 2004 Nov;56(5):715-719 7.Horta ES, Lennon VA, Lachance DH, et al: Neural autoantibody clusters aid diagnosis of cancer. Clin Cancer Res. 2014 Jul 15;20(14):3862-3869 | The patient's sample is tested by a standardized immunofluorescence assay that uses a composite frozen section of mouse cerebellum, kidney, and gut tissues. After incubation with sample and washing, fluorescein-conjugated goat-antihuman IgG is applied. Neuron-specific autoantibodies are identified by their characteristic fluorescence staining patterns. Samples that are scored positive for any neuronal nuclear or cytoplasmic autoantibody are titrated to an endpoint. Interference by coexisting non-neuron-specific autoantibodies can usually be eliminated by serologic absorption.(Honorat JA, Komorowski L, Josephs KA, et al: IgLON5 antibody: neurological accompaniments and outcomes in 20 patients. Neurol Neuroimmunol Neuroinflamm 2017 Jul 18;4(5):e385. doi: 10.1212/NXI.0000000000000385) Western blot is performed as needed to confirm seropositivity. | 6 to 8 days | 5 weeks | This test was developed and its performance characteristics determined by Mayo Clinic in a manner consistent with CLIA requirements. It has not been cleared or approved by the US Food and Drug Administration. | 86256 | ANNA-3 Titer, CSF | 94358-9 | 43442 | ANNA-3 Titer, CSF | 94358-9
AN1TS | Antineuronal Nuclear Antibody-Type 1 (ANNA-1) Titer, Serum | Diagnosis of paraneoplastic autoimmune neuropathies, encephalomyeloradiculopathies, related neurologic disorders, and intestinal pseudo-obstruction/dysmotility associated with small-cell lung carcinoma Reporting an end titer result from serum specimens This test aloneshould not be used asa general screening test for carcinoma of the lung. | Only orderable as a reflex. For more information see: -AIAES / Axonal Neuropathy, Autoimmune/Paraneoplastic Evaluation, Serum -DMS2 / Dementia, Autoimmune/Paraneoplastic Evaluation, Serum -DYS2 / Dysautonomia, Autoimmune/Paraneoplastic Evaluation, Serum -ENS2 / Encephalopathy, Autoimmune/Paraneoplastic Evaluation, Serum -EPS2 / Epilepsy, Autoimmune/Paraneoplastic Evaluation, Serum -GID2 / Gastrointestinal Dysmotility, Autoimmune/Paraneoplastic Evaluation, Serum -MAS1 / Myelopathy, Autoimmune/Paraneoplastic Evaluation, Serum -MDS2 / Movement Disorder, Autoimmune/Paraneoplastic Evaluation, Serum -PAVAL / Paraneoplastic, Autoantibody Evaluation, Serum -PCDES / Pediatric Autoimmune Encephalopathy/CNS Disorder Evaluation, Serum Indirect Immunofluorescence Assay (IFA) | Yes | ANNA-1 Titer, S | If the indirect immunofluorescence pattern suggests antineuronal nuclear antibody type 1 (ANNA-1), then this test will be performed at an additional charge. | Only orderable as a reflex. For more information see: -AIAES / Axonal Neuropathy, Autoimmune/Paraneoplastic Evaluation, Serum -DMS2 / Dementia, Autoimmune/Paraneoplastic Evaluation, Serum -DYS2 / Dysautonomia, Autoimmune/Paraneoplastic Evaluation, Serum -ENS2 / Encephalopathy, Autoimmune/Paraneoplastic Evaluation, Serum -EPS2 / Epilepsy, Autoimmune/Paraneoplastic Evaluation, Serum -GID2 / Gastrointestinal Dysmotility, Autoimmune/Paraneoplastic Evaluation, Serum -MAS1 / Myelopathy, Autoimmune/Paraneoplastic Evaluation, Serum -MDS2 / Movement Disorder, Autoimmune/Paraneoplastic Evaluation, Serum -PAVAL / Paraneoplastic, Autoantibody Evaluation, Serum -PCDES / Pediatric Autoimmune Encephalopathy/CNS Disorder Evaluation, Serum | 0.6 mL | A spectrum of paraneoplastic neurologic disorders (often multifocal) is found withantineuronal nuclear antibody type 1 (ANNA-1), also known as anti-Hu. Most frequent are neuropathies: mixed sensorimotor,pure sensory, predominantly autonomic, and least commonly,predominantly motor. Other manifestations include limbic encephalitis, subacute cerebellar degeneration, myelopathy, or radiculopathy. Small-cell lung carcinoma (SCLC) is almost always present, although difficult to find. Extrapulmonary primary small-cell carcinoma thymoma or neuroblastoma is rarely encountered as the pertinent neoplasm. Whole bodypositron emission tomography (PET)scanning is justifiable in seropositive patients when no cancer is found. ANNA-1 antibody is an extremely valuable marker of paraneoplastic intestinal dysmotilities associated with SCLC, ranging from gastroparesis to pseudo-obstruction. In this context it may be accompanied by muscle or ganglionicacetylcholine receptor (AChR) antibody, voltage-gated potassium channel antibody, striational antibody, glutamic acid decarboxylase 65 (GAD65) antibody, or thyroid or gastric parietal cell antibodies. ANNA-1 antibody is uncommon in patients with SCLC without a neuropathy, including patients with Lambert-Eaton myasthenic syndrome or pure cerebellar ataxia. ANNA-1 has been encountered in children with intestinal dysmotility, cerebellar ataxia, brain stem encephalitis, and myeloneuropathy with and without evident cancer (neuroblastoma). | Only orderable as a reflex. For more information see: -AIAES / Axonal Neuropathy, Autoimmune/Paraneoplastic Evaluation, Serum -DMS2 / Dementia, Autoimmune/Paraneoplastic Evaluation, Serum -DYS2 / Dysautonomia, Autoimmune/Paraneoplastic Evaluation, Serum -ENS2 / Encephalopathy, Autoimmune/Paraneoplastic Evaluation, Serum -EPS2 / Epilepsy, Autoimmune/Paraneoplastic Evaluation, Serum -GID2 / Gastrointestinal Dysmotility, Autoimmune/Paraneoplastic Evaluation, Serum -MAS1 / Myelopathy, Autoimmune/Paraneoplastic Evaluation, Serum -MDS2 / Movement Disorder, Autoimmune/Paraneoplastic Evaluation, Serum -PAVAL / Paraneoplastic, Autoantibody Evaluation, Serum -PCDES / Pediatric Autoimmune Encephalopathy/CNS Disorder Evaluation, Serum <1:240 Neuron-restricted patterns of IgG staining that do not fulfill criteria for antineuronal nuclear antibody type 1 may be reported as "unclassified anti-neuronal IgG." Complex patterns that include nonneuronal elements may be reported as "uninterpretable." | This autoantibody is rarely found in adult patients without asbestos exposure, or a long historyof tobacco use or passive exposure. Sixty-six percent of seropositive patients are female; small-cell lung carcinoma (SCLC) has been confirmed in 83% of those with adequate follow-up. In 15% with confirmed SCLC, an unrelated and more obvious primary malignancy coexists with SCLC. Antineuronal nuclear antibody type 1 is found before SCLC is diagnosed in 55% of cases. Positron emission tomography (PET) scanning, magnetic resonance imaging of the chest, and transesophageal ultrasound sometimes reveal malignant adenopathy when computerized tomography is negative. An extrapulmonary primary small cell carcinoma should be considered, especially in nonsmoking patients(eg, skin, larynx, tongue, breast, cervix, ovary, prostate, endocrine, or pancreas). Autopsy sometimes reveals SCLC in patients who lack evidence of tumor in life. | A cancer other than small-cell lung carcinoma (SCLC) may be found first but will coexist with SCLC in 15% of cases. Antineuronal nuclear antibody type 1 (ANNA-1) is only 1 of 7 neuronal (or glial) nuclear or cytoplasmic autoantibodies that are currently recognized as a serological marker of neurologic autoimmunity associated with SCLC. The others are ANNA-2, ANNA-3, amphiphysin, Purkinje cell cytoplasmic autoantibody type 2, collapsin response-mediator protein-5 (CRMP-5-IgG), and antiglial neuronal nuclear antibody (AGNA-1). | 1. Lucchinetti CF, Kimmel DW, Lennon VA. Paraneoplastic and oncologic profile of patients seropositive for type 1 antineuronal nuclear autoantibodies. Neurology. 1998;50(3):652-657 2. Vernino S, Eggenberger ER, Rogers LR, Lennon VA. Paraneoplastic neurological autoimmunity associated with ANNA-1 autoantibody and thymoma. Neurology. 2002;59(6):929-932 3. Pranzatelli MR, McGee NR. Neuroimmunology of OMS and ANNA-1/anti-Hu paraneoplastic syndromes in a child with neuroblastoma. Neurol Neuroimmunol Neuroinflamm. 2017;5(2):e433. doi:10.1212/NXI.0000000000000433 4.Horta ES, Lennon VA, Lachance DH, et al. Neural autoantibody clusters aid diagnosis of cancer. Clin Cancer Res. 2014;20(14):3862-3869 | The patient's sample is tested by a standardized immunofluorescence assay that uses a composite frozen section of mouse cerebellum, kidney, and gut tissues. After incubation with sample and washing, fluorescein-conjugated goat-antihuman IgG is applied. Neuron-specific autoantibodies are identified by their characteristic fluorescence staining patterns. Samples that are scored positive for any neuronal nuclear or cytoplasmic autoantibody are titrated to an endpoint. Interference by coexisting non-neuron-specific autoantibodies can usually be eliminated by serologic absorption.(Honorat JA, Komorowski L, Josephs KA, et al. IgLON5 antibody: neurological accompaniments and outcomes in 20 patients. Neurol Neuroimmunol Neuroinflamm 2017 Jul 18;4(5):e385. doi:10.1212/NXI.0000000000000385) | 6 to 8 days | 28 days | This test was developed and its performance characteristics determined by Mayo Clinic in a manner consistent with CLIA requirements. It has not been cleared or approved by the US Food and Drug Administration. | 86256 | ANNA-1 Titer, S | 94342-3 | 43431 | ANNA-1 Titer, S | 94342-3
AN1TC | Antineuronal Nuclear Antibody-Type 1 (ANNA-1) Titer, Spinal Fluid | Diagnosis of paraneoplastic autoimmune neuropathies, encephalomyeloradiculopathies, related neurologic disorders, and intestinal pseudo-obstruction/dysmotility associated with small-cell lung carcinoma Reporting an end titer result from cerebrospinal fluidspecimens This test aloneshould not be used asa general screening test for carcinoma of the lung. | Only orderable as a reflex. For more information see: -DMC2 / Dementia, Autoimmune/Paraneoplastic Evaluation, Spinal Fluid -ENC2 / Encephalopathy, Autoimmune/Paraneoplastic Evaluation, Spinal Fluid -EPC2 / Epilepsy, Autoimmune/Paraneoplastic Evaluation, Spinal Fluid -MDC2 / Movement Disorder, Autoimmune/Paraneoplastic Evaluation, Spinal Fluid -MAC1 / Myelopathy, Autoimmune/Paraneoplastic Evaluation, Spinal Fluid -PCDEC / Pediatric Autoimmune Encephalopathy/CNS Disorder Evaluation, Spinal Fluid Indirect Immunofluorescence Assay (IFA) | Yes | ANNA-1 Titer, CSF | If the indirect immunofluorescence pattern suggests antineuronal nuclear antibody-type 1 (ANNA-1), then this test will be performed at an additional charge. | Only orderable as a reflex. For more information see: -DMC2 / Dementia, Autoimmune/Paraneoplastic Evaluation, Spinal Fluid -ENC2 / Encephalopathy, Autoimmune/Paraneoplastic Evaluation, Spinal Fluid -EPC2 / Epilepsy, Autoimmune/Paraneoplastic Evaluation, Spinal Fluid -MDC2 / Movement Disorder, Autoimmune/Paraneoplastic Evaluation, Spinal Fluid -MAC1 / Myelopathy, Autoimmune/Paraneoplastic Evaluation, Spinal Fluid -PCDEC / Pediatric Autoimmune Encephalopathy/CNS Disorder Evaluation, Spinal Fluid Container/Tube:Sterile vial Specimen Volume:2 mL | 1 mL | A spectrum of paraneoplastic neurologic disorders is found withantineuronal nuclear antibody type1 (ANNA-1), also known as anti-Hu. Most frequent are neuropathies: mixed sensorimotor, pure sensory, predominantly autonomic, and least commonly, predominantly motor. Other manifestations include limbic encephalitis, subacute cerebellar degeneration, myelopathy, or radiculopathy. Small-cell lung carcinoma (SCLC) is almost always present, although difficult to find. Thymoma or neuroblastoma are encountered rarely as the pertinent neoplasm. ANNA-1 antibody is an extremely valuable marker of paraneoplastic intestinal dysmotilities associated with SCLC, ranging from gastroparesis to pseudo-obstruction. ANNA-1 antibody is uncommon in patients with SCLC without a neuropathy, including patients with Lambert-Eaton myasthenic syndrome or pure cerebellar ataxia. ANNA-1 has been encountered in children with intestinal dysmotility, cerebellar ataxia, brain stem encephalitis, and myeloneuropathy with and without evident cancer (neuroblastoma). | Only orderable as a reflex. For more information see: -DMC2 / Dementia, Autoimmune/Paraneoplastic Evaluation, Spinal Fluid -ENC2 / Encephalopathy, Autoimmune/Paraneoplastic Evaluation, Spinal Fluid -EPC2 / Epilepsy, Autoimmune/Paraneoplastic Evaluation, Spinal Fluid -MDC2 / Movement Disorder, Autoimmune/Paraneoplastic Evaluation, Spinal Fluid -MAC1 / Myelopathy, Autoimmune/Paraneoplastic Evaluation, Spinal Fluid -PCDEC / Pediatric Autoimmune Encephalopathy/CNS Disorder Evaluation, Spinal Fluid <1:2 Neuron-restricted patterns of IgG staining that do not fulfill criteria forantineuronal nuclear antibody type 1may be reported as "unclassified antineuronal IgG." Complex patterns that include nonneuronal elements may be reported as "uninterpretable." | This autoantibody is rarely found in adult patients without asbestos exposure, or a long history of tobacco use or passive exposure. Sixty-six percent of seropositivepatients are female; small-cell lung carcinoma (SCLC) has been confirmed in 83% of those with adequate follow-up. In 15% of patients with confirmed SCLC, an unrelated and more obviousprimary malignancy coexists with SCLC. Antineuronal nuclear antibody type 1 is found before SCLC is diagnosed in 55% of cases. Positron emission tomography (PET) scanning, magnetic resonance imaging of the chest, and transesophageal ultrasound sometimes reveal malignant adenopathy when computed tomography is negative. An extra pulmonary primary small-cell carcinoma (eg, skin, larynx, tongue, breast,cervix, prostate, endocrine, or pancreas) should be considered, especiallyin nonsmoking patients. Autopsy sometimes reveals SCLC in patients who lack evidence of tumor in life. | A cancer other thansmall-cell lung carcinoma (SCLC) may be found first but will coexist with SCLC in 15% of cases. Antineuronal nuclear antibody type 1 (ANNA-1) is only 1 of 7 neuronal (or glial) nuclear or cytoplasmic autoantibodies that are currently recognized as a serological marker of neurologic autoimmunity associated with SCLC. The others are ANNA-2, ANNA-3, amphiphysin, Purkinje cell cytoplasmic autoantibody type 2, collapsin response-mediator protein-5 (CRMP-5-IgG), and antiglial nuclear antibody (AGNA). | 1. Lucchinetti CF, Kimmel DW, Lennon VA: Paraneoplastic and oncological and profiles of patients seropositive for type 1 antineuronal nuclear autoantibodies. Neurology. 1998 Mar;50(3):652-657 2. Vernino S, Eggenberger ER, Rogers LR, Lennon VA: Paraneoplastic neurological autoimmunity associated with ANNA-1 autoantibody and thymoma. Neurology. 2002 Sep 24;59(6):929-932 3. Pranzatelli MR, McGee NR. Neuroimmunology of OMS and ANNA-1/anti-Hu paraneoplastic syndromes in a child with neuroblastoma. Neurol Neuroimmunol Neuroinflamm. 2017 Dec 22;5(2):e433. doi: 10.1212/NXI.0000000000000433 4.Horta ES, Lennon VA, Lachance DH, et al: Neural autoantibody clusters aid diagnosis of cancer. Clin Cancer Res. 2014 Jul 15;20(14):3862-3869 | The patient's sample is tested by a standardized immunofluorescence assay that uses a composite frozen section of mouse cerebellum, kidney, and gut tissues. After incubation with sample and washing, fluorescein-conjugated goat-antihuman IgG is applied. Neuron-specific autoantibodies are identified by their characteristic fluorescence staining patterns. Samples that are scored positive for any neuronal nuclear or cytoplasmic autoantibody are titrated to an endpoint. Interference by coexisting non-neuron-specific autoantibodies can usually be eliminated by serologic absorption.(Honorat JA, Komorowski L, Josephs KA, et al: IgLON5 antibody: neurological accompaniments and outcomes in 20 patients. Neurol Neuroimmunol Neuroinflamm 2017 Jul 18;4(5):e385. doi: 10.1212/NXI.0000000000000385) | 6 to 8 days | 28 days | This test was developed and its performance characteristics determined by Mayo Clinic in a manner consistent with CLIA requirements. It has not been cleared or approved by the US Food and Drug Administration. | 86256 | ANNA-1 Titer, CSF | 94356-3 | 43440 | ANNA-1 Titer, CSF | 94356-3
VASC | Antineutrophil Cytoplasmic Antibodies Vasculitis Panel, Serum | Evaluating patients with clinical features of anti-neutrophil cytoplasmic antibody-associated vasculitis, specifically granulomatosis with polyangiitis, microscopic polyangiitis, and eosinophilic granulomatosis with polyangiitis | Multiplex Flow Immunoassay | Yes | ANCA Panel for Vasculitis, S | If either the myeloperoxidase antibody or proteinase 3 antibody result is greater than or equal to 0.4 U, then cytoplasmic neutrophilicantibody testing will be performed at an additional charge. | Supplies:Sarstedt Aliquot Tube 5 mL (T914) Collection Container/Tube: Preferred:Serum gel Acceptable:Red top Submission Container/Tube:Plastic vial Specimen Volume:1 mL Collection Instructions:Centrifuge and aliquot serum into a plastic vial. | 0.5 mL | Anti-neutrophil cytoplasmic antibody (ANCA)-associated vasculitides are characterized by a pauci-immune inflammation within the walls of small blood vessels.(1) There are 3 specific diseases which are identified as ANCA-associated vasculitides: microscopic polyangiitis (MPA), granulomatosis with polyangiitis (GPA), and eosinophilic granulomatosis with polyangiitis (EGPA). The serological hallmark of these disorders is the presence of ANCA, which are antibodies that bind to cytoplasmic antigens found in the granules of neutrophils.(2) Patients with GPA frequently have antibodies specific for proteinase 3 (PR3), while individuals with MPA or EGPA are more likely to have antibodies that bind to myeloperoxidase (MPO). The presence of PR3-ANCA and MPO-ANCA can be detected using antigen-specific immunoassays or indirect immunofluorescence (IIF). IIF is typically performed using ethanol-fixed neutrophils. Using this substrate, anti-PR3 antibodies produce a granular cytoplasmic-staining pattern, which is referred to as cANCA. In comparison, due to an artefact that is a result of the fixation process, anti-MPO antibodies display a perinuclear pattern (pANCA). Patients with suspected ANCA-associated vasculitis should be evaluated for the presence of PR3-ANCA, MPO-ANCA and ANCA by IIF. A consensus guideline published in 2017 recommends that patients with possible GPA or MPA be tested for PR3-ANCA and MPO-ANCA using antigen-specific immunoassays.(3) ANCA by IIF should then be used in cases where there is a high degree of suspicion for GPA or MPA, but the PR3-ANCA and MPO-ANCA testing is negative. To improve specificity of the testing, this guideline also suggests that ANCA be used in situations where a low-positive PR3-ANCA or MPO-ANCA level is detected. The classification criteria for MPA, GPA, and EGPA published by the American College of Rheumatology and the European Alliance of Associations for Rheumatology include PR3-ANCA and MPO-ANCA detected by either antigen-specific immunoassay or IIF.(4-6) These classification criteria incorporate serological ANCA testing along with clinical symptoms, imaging, and biopsy results to determine a score that allows for the classification of the various ANCA-associated vasculitides. | MYELOPEROXIDASE ANTIBODIES, IgG <0.4 U (negative) 0.4-0.9 U (equivocal) > or =1.0 U (positive) Reference values apply to all ages. PROTEINASE 3 ANTIBODIES, IgG <0.4 U (negative) 0.4-0.9 U (equivocal) > or =1.0 U (positive) Reference values apply to all ages. | Positive results for proteinase 3 anti-neutrophil cytoplasmic antibodies (ANCA) by antigen-specific immunoassay and cytoplasmic ANCA by indirect immunofluorescence are consistent with the diagnosis of granulomatosis with polyangiitis, in patients with the appropriate clinical presentation. Positive results for myeloperoxidase-ANCA by antigen-specific immunoassay and perinuclear ANCA by indirect immunofluorescence are consistent with the diagnosis of microscopic polyangiitis or eosinophilic granulomatosis with polyangiitis, in patients with the appropriate clinical presentation. | A positive result for proteinase 3 (PR3)-anti-neutrophil cytoplasmic antibodies (ANCA), myeloperoxidase (MPO)-ANCA, or ANCA by indirect immunofluorescence (IIF) is not diagnostic for any ANCA-associated vasculitis and must be interpreted in the clinical context of the patient. Negative results for PR3-ANCA, MPO ANCA, and ANCA by IIF do not exclude the possibility of ANCA-associated vasculitis. The recommended testing to monitor disease activity is eitherPR3 / Proteinase 3 Antibodies, IgG, Serum or MPO / Myeloperoxidase Antibodies, IgG, Serum Antibodies specific for antigens other than PR3 and MPO may lead to nuclear, perinuclear, or cytoplasmic staining on ethanol-fixed neutrophils. A positive or indeterminate pANCA or cANCA by IIF in the absence of a detectable PR3-ANCA or MPO-ANCA by antigen-specific immunoassay may indicate the presence of an antibody of unidentified specificity. | 1. Kitching AR, Anders HJ, Basu N, et al. ANCA-associated vasculitis. Nat Rev Dis Primers. 2020;6(1):71 2. Ramponi G, Folci M, De Santis M, et al. The biology, pathogenetic role, clinical implications, and open issues of serum anti-neutrophil cytoplasmic antibodies. Autoimmun Rev. 2021;20(3):102759 3. Bossuyt X, Cohen Tervaert JW, Arimura Y, et al. Position paper: Revised 2017 international consensus on testing of ANCAs in granulomatosis with polyangiitis and microscopic polyangiitis. Nat Rev Rheumatol. 2017;13(11):683-692 4.Suppiah R, Robson JC, Grayson PC, et al. 2022 American College of Rheumatology/European Alliance of Associations for Rheumatology classification criteria for microscopic polyangiitis. Ann Rheum Dis. 2022;81(3):321-326. doi:10.1136/annrheumdis-2021-221796 5. Robson JC, Grayson PC, Ponte C, et al. 2022 American College of Rheumatology/European Alliance of Associations for Rheumatology classification criteria for granulomatosis with polyangiitis. Ann Rheum Dis. 2022;81(3):315-320. doi:10.1136/annrheumdis-2021-221795 6. Grayson PC, Ponte C, Suppiah R, et al. 2022 American College of Rheumatology/European Alliance of Associations for Rheumatology classification criteria for eosinophilic granulomatosis with polyangiitis. Ann Rheum Dis. 2022;81(3):309-314. doi:10.1136/annrheumdis-2021-221794 | Proteinase 3 Antigen: Proteinase 3 (PR3) antigen is covalently coupled to polystyrene microspheres that are impregnated with fluorescent dyes to create a unique fluorescent signature. PR3 antibodies, if present in diluted serum, bind to the PR3 antigen on the microspheres. The microspheres are washed to remove extraneous serum proteins. Phycoerythrin (PE)-conjugated antihuman IgG antibody is then added to detect anti-PR3 IgG bound to the microspheres. The microspheres are washed to remove unbound conjugate, and bound conjugate is detected by laser photometry. A primary laser reveals the fluorescent signature of each microsphere to distinguish it from microspheres that are labeled with other antigens. A secondary laser reveals the level of PE fluorescence associated with each microsphere. Results are calculated by comparing the median fluorescence response for PR3 microspheres to a 4-point calibration curve.(Package insert: Bio-Plex 2200 Vasculitis. Bio-Rad Laboratories; 12/2018) Myeloperoxidase Antigen: Myeloperoxidase (MPO) antigen is covalently coupled to polystyrene microspheres that are impregnated with fluorescent dyes to create a unique fluorescent signature. MPO antibodies, if present in diluted serum, bind to the MPO antigen on the microspheres. The microspheres are washed to remove extraneous serum proteins. PE-conjugated antihuman IgG antibody is then added to detect anti-MPO IgG bound to the microspheres. The microspheres are washed to remove unbound conjugate, and bound conjugate is detected by laser photometry. A primary laser reveals the fluorescent signature of each microsphere to distinguish it from microspheres that are labeled with other antigens. A secondary laser reveals the level of PE fluorescence associated with each microsphere. Results are calculated by comparing the median fluorescence response for MPO microspheres to a 4-point calibration curve.(Package insert: Bio-Plex 2200 Vasculitis. Bio-Rad Laboratories; 02/2018) | 3 to 4 days | 14 days | This test has been cleared, approved, or is exempt by the US Food and Drug Administration and is used per manufacturer's instructions. Performance characteristics were verified by Mayo Clinic in a manner consistent with CLIA requirements. | 83516 x 286036 x 2 (if appropriate) | ANCA Panel for Vasculitis, S | 90230-4 | PR3 | Proteinase 3 Ab (PR3), S | 74106-6
ANA2 | Antinuclear Antibodies (ANA), Serum | Evaluating patients at-risk forantinuclear antibodies-associated systemic autoimmune rheumatic disease particularly systemic lupus erythematosus, Sjogren syndrome, and mixed connective tissue disease | Enzyme-Linked Immunosorbent Assay (ELISA) | Yes | Antinuclear Ab, S | For more information seeConnective Tissue Disease Cascade. | Container/Tube: Preferred:Serum gel Acceptable:Red top Submission Container/Tube:Plastic vial Specimen Volume:0.5 mL Collection Instructions:Centrifuge and aliquot serum into a plastic vial. | 0.4 mL | Measurement of antinuclear antibodies (ANA) in serum is the most commonly performed screening test for patients suspected of having a systemic autoimmune rheumatic disease (SARD), also referred to as connective tissue disease.(1) ANA occur in patients with various autoimmune diseases, both systemic and organ specific, but they are particularly common in SARDs, whichinclude systemic lupus erythematosus (SLE), discoid lupus erythematosus, drug-induced lupus erythematosus, mixed connective tissue disease (MCTD), Sjogren's syndrome (SjS), systemic sclerosis, CREST syndrome (calcinosis, Raynaud's phenomenon, esophageal dysmotility, sclerodactyly, telangiectasia), and idiopathic inflammatory myopathies. ANA can be detected by different technologies, including indirect immunofluorescence assay (IFA) and solid phase assays such as enzyme immunoassays and multiplex bead immunoassays. In a study performed in the Mayo Clinic Antibody Immunology Laboratory, no significant differences were demonstrated between ANA IFA and ANA enzyme-linked immunosorbent assay (ELISA) for a cohort of patients with connective tissue disease consisting predominantly of patients with SLE, SjS, and MCTD. Weakly positive ANA ELISA results were not a strong indicator of SARD in this laboratory cohort. The likelihood of finding an autoantibody to a specific extractable nuclear antigen including double-stranded DNA on a second-order testing increased directly with the level of ANA: 88% of sera that had detectable autoantibodies on second-order testing had an ANA level greater than 3.0 U.(2) Overall, an ANA ELISA result of greater than or equal to 3.0 U was demonstrated as the optimal cutoff for CTDC / Connective Tissue Disease Cascade, Serum. This algorithm is intended to evaluate patients with common connective tissue diseases such as SLE, SjS, and MCTD. For more information seeConnective Tissue Disease Cascade. | Negative: < or =1.0 U Weakly positive: 1.1-2.9 U Positive: 3.0-5.9 U Strongly positive: > or =6.0 U Reference values apply to all ages. | A large number of healthy individuals have weakly-positive (1.1-2.9 U) antinuclear antibody (ANA)enzyme-linked immunosorbent assay (ELISA) results, many of which are likely to be clinical false-positive results; therefore, second-order testing of all positive ANA yields a very low percentage of positive results to extractable nuclear antigens including double-stranded (ds) DNA.(2) Positive ANA results greater than 3.0 U are associated with thepresence of detectable autoantibodies to specific extractable nuclear antigens (SM, SS-A, SS-B, Sm/RNP or RNP 68 and RNP A, Jo-1, Scl-70) including dsDNA. | Results for antinuclear antibodies (ANA) performed by enzyme-linked immunosorbent assay (ELISA) and traditional immunofluorescence assay (IFA) in the Mayo Clinic Antibody Immunology Laboratory show both methods to be substantially equivalent for the evaluation of common connective tissue diseases (CTD); systemic lupus erythematosus, Sjogren syndrome, and mixed connective tissue disease.(2) Negative results do not rule out the diagnosis of other CTD, such as systemic sclerosis and inflammatory myopathies, and overlap syndromes associated with complex antigens optimally detected in with the ANA IFA and associated with nucleolar, certain cytoplasmic and/or speckled patterns. For autoimmune hepatitis and juvenile idiopathic arthritis, ANA IFA remains the optimal testing method as the target autoantigens are largely unknown and not included in the ELISA or other solid-phase immunoassays.(3-6) ANA may also be detectable following viral illnesses, in individuals with chronic infections, or in patients treated with many different medications. | 1. Agmon-Levin N, Damoiseaux J, Kallenberg C, et al. International recommendations for the assessment of autoantibodies to cellular antigens referred to as anti-nuclear antibodies. Ann Rheum Dis. 2014 Jan;73(1):17-23. doi: 10.1136/annrheumdis-2013-203863 2. Deng X, Peters B, Ettore MW, et al: Utility of antinuclear antibody screening by various methods in a clinical laboratory patient cohort: J Appl Lab Med. 2016 Jul 1;1(1):36-46. doi: 10.1373/jalm.2016.020172 3. Sparchez M, Delean D, Samasca G, Miu N, Sparchez Z: Antinuclear antibody screening by ELISA and IF techniques: discrepant results in juvenile idiopathic arthritis but consistency in childhood systemic lupus erythematous. Clin Rheumatol. 2014 May;33(5):643-647. doi: 10.1007/s10067-014-2529-y 4. Bossuyt X, De Langhe E, Borghi MO, Meroni PL: Understanding and interpreting antinuclear antibody tests in systemic rheumatic diseases. Nat Rev Rheumatol. 2020 Dec;16(12):715-726. doi: 10.1038/s41584-020-00522-w 5. Bossuyt X, Claessens J, De Langhe E, et al: Antinuclear antibodies by indirect immunofluorescence and solid phase assays. Ann Rheum Dis. 2020 Jun;79(6):e65.doi: 10.1136/annrheumdis-2019-215443 6. Alsaed OS, Alamlih LI, Al-Radideh O, Chandra P, Alemadi S, Al-Allaf AW. Clinical utility of ANA-ELISA vs ANA-immunofluorescence in connective tissue diseases. Sci Rep. 2021 Apr 15;11(1):8229. doi: 10.1038/s41598-021-87366-w | The method used to detect antinuclear antibody is enzyme-linked immunosorbent assay. A HEp-2 lysate supplemented with specific purified antigens (double-stranded deoxyribonucleic acid, histone, SS-A [Ro], SS-B [La] Smith, sm/RNP, Scl-70, Jo-1, and centromere B antigen) are coated onto microtiter plate wells. A dilution of patient serum is added to the well and incubated. After washing to remove unbound serum protein, an enzyme-conjugated antihuman-IgG antibody is added to detect human IgG bound to the microtiter plate well. After incubation and washing to remove unbound conjugate, a substrate to the enzyme is added to the well. After incubation, the enzyme substrate reaction is stopped. The complete assay is measured on a spectrophotometer plate reader. The optical density measured is proportional to the antibody present in the patient serum. Testing is performed on the Agility instrument by Dynex.(Package insert: ELISA kits. Bio-Rad Laboratories; 07/2014) | 1 day | 14 days | This test has been cleared, approved, or is exempt by the US Food and Drug Administration and is used per manufacturer's instructions. Performance characteristics were verified by Mayo Clinic in a manner consistent with CLIA requirements. | 86038 | Antinuclear Ab, S | 94875-2 | ANA2 | Antinuclear Ab, S | 94875-2
NAIFA | Antinuclear Antibodies, HEp-2 Substrate, IgG, Serum | Evaluation of patients suspected of having systemic autoimmune rheumatic disease (ANA-associated rheumatic diseases or connective tissue disease) or organ-specific autoimmune diseases such as autoimmune liver diseases | Indirect Immunofluorescence | Yes | Antinuclear Ab, HEp-2 Substrate, S | For more information seeConnective Tissue Disease Cascade. | Collection Container/Tube: Preferred:Serum gel Acceptable:Red top Submission Container/Tube:Plastic vial Specimen Volume:0.5 mL Collection Instructions:Centrifuge and aliquot serum into a plastic vial. | 0.3 mL | Autoantibodies targeting antigens in the nuclear region in the HEp-2 cell line substrate using the indirect immunofluorescence assay (IFA) have traditionally been called antinuclear antibody (ANA). ANA is the commonly performed antibody test in the initial evaluation of patients with systemic autoimmune rheumatic diseases (also referred to as connective tissue disease). Classic ANA-associated rheumatic diseases include systemic lupus erythematosus (SLE), mixed connective tissue disease (MCTD), Sjogren syndrome (Sjs), and systemic sclerosis (SSc) including CREST (calcinosis, Raynaud phenomenon, esophageal dysmotility, sclerodactyly, telangiectasia) and inflammatory myopathies (IM) such as dermatomyositis (DM).(1-4) Testing for ANA may also be of diagnostic relevance in the differential evaluation of autoimmune liver diseases (ALD).(5-6) The classical ANA patterns (antibodies targeting the nuclear region) include homogeneous, speckled, centromere, nuclear dots, and nucleolar. These patterns are routinely reported by most clinical laboratories. SLE patients and those with SSc, Sjs, IM (such as anti-synthetase syndrome and necrotizing autoimmune myopathy) or ALD have also been shown to have clinically significant antibodies that react with antigens in other cellular compartments such as the cytoplasm and structures associated mitosis or mitotic patterns with HEp-2 substrate (reviewed in 1-3). Based on the increasing recognition of these non-nuclear antigenic targets and their documented clinical relevance, the first International Consensus on ANA Patterns established a classification tree for ANA with alpha-numeric anti-cell (AC) code for each pattern with a recommendation for a change in terminology from antinuclear antibody to anticellular antibody.(2) These changes are relevant as in addition the nuclear patterns, the classification includes cytoplasmic and mitotic patterns with descriptions for their interpretation, associated antibody targets and clinical associations when available.(4) The diagnosis of ANA-associated rheumatic diseases is usually based on a set of criteria of which the presence on anticellular antibody or specific associated antibodies may be components. Of all ANA-associated rheumatic diseases, the presence of anticellular antibody is considered mandatory entry criterion by the 2019 European League Against Rheumatism and the American College of Rheumatology classification criteria for SLE.(7) Since cytoplasmic staining patterns may be reported as "ANA negative" or as a comment with no quantitative or titer result, some patients with clinicopathological symptoms consistent with neuropsychiatric SLE would not qualify for entry based on where testing is performed.(8-10) This limitation may therefore exclude patients who may meet the clinical and other laboratory criteria for disease but are not reported as "ANA positive" due to the use of the current terminology. In an international inception cohort of newly diagnosed SLE patients, 6.2% were anticellular antibody-negative with 1.5% testing positive for isolated cytoplasmic or mitotic pattern.(11) Although the anticellular antibody is a sensitive test, it lacks diagnostic specificity.(1-4) Therefore, positive results require confirmation with the use of specific ANA-associated antibody tests except for the centromere pattern which is very characteristic for patients with limited diffuse SSc. Confirmation of a positive anticellular antibody test result may be guided by HEp-2 IFA patterns and/or titer, patient’s clinical presentation or in some cases the patient’s demographic.(12) | <1:80 (Negative) | Presence of anticellular antibody (formerly antinuclear antibody) is a feature of systemic autoimmune rheumatic diseases such as systemic lupus erythematosus, mixed connective tissue disease, Sjogren syndrome and systemic sclerosis and some inflammatory myopathies (dermatomyositis, anti-synthetase syndrome and necrotizing autoimmune myopathy). It may also be of diagnostic relevance in patients with autoimmune liver diseases. Patients’ sera are screened at 1:80. The following nuclear patterns and their titers are reported: centromere, homogeneous, nuclear dots, nucleolar, speckled, fine dense speckled (also referred to as DFS70), and proliferating cell nuclear antigen (PCNA). If observed, the following cytoplasmic patterns are reported: reticular/AMA (antimitochondrial antibody), cytoplasmic speckled, fibrillar, polar/Golgi-like, or rods and rings. The spindle fiber and centrosome mitotic patterns are also reported if observed. Reported patterns may help guide differential diagnosis, although they may not be specific for individual antibodies or diseases. Negative results do not necessarily rule outsystemic autoimmune rheumatic disease. Anticellular antibody test lacks diagnostic specificity and is associated with some cancers, infectious, and inflammatory conditions, with variable prevalence in healthy individuals. The lack of diagnostic specificity requires confirmation of positive results using associated antibody tests such as those targeting extractable nuclear antigens. | Some patients without clinical evidence of systemic autoimmune rheumatic disease (SARD) maybe positive for anticellular antibody. This occurs at variable prevalence depending on the patient demographics. A positive result may also precede clinical manifestation of SARD or be associated with some viral or chronic infections, cancers, or use of certain medications. All results must be reported in the appropriate clinical context as the performance of the test can be variable. | 1. Agmon-Levin N, Damoiseaux J, Kallenberg C, et al. International recommendations for the assessment of autoantibodies to cellular antigens referred to as anti-nuclear antibodies. Ann Rheum Dis. 2014;73:17-23 2. Chan EK, Damoiseaux J, Gabriel Carballo O, et al. Report of the First International Consensus on Standardized Nomenclature of Antinuclear Antibody HEp-2 Cell Patterns 2014-2015. Front Immunol. 2015;6:412 3. Bossuyt X, De Langhe E, Borghi MO, Meroni PL. Understanding and interpreting antinuclear antibody tests in systemic rheumatic diseases. Nat Rev Rheumatol. 2020;16:715-726 4. International Consensus on ANA Patterns. Nomenclature and Classification Tree. ICAP; 2021 Accessed August 13, 2021. Available at www.anapatterns.org/trees.php 5. European Association for the Study of the Liver. EASL Clinical Practice Guidelines: The diagnosis and management of patients with primary biliary cholangitis. J Hepatol. 2017;67:145-172 6. Younossi ZM,Bernstein D, Shiffman ML, et al. Diagnosis and management of primary biliary cholangitis. Am J Gastroenterol. 2019;114:48-63 7. Aringer M,Costenbader K, Daikh D,et al. 2019 European League Against Rheumatism/American College of Rheumatology classification criteria for systemic lupus erythematosus. Arthritis Rheumatol. 2019;71:1400-1412 8. Naides SJ, Genzen JR, Abel G, Bashleben C, Ansari MQ. Antinuclear antibodies testing method variability: A survey of participants in the College of American Pathologists' Proficiency Testing Program. J Rheumatol. 2020;47:1768-1773 9. Van Hoovels L, Broeders S, Chan EKL, et al. Current laboratory and clinical practices in reporting and interpreting anti-nuclear antibody indirect immunofluorescence (ANA IIF) patterns: results of an international survey. Auto Immun Highlights. 2020;11:17 10. Tebo AE, Schmidt RL, Kadkhoda K, et al. The antinuclear antibody HEp-2 indirect immunofluorescence assay: a survey of laboratory performance, pattern recognition and interpretation. Auto Immun Highlights. 2021;12:14 11. Choi MY, Clarke AE, ST Pierre Y, et al. Antinuclear antibody-negative systemic lupus erythematosus in an international inception cohort. Arthritis Care Res. 2019;71:893-902 12. Nandjwada SL, Peterson LK, Mayes MD, et al. Ethnic differences in autoantibody diversity and hierarchy: More clues from a US cohort of patients with systemic sclerosis. J Rheumatol. 2016;43:1816-1824 | Antibodies to nuclear antigens in a human epithelial type 2 (HEp-2) cell line by an indirect immunofluorescent technique. Commercial slides prepared from HEp-2 cells are used as a substrate. IgG antibodies in serum specimens are detected after incubation of serum with the commercial slides by the addition of a fluorescein isothiocyante (FITC)-labeled antihuman-IgG reagent. All patient specimens are initially screened at 1:80.(Package insert: NOVA Lite DAPI ANA. Inova Diagnostics; 05/2015) | 2 to 3 days | 14 days | This test has been cleared, approved, or is exempt by the US Food and Drug Administration and is used per manufacturer's instructions. Performance characteristics were verified by Mayo Clinic in a manner consistent with CLIA requirements. | 86039 | Antinuclear Ab, HEp-2 Substrate, S | 59069-5 | LCOM | Lab Comment: | 77202-0
ASO | Antistrep-O Titer, Serum | Demonstration of acute or recent streptococcal infection | Nephelometry | Yes | Antistrep-O Titer, S | Serum | Patient Preparation:Fasting preferred but not required Supplies:Sarstedt 5 mL Aliquot Tube (T914) Collections Container/Tube: Preferred:Serum gel Acceptable:Red top Submission Container/Tube:Plastic vial Specimen Volume:1 mL Collection Instructions:Centrifuge and aliquot serum into plastic vial. | 0.5 mL | A number of bacterial antigens have been identified in cultures of group A streptococci. These extracellular products are primarily enzymatic proteins and include streptolysin O, streptokinase, hyaluronidase, deoxyribonucleases (DNases A, B, C, and D), and nicotinamide adenine nucleotidase. Infections by the group A streptococci are unique because they can be followed by serious nonpurulent complications of rheumatic fever and glomerulonephritis. Recent information suggests that rheumatic fever is associated with infection by certain rheumatogenic serotypes (M1, M3, M5, M6, M18, and M19), while glomerulonephritis follows infection by nephritogenic serotypes (M2, M12, M49, M57, M59, and M60). Glomerulonephritis and rheumatic fever occur following the infection, after a period of latency following the infection, during which the patient is asymptomatic. The latency period for glomerulonephritis is approximately 10 days, and the latency period for rheumatic fever is 20 days. | <5 years: < or =70 IU/mL 5-17 years: < or =640 IU/mL > or =18 years: < or =530 IU/mL | Elevated values are consistent with an antecedent infection by group Astreptococci. | The use of the antistreptolysin O (ASO) for the diagnosis of an acute group A streptococcal infection is rarely indicated, unless the patient has received antibiotics that would render the culture negative. There are certain limitations to the use of the ASO test in these circumstances due to the delay and attenuation of the immune response following early antibiotic therapy. False-high titers may be obtained with sera that are contaminated by certain bacterial organisms during shipment or storage and in patients with liver disease where the presence of high lipoprotein concentrations in the serum may mimic antibody activity. Although the antistreptolysin O (ASO) test is quite reliable, performing the anti-DNase is justified for 2 primary reasons. First, the ASO response is not universal. Elevated ASO titers are found in the sera of about 85% of individuals with rheumatic fever; ASO titers remain normal in about 15% of individuals with the disease. The same holds true for other streptococcal antibody tests: a significant portion of individuals with normal antibody titers for 1 test will have elevated antibody titers for another test. Thus, the percentage of false-negative results can be reduced by performing 2 or more antibody tests. Second, skin infections, in contrast to throat infections, are associated with a poor ASO response. Patients with acute glomerulonephritis following skin infection (post-impetigo) have an attenuated immune response to streptolysin O. For such patients, performance of an alternative streptococcal antibody test such as anti-DNase B is recommended. | 1. Ayoub EM, Harden E: Immune response to streptococcal antigens: diagnostic methods. In: Rose NR, de Marco EC, Folds JD, et al, eds. Manual of Clinical and Laboratory Immunology. 5th ed. ASM Press; 1997 2. Antistreptolysin O (ASO). Testing.com; Updated July 24, 2020. Accessed February 11, 2022. Available at www.testing.com/tests/antistreptolysin-o-aso/ | In this Siemens Nephelometer II method, the light scattered onto the antigen-antibody complexes is measured. The intensity of the measured scattered light is proportional to the amount of antigen-antibody complexes in the sample under certain conditions. If the antibody volume is kept constant, the signal behaves proportionally to the antigen volume. A reference curve is generated by a standard with a known antigen content on which the scattered light signals of the samples can be evaluated and calculated as an antigen concentration. Antigen-antibody complexes are formed when a sample containing antigen and the corresponding antiserum are put into a cuvette. A light beam is generated with a light-emitting diode, which is transmitted through the cuvette. The light is scattered onto the immuno-complexes that are present. Antigen and antibody are mixed in the initial measurement, but no complex is formed yet. An antigen-antibody complex is formed in the final measurement. The result is calculated by subtracting value of the final measurement from the initial measurement. The distribution of intensity of the scattered light depends on the ratio of the particle size of the antigen-antibody complexes to the radiated wavelength.(Instruction manual:Siemens Nephelometer II. Siemens, Inc; Version 2.3, 2008; Addendum to the Instruction Manual 2.3, 08/2017) | 1 to 3 days | 14 days | This test has been cleared, approved, or is exempt by the US Food and Drug Administration and is used per manufacturer's instructions. Performance characteristics were verified by Mayo Clinic in a manner consistent with CLIA requirements. | 86060 | Antistrep-O Titer, S | 5370-2 | ASO | Antistrep-O Titer, S | 5370-2
ATTF | Antithrombin Activity, Plasma | Diagnosis of antithrombin deficiency, acquired or congenital Monitoring treatment of antithrombin deficiency disorders, includinginfusion of antithrombin therapeutic concentrate | Chromogenic Assay | Yes | Antithrombin Activity, P | Plasma Na Cit | Specimen Type:Platelet-poor plasma Collection Container/Tube:Light-blue top (3.2% sodium citrate) Submission Container/Tube:Plastic vial Specimen Volume:1 mL Collection Instructions: 1. For complete instructions, seeCoagulation Guidelines for Specimen Handling and Processing. 2. Centrifuge, transfer all plasma into a plastic vial, and centrifuge plasma again. 3. Aliquot plasma into a plastic vial leaving 0.25 mL in the bottom of centrifuged vial. 4. Freeze plasma immediately (no longer than 4 hours after collection) at -20 degrees C or, ideally at -40 degrees C or below. Additional Information: 1. A double-centrifuged specimen is critical for accurate results as platelet contamination may cause spurious results. 2. Each coagulation assay requested should have its own vial. 3. Heparin treatment may lower plasma antithrombin. | 0.5 mL | Antithrombin is a member of the serine protease inhibitor (serpin) superfamily. It is the principal plasma anticoagulant serpin mediating inactivation of serine protease procoagulant enzymes, chiefly thrombin and coagulation factors Xa and IXa.(1) Heparin and certain other naturally occurring glycosaminoglycans markedly enhance the anticoagulant activity of antithrombins (approximately 1000-fold) by providing a template to catalyze formation of covalently bonded, inactive complexes of serine protease and antithrombin that are subsequently cleared from circulation. Antithrombin is the mediator of anticoagulant activity of heparin. The antithrombin gene on chromosome 1 encodes a glycoprotein with a molecular weight of approximately 58,000 Da that is synthesized in the liver and is present in a relatively high plasma concentration (approximately 2.3 mcmol/L). The biological half-life of antithrombin is 2 to 3 days. Hereditary antithrombin deficiency, a relatively rare autosomal dominant disorder, produces a thrombotic diathesis (thrombophilia). Individuals with hereditary antithrombin deficiency are usually heterozygous with plasma antithrombin activity results of approximately 40% to 70%. These patients primarily manifest with venous thromboembolism (deep vein thrombosis and pulmonary embolism) with the potential of development as early as adolescence or younger adulthood. More than 100 different genetic alterations have been identified throughout the gene producing either the more common type I defects (low antithrombin activity and antigen) or the rarer type II defects (dysfunctional protein with low activity and normal antigen).(2) Homozygous antithrombin deficiency appears to be incompatible with life. The incidence of hereditary antithrombin deficiency is approximately 1:2000 to 1:3000 in general populations, although minor deficiency (antithrombin activity =70%-75%) may be more frequent (approximately 1:350-650). In populations with venous thrombophilia, approximately 1% to 2% of individuals have antithrombin deficiency. Among the recognized hereditary thrombophilic disorders (including deficiencies of proteins C and S, as well as activated protein C -resistance [factor V Leiden variant]), antithrombin deficiency may have the highest phenotypic penetrance (greater risk of venous thromboembolism). Arterial thrombosis (eg, stroke, myocardial infarction) has occasionally been reported in association with hereditary antithrombin deficiency. Hereditary deficiency of antithrombin activity can also occur because of defective glycosylation of this protein in individuals with carbohydrate-deficient glycoprotein syndromes (CDGS).(3) Antithrombin activity assessment may be useful as an adjunct in the diagnosis and management of CDGS. Acquired deficiency of antithrombin is much more common than hereditary deficiency. Acquired deficiency can occur due to: -Heparin therapy (catalysis of antithrombin consumption) -Intravascular coagulation and fibrinolysis, disseminated intravascular coagulation, or other consumptive coagulopathies -Liver disease (decreased synthesis and/or increased consumption) or with nephritic syndrome (urinary protein loss) -L-asparaginase chemotherapy (decreased synthesis) -Other conditions(1) In general, the clinical implications (thrombotic risk) of antithrombin deficiency in these disorders are not well defined, although antithrombin replacement in severe disseminated intravascular coagulation/intravascular coagulation and fibrinolysis is being evaluated.(4) Assay of antithrombin activity may be of diagnostic or prognostic value in some acquired deficiency states. | Normal values: 80-130% Normal, full-term newborn infants have lower levels (> or =35-40%) that reach normal values by age 90 days. Premature infants (30-36 weeks gestation) have lower levels that reach normal values by age 180 days. | Antithrombin deficiencies due to inherited causes are much less common than those due to acquired causes (see Clinical Information). Diagnosis of hereditary deficiency requires clinical correlation, with the prospect of repeat testing (including antithrombin antigen assay), and family studies (with appropriate counseling). DNA-based diagnostic testing may be helpful, see GNANT / Antithrombin Deficiency, SERPINC1 Gene, Next-Generation Sequencing, Varies. The clinical significance (thrombotic risk) of acquired antithrombin deficiency is not well established, but accumulating information suggests possible benefit of antithrombin replacement therapy in carefully selected situations.(4) Antithrombin deficiency, acquired or congenital, may contribute to the phenomenon of "heparin therapy resistance" (requirement of larger heparin doses than expected for achievement of therapeutic anticoagulation responses). However, it may more often have other pathophysiology, such as "acute-phase" elevation of coagulation factor VIII or plasma heparin-binding proteins. Increased antithrombin activity is of unknown hemostatic significance. Direct factor Xa inhibitors, rivaroxaban (Xarelto), apixaban (Eliquis), and edoxaban (Savaysa) may falsely elevate the antithrombin activity and mask a diagnosis of antithrombin deficiency. | Antithrombin functional result is affected by: -Heparin (unfractionated or low-molecular-weight) >4 U/mL -Alpha-1-antitrypsin >4 mg/mL -Alpha-2-macroglobulin >10 mg/mL -Heparin cofactor II >4 U/mL -Hemoglobin >500 mg/dL -Bilirubin >40 mg/dL -Triglycerides >2300 mg/dL Heparin therapy may temporarily decrease plasma antithrombin activity into the abnormal range. Antithrombin activity in serum specimens may be significantly lower than in plasma. | 1. Lane DA, Olds RJ, Thein SL. Antithrombin and its deficiency. In: Bloom AL, Forbes CD, Thomas DP, eds. Haemostasis and Thrombosis. 3rd ed. Churchill Livingstone; 1994:655-670 2. Lane DA, Bayston T, Olds RJ, et al. Antithrombin mutation database: 2nd (1997) update. For the Plasma Coagulation Inhibitors Subcommittee of the Scientific and Standardization Committee of the International Society on Thrombosis and Haesmostasis. Thromb Haemost. 1997;77(1):197-211 3. Young G, Dricsoll MC. Coagulation abnormalities in the carbohydrate-deficient glycoprotein syndrome: case report and review of the literature. Am J Hematol. 1999;60(1):66-69. doi:10.1002/(sici)1096-8652(199901)60:1<66:aid-ajh11>3.0.co;2-d 4. Mammen EF. Antithrombin: its physiological importance and role in DIC. Semin Thromb Haemost. 1998;24(1):19-25. doi:10.1055/s-2007-995819 5.Yohe S, Olson J. Thrombophilia: Assays and Interpretation.In: Kottke-Marchant Wiley K, ed. Laboratory Hematology Practice. Blackwell Publishing; 2012:492-508 6. Favaloro EJ and Lippi G. eds. Hemostasis and Thrombosis: Methods and Protocols. 1st ed. Humana Press; 2017 | Patient plasma, containing antithrombin, is mixed and incubated with reagent containing factor Xa and excess heparin. Factor Xa activity in the reagent is rapidly inhibited by antithrombin. Residual factor Xa activity is then measured using an amidolytic activity assay. This occurs when residual factor Xa lyses chromogenic substrate N-alpha-benzyloxycarbonyl-D-arginyl-L-glycyl-L-arginine-p-nitroaniline-dihydrochloride and subsequently releases p-nitroaniline (detected at 405 nm) in a level that is inversely proportional to the amount of antithrombin in the sample. This method is based on inhibition of factor Xa and, therefore, only higher amounts of heparin cofactor II, alpha-2-macroglobulin, or alpha-1-antitrypsin will influence the assay.(Package insert: HemosIL Liquid Antithrombin. Instrumentation Laboratory Comp; 06/2017) | 1 to 3 days | 7 days | This test has been modified from the manufacturer's instructions. Its performance characteristics were determined by Mayo Clinic in a manner consistent with CLIA requirements. This test has not been cleared or approved by the US Food and Drug Administration. | 85300 | Antithrombin Activity, P | 27811-9 | ATTF | Antithrombin Activity, P | 27811-9
AATTF | Antithrombin Activity, with Reflex to Antithrombin Antigen, Plasma | Diagnosis of antithrombin deficiency, acquired or congenital | Chromogenic Assay | No | Antithrombin Activity, w/ Reflex, P | If the activity is abnormal low, then the summary interpretation and antigen will be performed at an additional charge. | Specimen Type:Platelet-poor plasma Collection Container/Tube:Light-blue top (3.2% sodium citrate) Submission Container/Tube:Plastic vial Specimen Volume:1 mL Collection Instructions: 1. For complete instructions, seeCoagulation Guidelines for Specimen Handling and Processing. 2. Centrifuge, transfer all plasma into a plastic vial, and centrifuge plasma again. 3. Aliquot plasma into a plastic vial leaving 0.25 mL in the bottom of centrifuged vial. 4. Freeze plasma immediately (no longer than 4 hours after collection) at -20 degrees C or ideally, at or below -40 degrees C. Additional Information: 1. A double-centrifuged specimen is critical for accurate results as platelet contamination may cause spurious results. 2. Each coagulation assay requested should have its own vial. 3. Heparin treatment may lower plasma antithrombin. | 0.5 mL | Antithrombin is a member of the serine protease inhibitor (serpin) superfamily. It is the principal plasma anticoagulant serpin mediating inactivation of serine protease procoagulant enzymes, chiefly thrombin and coagulation factors Xa and IXa.(1) Heparin and certain other naturally occurring glycosaminoglycans markedly enhance the anticoagulant activity of antithrombins (approximately 1000-fold) by providing a template to catalyze formation of covalently bonded, inactive complexes of serine protease and antithrombin that are subsequently cleared from circulation. Antithrombin is the mediator of anticoagulant activity of heparin. The antithrombin gene on chromosome 1 encodes a glycoprotein with a molecular weight of approximately 58,000 D, which is synthesized in the liver and is present in a relatively high plasma concentration (approximately 2.3 mcmol/L). The biological half-life of antithrombin is 2 to 3 days. Hereditary antithrombin deficiency, a relatively rare autosomal dominant disorder, produces a thrombotic diathesis (thrombophilia). Individuals with hereditary antithrombin deficiency are usually heterozygous with plasma antithrombin activity results of approximately 40% to 70%. These patients primarily manifest with venous thromboembolism (deep vein thrombosis and pulmonary embolism) with the potential of development as early as adolescence or younger adulthood. More than 100 different alterations have been identified throughout the gene producing either the more common type I defects (low antithrombin activity and antigen) or the rarer type II defects (dysfunctional protein with low activity and normal antigen).(2) Homozygous antithrombin deficiency appears to be incompatible with life. The incidence of hereditary antithrombin deficiency is approximately 1:2000 to 1:3000 in general populations, although minor deficiency (antithrombin activity =70%-75%) may be more frequent (approximately 1:350-650). In populations with venous thrombophilia, approximately 1% to 2% of individuals have antithrombin deficiency. Among the recognized hereditary thrombophilic disorders (including deficiencies of proteins C and S, as well as activated protein C -resistance [factor V Leiden variant]), antithrombin deficiency may have the highest phenotypic penetrance (greater risk of venous thromboembolism). Arterial thrombosis (eg, stroke, myocardial infarction) has occasionally been reported in association with hereditary antithrombin deficiency. Hereditary deficiency of antithrombin activity can also occur because of defective glycosylation of this protein in individuals with carbohydrate-deficient glycoprotein syndromes (CDGS).(3) Antithrombin activity assessment may be useful as an adjunct in the diagnosis and management of CDGS. Acquired deficiency of antithrombin is much more common than hereditary deficiency. Acquired deficiency can occur due to: -Heparin therapy (catalysis of antithrombin consumption) -Intravascular coagulation and fibrinolysis (ICF), or disseminated intravascular coagulation (DIC), and other consumptive coagulopathies -Liver disease (decreased synthesis and/or increased consumption) or with nephritic syndrome (urinary protein loss) -L-asparaginase chemotherapy (decreased synthesis) -Other conditions(1) In general, the clinical implications (thrombotic risk) of antithrombin deficiency in these disorders are not well defined, although antithrombin replacement in severe disseminated intravascular coagulation/intravascular coagulation and fibrinolysis (DIC/ICF) is being evaluated.(4) Assay of antithrombin activity may be of diagnostic or prognostic value in some acquired deficiency states. | Normal values: 80%-130% Normal, full-term newborn infants have lower levels (> or =35%-40%) that reach normal values by 90 days of age. Premature infants (30-36 weeks gestation) have lower levels that reach normal values by 180 days of age. | Antithrombin deficiencies due to inherited causes are much less common than those due to acquired causes (see Clinical Information). Diagnosis of hereditary deficiency requires clinical correlation, with the prospect of repeat testing (including antithrombin antigen assay), and family studies (with appropriate counseling). DNA-based diagnostic testing may be helpful, see GNANT / Antithrombin Deficiency,SERPINC1Gene, Next-Generation Sequencing, Varies. The clinical significance (thrombotic risk) of acquired antithrombin deficiency is not well established, but accumulating information suggests possible benefit of antithrombin replacement therapy in carefully selected situations.(4) Antithrombin deficiency, acquired or congenital, may contribute to the phenomenon of "heparin therapy resistance" (requirement of larger heparin doses than expected for achievement of therapeutic anticoagulation responses). However, it may more often have other pathophysiology, such as "acute-phase" elevation of coagulation factor VIII or plasma heparin-binding proteins. Increased antithrombin activity is of unknown hemostatic significance. Direct factor Xa inhibitors, rivaroxaban (Xarelto), apixaban (Eliquis), and edoxaban (Savaysa) may falsely elevate the antithrombin activity and mask a diagnosis of antithrombin deficiency. | Antithrombin functional result is affected by: -Heparin (unfractionated or low-molecular-weight) >4 U/mL -Alpha-1-antitrypsin >4 mg/mL -Alpha-2-macroglobulin >10 mg/mL -Heparin cofactor II >4 U/mL -Hemoglobin >500 mg/dL -Bilirubin >40 mg/dL -Triglycerides >2300 mg/dL Heparin therapy may temporarily decrease plasma antithrombin activity into the abnormal range. Antithrombin activity in serum specimens may be significantly lower than in plasma. | 1. Lane DA, Olds RJ, Thein SL. Antithrombin and its deficiency. In: Bloom AL, Forbes CD, Thomas DP, eds. Haemostasis and Thrombosis. 3rd ed. Churchill Livingstone; 1994:655-670 2. Lane DA, Bayston T, Olds RJ, et al. Antithrombin mutation database: 2nd (1997) update. For the Plasma Coagulation Inhibitors Subcommittee of the Scientific and Standardization Committee of the International Society on Thrombosis and Haesmostasis. Thromb Haemost. 1997;77(1):197-211 3. Young G, Dricsoll MC. Coagulation abnormalities in the carbohydrate-deficient glycoprotein syndrome: case report and review of the literature. Am J Hematol. 1999;60(1):66-69. doi: 10.1002/(sici)1096-8652(199901)60:1<66:aid-ajh11>3.0.co;2-d 4. Mammen EF. Antithrombin: its physiological importance and role in DIC. Semin Thromb Haemost. 1998;24(1):19-25. doi: 10.1055/s-2007-995819 5.Yohe S, Olson J. Thrombophilia: Assays and Interpretation.In: Kottke-Marchant Wiley K, ed. Laboratory Hematology Practice. Blackwell Publishing; 2012:492-508 6.Van Cott EM, Orlando C, Moore GW, et al. Recommendations for clinical laboratory testing for antithrombin deficiency; Communication from the SSC of the ISTH. J Thromb Haemost. 2020;18(1):17-22. doi:10.1111/jth.14648 | Patient plasma, containing antithrombin, is mixed and incubated with reagent containing factor Xa and excess heparin. Factor Xa activity in the reagent is rapidly inhibited by antithrombin. Residual factor Xa activity is then measured using an amidolytic activity assay. This occurs when residual factor Xa lyses chromogenic substrate N-alpha-benzyloxycarbonyl-D-arginyl-L-glycyl-L-arginine-p-nitroaniline-dihydrochloride and subsequently releases p-nitroaniline (detected at 405 nm) in a level that is inversely proportional to the amount of antithrombin in the sample. This method is based on inhibition of factor Xa and, therefore, only higher amounts of heparin cofactor II, alpha-2-macroglobulin, or alpha-1-antitrypsin will influence the assay.(Package insert: HemosIL Liquid Antithrombin. Instrumentation Laboratory Comp; 06/2017) | 1 to 3 days | 7 days | This test has been modified from the manufacturer's instructions. Its performance characteristics were determined by Mayo Clinic in a manner consistent with CLIA requirements. This test has not been cleared or approved by the US Food and Drug Administration. | 85300- AATTF85301– ATTI(if appropriate) | Antithrombin Activity, w/ Reflex, P | 27811-9 | AATTF | Antithrombin Activity, w/ Reflex, P | 27811-9
ATTI | Antithrombin Antigen, Plasma | Assessing abnormal results of the antithrombin activity assay (ATTF / Antithrombin Activity, Plasma), the recommended primary (screening) antithrombin assay Diagnosing antithrombin deficiency, acquired or congenital, in conjunction with measurement of antithrombin activity An adjunct in the diagnosis and management of carbohydrate-deficient glycoprotein syndromes | Latex Immunoassay (LIA) | Yes | Antithrombin Antigen, P | Plasma Na Cit | Specimen Type:Platelet-poor plasma Patient Preparation:Fasting preferred Collection Container/Tube:Light-blue top (3.2% sodium citrate) Submission Container/Tube:Polypropylene vial Specimen Volume:1 mL Collection Instructions: 1. For complete instructions, seeCoagulation Guidelines for Specimen Handling and Processing. 2. Centrifuge, transfer all plasma into a plastic vial, and centrifuge plasma again. 3. Aliquot plasma into a plastic vial leaving 0.25 mL in the bottom of centrifuged vial. 4. Freeze plasma immediately (no longer than 4 hours after collection) at -20 degrees C or, ideally, at-40 degrees C or below. Additional Information: 1. Double-centrifuged specimen is critical for accurate results as platelet contamination may cause spurious results. 2. Each coagulation assay requested should have its own vial. | 0.5 mL | Antithrombin is a member of the serine protease inhibitor (serpin) superfamily. It is the principal plasma anticoagulant serpin mediating inactivation of serine protease procoagulant enzymes, chiefly thrombin and coagulation factors Xa and IXa.(1) Heparin and certain other naturally occurring glycosaminoglycans markedly enhance antithrombin's anticoagulant activity (approximately 1000-fold) by providing a template to catalyze formation of covalently bonded, inactive complexes of serine protease and antithrombin that are subsequently cleared from circulation. Antithrombin is the mediator of heparin's anticoagulant activity. The antithrombin gene on chromosome 1 encodes a glycoprotein of approximately 58,000 Da that is synthesized in the liver and is present in a relatively high plasma concentration (approximately 2.3 mcmol/L). The biological half-life of antithrombin is 2 to 3 days. Hereditary antithrombin deficiency, a relatively rare, autosomal dominant disorder, produces a thrombotic diathesis (thrombophilia). Individuals with hereditary antithrombin deficiency are usually heterozygous with plasma antithrombin activity results of approximately 40% to 70%. These patients primarily manifest with venous thromboembolism (deep vein thrombosis and pulmonary embolism), with the potential of development as early as adolescence or younger adulthood. More than 100 different variants have been identified throughout the gene, producing either the more common type I defects (low antithrombin activity and antigen) or the rarer type II defects (dysfunctional protein with low activity and normal antigen).(2) Homozygous antithrombin deficiency appears to be incompatible with life. The incidence of hereditary antithrombin deficiency is approximately 1:2000 to 1:3000 in general populations, although minor deficiency (antithrombin activity =70% to 75%) may be more frequent (approximately 1:350 to 1:650). In populations with venous thrombophilia, approximately 1% to 2% have antithrombin deficiency. Among the recognized hereditary thrombophilic disorders (including deficiencies of proteins C and S, as well as activated protein C-resistance [factor V Leiden variant]), antithrombin deficiency may have the highest phenotypic penetrance (greater risk of venous thromboembolism). Arterial thrombosis (eg, stroke, myocardial infarction) has occasionally been reported in association with hereditary antithrombin deficiency. Hereditary deficiency of antithrombin activity can also occur because of defective glycosylation of this protein in individuals with carbohydrate-deficient glycoprotein syndromes (CDGS).(3) Antithrombin activity assessment may be useful as an adjunct in the diagnosis and management of CDGS. Acquired deficiency of antithrombin is much more common than hereditary deficiency. Acquired deficiency can occur due to: -Heparin therapy (catalysis of antithrombin consumption) -Intravascular coagulation and fibrinolysis (ICF) or disseminated intravascular coagulation (DIC), and other consumptive coagulopathies -Liver disease (decreased synthesis and/or increased consumption) -Nephrotic syndrome (urinary protein loss) -L-asparaginase chemotherapy (decreased synthesis) -Other conditions(1) In general, the clinical implications (thrombotic risk) of antithrombin deficiency in these disorders are not well defined, although antithrombin replacement in severe DIC/IFC is being evaluated.(4) Assay of antithrombin activity may be of diagnostic or prognostic value in some acquired deficiency states. | Adults: 80-120% Normal, full-term newborn infants may have decreased levels (> or =35-40%) that reach adult levels by 180 days postnatal.* Healthy, premature infants (30-36 weeks gestation) may have decreased levels that reach adult levels by 180 days postnatal.* *See Pediatric Hemostasis References sectioninCoagulation Guidelines for Specimen Handling and Processing. | Hereditary antithrombin deficiency is much less common than acquired deficiency. Diagnosis of hereditary deficiency requires clinical correlation, testing of both antithrombin activity and antithrombin antigen, and may be aided by repeated testing and by family studies. DNA-based diagnostic testing may be helpful but is generally not readily available. Acquired antithrombin deficiency may occur in association with a number of conditions (see Clinical Information). The clinical significance (thrombotic risk) of acquired antithrombin deficiency is not well established, but accumulating information suggests possible benefit of antithrombin replacement therapy in carefully selected situations.(4) Increased antithrombin activity has no definite clinical significance. | Antithrombin antigen results are potentially affected by: -Heparin (unfractionated or low-molecular-weight) >4 U/mL -Hemoglobin >7 g/L -Bilirubin >500 mg/L -Lipemia; may lead to an over-estimation of the antithrombin antigen level -Rheumatoid factor (RF) >800 IU/mL; may lead to overestimation of the antithrombin antigen level -Anti-rabbit antibodies in certain subjects leads to aberrant results -Heparin therapy may temporarily decrease plasma antithrombin antigen into the abnormal range | 1. Bock SC. Antithrombin III and heparin cofactor II. In: Colman RW, Hirsh J, Marder VJ, et al, eds. Hemostasis and Thrombosis. 4th ed. Lippencott Williams and Wilkins; 2001:321-333 2. Viazzer H. Hereditary and acquired antithrombin deficiency. Semin Thromb Hemost. 1999;25(3):257-263 3. Conrad J. Antithrombin activity and antigen. In: Laboratory Techniques in Thrombosis-A Manual. 2nd ed. Kluwer Academic Publishers; 1999:121-128 4. Lane DA, Bayston T, Olds RJ, et al. Antithrombin mutation database: 2nd (1997) update. For the Plasma Coagulation Inhibitors Subcommittee of the Scientific and Standardization Committee of the International Society on Thrombosis and Haemostasis. Thromb Haemost. 1997;77(1):197-211 5. Van Cott EM, Orlando C, Moore GW, et al. Recommendations for clinical laboratory testing for antithrombin deficiency; Communication from the SSC of the ISTH. J Thromb Haemost. 2020;18(1):17-22 | This assay is performed on the Instrumentation Laboratory ACL TOP using the Diagnostica Stago LIATEST AT III kit.Antithrombin antigen is determined using automated latex immunoassay (LIA) methodology. Patient plasma, containing antithrombin antigen, is combined with a latex reagent containing rabbit antihuman antibodies. An antigen-antibody reaction takes place, causing the latex particles to agglutinate and form aggregates. The aggregates form diameters greater than the wavelength of the light (405 nm) passing through causing absorption of the light. This change in absorption is measured over time and reported as delta optical density. The increase in absorption is proportional to the concentration of antithrombin antigenpresent in the sample.(Package insert:LIATEST AT III. Diagnostica Stago S.A.S.; Rev. 02/2015) | Same day/1 to 4 days | 7 days | This test has been modified from the manufacturer's instructions. Its performance characteristics were determined by Mayo Clinic in a manner consistent with CLIA requirements. This test has not been cleared or approved by the US Food and Drug Administration. | 85301 | Antithrombin Antigen, P | 27812-7 | ATTI | Antithrombin Antigen, P | 27812-7
GNANT | Antithrombin Deficiency, SERPINC1 Gene, Next-Generation Sequencing, Varies | Evaluating antithrombin AT deficiency in patients with a personal or family history suggestive of this hereditary thrombophilia Confirming an AT deficiency diagnosis with the identification of a known or suspected disease-causing alteration in theSERPINC1gene, particularly in patients with borderline low AT activity levels Determining the disease-causing alteration within theSERPINC1gene to delineate the underlying molecular defect in a patient with a laboratory diagnosis of AT deficiency Prognosis and risk assessment based on the genotype-phenotype correlations Ascertaining the variant status of family members related to an individual with a confirmedSERPINC1variant for the purposes of informing clinical management and genetic counseling Evaluating individuals with apparent heparin resistance This test isnotintended forprenatal diagnosis. | Sequence Capture and Targeted Next-Generation Sequencing (NGS) followed by Polymerase Chain Reaction (PCR) and Sanger Sequencing | Yes | SERPINC1 Gene, Full Gene NGS | The clinical workup forantithrombin(AT) deficiency should begin with an AT activity assay. | Specimen Type:Whole blood Patient Preparation:A previous bone marrow transplant from an allogenic donor will interfere with testing. Call 800-533-1710 for instructions for testing patients who have received a bone marrow transplant. Container/Tube: Preferred:Lavender top (EDTA) Acceptable:Yellow top (ACD) Specimen Volume:3 mL Collection Instructions: 1. Invert several times to mix blood. 2. Send whole blood specimen in original tube.Do not aliquot. Specimen Stability Information:Ambient (preferred) 4 days/Refrigerated | 1 mL | Antithrombin (AT) deficiency is a rare hereditary blood clotting disorder (thrombophilia) associated with germline variants in theSERPINC1gene. It is inherited in an autosomal dominant manner with variable penetrance; both men and women may be affected. The prevalence varies widely, with estimates between 1 in 500 to 1 in 5000 individuals.(1-3) AT deficiency is characterized by defects in the concentration or function of AT, a natural anticoagulant in blood plasma. It leads to the highest risk of venous thromboembolism among the known inherited thrombophilias. In some cases, patients have resistance to heparin therapy. Affected women have a particularly elevated risk for pregnancy-related complications, including thromboembolic events during pregnancy and after delivery, as well as fetal loss.(4-7) Acquired (nongenetic) AT deficiency is more common than inherited AT deficiency and should be excluded prior to genetic testing. Causes of acquired AT deficiency includeliver disease, acute thrombosis, heparin therapy, nephrotic syndrome, disseminated intravascular coagulation, and chemotherapeutic agents, such an L-asparaginase.(4,8) The British Society for Haematology provides guidelines regarding diagnosis, management, and laboratory testing for individuals with hereditary thrombophilias including AT deficiency.(9) | An interpretive report will be provided. | All detected variants are evaluated according to American College of Medical Genetics and Genomics recommendations.(10) Variants are classified based on known, predicted, or possible pathogenicity and reported with interpretive comments detailing their potential or known significance. | Clinical Correlations: Test results should be interpreted in the context of clinical findings, family history, and other laboratory data. Misinterpretation of results may occur if the information provided is inaccurate or incomplete. If testing was performed because of a clinically significant family history, it is often useful to first test an affected family member. Detection of a reportable variant in an affected family member would allow for more informative testing of at-risk individuals. To discuss the availability of additional testing options or for assistance in the interpretation of these results, contact the Mayo Clinic Laboratories genetic counselors at 800-533-1710. Technical Limitations: Next-generation sequencing may not detect all types of genomic variants. In rare cases, false-negative or false-positive results may occur. The depth of coverage may be variable for some target regions; assay performance below the minimum acceptable criteria or for failed regions will be noted. Given these limitations, negative results do not rule out the diagnosis of a genetic disorder. If a specific clinical disorder is suspected, evaluation by alternative methods can be considered. There may be regions of genes that cannot be effectively evaluated by sequencing or deletion and duplication analysis as a result of technical limitations of the assay, including regions of homology, high guanine-cytosine (GC) content, and repetitive sequences. Confirmation of select reportable variants will be performed by alternate methodologies based on internal laboratory criteria. This test is validated to detect 95% of deletions up to 75 base pairs (bp) and insertions up to 47 bp. Deletions-insertions (delins) of 40 or more bp, including mobile element insertions, may be less reliably detected than smaller delins. Deletion/Duplication Analysis: This analysis targets single and multi-exon deletions/duplications; however, in some instances, single exon resolution cannot be achieved due to isolated reduction in sequence coverage or inherent genomic complexity. Balanced structural rearrangements (such as translocations and inversions) may not be detected. This test is not designed to detect low levels of mosaicism or to differentiate between somatic and germline variants. If there is a possibility that any detected variant is somatic, additional testing may be necessary to clarify the significance of results. For detailed information regarding gene-specific performance and technical limitations, see Method Description or contact a laboratory genetic counselor. If the patient has had an allogeneic hematopoietic stem cell transplant or a recent blood transfusion, results may be inaccurate due to the presence of donor DNA. Call Mayo Clinic Laboratories for instructions for testing patients who have received a bone marrow transplant. Reclassification of Variants: Currently, it is not standard practice for the laboratory to systematically review previously classified variants on a regular basis. The laboratory encourages healthcare providers to contact the laboratory at any time to learn how the classification of a particular variant may have changed over time. Due to broadening genetic knowledge, it is possible that the laboratory may discover new information of relevance to the patient. Should that occur, the laboratory may issue an amended report. Variant Evaluation: Evaluation and categorization of variants are performed using published American College of Medical Genetics and Genomics and the Association for Molecular Pathology recommendations as a guideline.(10) Other gene-specific guidelines may also be considered. Variants are classified based on known, predicted, or possible pathogenicity and reported with interpretive comments detailing their potential or known significance. Variants classified as benign or likely benign are not reported. Multiple in silico evaluation tools may be used to assist in the interpretation of these results. The accuracy of predictions made by in silico evaluation tools is highly dependent upon the data available for a given gene, and periodic updates to these tools may cause predictions to change over time. Results from in silico evaluation tools should be interpreted with caution and professional clinical judgment. Rarely, incidental or secondary findings may implicate another predisposition or presence of active disease. These findings will be carefully reviewed to determine whether they will be reported. | 1. Tait RC, Walker ID, Perry DJ, et al: Prevalence of antithrombin deficiency in the healthy population. Br J Haematol. 1994 May;87(1):106-112 2. Wells PS, Blajchman MA, Henderson P, et al: Prevalence of antithrombin deficiency in healthy blood donors: a cross-sectional study. Am J Hematol. 1994 Apr;45(4):321-324 3. Thaler E, Lechner K: Antithrombin III deficiency and thromboembolism. Clin Haematol. 1981 Jun;10(2):369-390 4. Patnaik MM, Moll S. Inherited Antithrombin deficiency: a review. Haemophilia. 2008 Nov;14(6):1229-1239 5. Blajchamn MA, Austin RC, Fernandez-Rachubinski F, Sheffield WP: Molecular basis of inherited human antithrombin deficiency. Blood. 1992 Nov 1;80(9):2159-2171 6. Bauer KA, Nguyen-Cao TM, Spears JB: Issues in the diagnosis and management of hereditary antithrombin deficiency. Ann Pharmacother. 2016 Sep;50(9):758-767 7. Rogenhofer N, Bohlmann MK, Beuter-Winkler P, et al: Prevention, management and extent of adverse pregnancy outcomes in women with hereditary antithrombin deficiency. Ann Hematol. 2014 Mar;93(3):385-392 8. Corral J, de la Morena-Barrio ME, Vicente V: The genetics of antithrombin. Thromb Res. 2018 Sep;169:23-29 9. Arachchillage DJ, Mackillop L, Chandratheva A, et al: Thrombophilia testing: A British Society for Haematology guideline. Br J Haematol. 2022 Aug;198(3):443-458 10.Richards S, Aziz N, Bale S, et al; ACMG Laboratory Quality Assurance Committee: Standards and guidelines for the interpretation of sequence variants: a joint consensus recommendation of the American College of Medical Genetics and Genomics and the Association for Molecular Pathology. Genet Med. 2015 May;17(5):405-424 | Next-generation sequencing (NGS) and/or Sanger sequencing are performed to test for the presence of variants in coding regions and intron/exon boundaries of theSERPINC1gene, as well as some other regions that have known disease-causing variants. The human genome reference GRCh37/hg19 build was used for sequence read alignment. At least 99% of the bases are covered at a read depth over 30X. Sensitivity is estimated at above 99% for single nucleotide variants, above 94% for deletion-insertions (delins) less than 40 base pairs (bp), above 95% for deletions up to 75 bp and insertions up to 47 bp. NGS and/or a polymerase chain reaction-based quantitative method is performed to test for the presence of deletions and duplications in theSERPINC1gene. There may be regions of theSERPINC1gene that cannot be effectively evaluated by sequencing or deletion and duplication analysis as a result of technical limitations of the assay, including regions of homology, high guanine-cytosine (GC) content, and repetitive sequences.(Unpublished Mayo method) The reference transcript for theSERPINC1gene is NM_000488.3. Reference transcript numbers may be updated due to transcript re-versioning. Always refer to the final patient report for gene transcript information referenced at the time of testing. Confirmation of select reportable variants may be performed by alternate methodologies based on internal laboratory criteria. | 28 to 42 days | Whole blood: 2 weeks (if available); Extracted DNA: 3 months | This test was developed and its performance characteristics determined by Mayo Clinic in a manner consistent with CLIA requirements. It has not been cleared or approved by the US Food and Drug Administration. | 81479 | SERPINC1 Gene, Full Gene NGS | 93814-2 | 619010 | Result | 82939-0
AATTA | Antithrombin Summary Interpretation | Diagnosis of antithrombin deficiency, acquired or congenital Monitoring treatment of antithrombin deficiency disorders, including infusion of antithrombin therapeutic concentrate | Only orderable as a reflex. For more information see AATTF / Antithrombin Activity, with Reflex to Antithrombin Antigen, Plasma. Technical Interpretation | Yes | Antithrombin Summary Interp | If the antithrombin activity assay is normal or elevated, a computer-generated interpretive comment will be provided indicating antithrombin antigen and the antithrombin summary interpretation are not indicated and will not be performed. | Only orderable as a reflex. For more information see AATTF / Antithrombin Activity, with Reflex to Antithrombin Antigen, Plasma. |  | Antithrombin is a member of the serine protease inhibitor (serpin) superfamily. It is the principal plasma anticoagulant serpin mediating inactivation of serine protease procoagulant enzymes, chiefly thrombin and coagulation factors Xa and IXa.(1) Heparin and certain other naturally occurring glycosaminoglycans markedly enhance the anticoagulant activity of antithrombins (approximately 1000-fold) by providing a template to catalyze formation of covalently bonded, inactive complexes of serine protease and antithrombin that are subsequently cleared from circulation. Antithrombin is the mediator of anticoagulant activity of heparin. The antithrombin gene on chromosome 1 encodes a glycoprotein with a molecular weight of approximately 58,000 D, which is synthesized in the liver and is present in a relatively high plasma concentration (approximately 2.3 mcmol/L). The biological half-life of antithrombin is 2 to 3 days. Hereditary antithrombin deficiency, a relatively rare autosomal dominant disorder, produces a thrombotic diathesis (thrombophilia). Individuals with hereditary antithrombin deficiency are usually heterozygous with plasma antithrombin activity results of approximately 40% to 70%. These patients primarily manifest with venous thromboembolism (deep vein thrombosis and pulmonary embolism) with the potential of development as early as adolescence or younger adulthood. More than 100 different alterations have been identified throughout the gene producing either the more common type I defects (low antithrombin activity and antigen) or the rarer type II defects (dysfunctional protein with low activity and normal antigen).(2) Homozygous antithrombin deficiency appears to be incompatible with life. The incidence of hereditary antithrombin deficiency is approximately 1:2000 to 1:3000 in general populations, although minor deficiency (antithrombin activity =70%-75%) may be more frequent (approximately 1:350-650). In populations with venous thrombophilia, approximately 1% to 2% of individuals have antithrombin deficiency. Among the recognized hereditary thrombophilic disorders (including deficiencies of proteins C and S, as well as activated protein C-resistance [factor V Leiden variant]), antithrombin deficiency may have the highest phenotypic penetrance (greater risk of venous thromboembolism). Arterial thrombosis (eg, stroke, myocardial infarction) has occasionally been reported in association with hereditary antithrombin deficiency. Hereditary deficiency of antithrombin activity can also occur because of defective glycosylation of this protein in individuals with carbohydrate-deficient glycoprotein syndromes (CDGS).(3) Antithrombin activity assessment may be useful as an adjunct in the diagnosis and management of CDGS. Acquired deficiency of antithrombin is much more common than hereditary deficiency. Acquired deficiency can occur due to: -Heparin therapy (catalysis of antithrombin consumption) -Intravascular coagulation and fibrinolysis (ICF) or disseminated intravascular coagulation (DIC), and other consumptive coagulopathies -Liver disease (decreased synthesis and/or increased consumption) or with nephritic syndrome (urinary protein loss) -L-asparaginase chemotherapy (decreased synthesis) -Other conditions(1) In general, the clinical implications (thrombotic risk) of antithrombin deficiency in these disorders are not well defined, although antithrombin replacement in severe disseminated intravascular coagulation/intravascular coagulation and fibrinolysis (DIC/ICF) is being evaluated.(4) Assay of antithrombin activity may be of diagnostic or prognostic value in some acquired deficiency states. | Only orderable as a reflex. For more information see AATTF / Antithrombin Activity, with Reflex to Antithrombin Antigen, Plasma. An interpretive report will be provided. | Antithrombin deficiencies due to inherited causes are much less common than those due to acquired causes (see Clinical Information). Diagnosis of hereditary deficiency requires clinical correlation, with the prospect of repeat testing (including antithrombin antigen assay), and family studies (with appropriate counseling). DNA-based diagnostic testing may be helpful, see GNANT / Antithrombin Deficiency,SERPINC1Gene, Next-Generation Sequencing, Varies. The clinical significance (thrombotic risk) of acquired antithrombin deficiency is not well established, but accumulating information suggests possible benefit of antithrombin replacement therapy in carefully selected situations.(4) Antithrombin deficiency, acquired or congenital, may contribute to the phenomenon of "heparin therapy resistance" (requirement of larger heparin doses than expected for achievement of therapeutic anticoagulation responses). However, it may more often have other pathophysiology, such as "acute-phase" elevation of coagulation factor VIII or plasma heparin-binding proteins. Increased antithrombin activity is of unknown hemostatic significance. Direct factor Xa inhibitors, rivaroxaban (Xarelto), apixaban (Eliquis), and edoxaban (Savaysa) may falsely elevate the antithrombin activity and mask a diagnosis of antithrombin deficiency. | Antithrombin functional result is affected by: -Heparin (unfractionated or low-molecular-weight) >4 U/mL -Alpha-1-antitrypsin >4 mg/mL -Alpha-2-macroglobulin >10 mg/mL -Heparin cofactor II >4 U/mL -Hemoglobin >500 mg/dL -Bilirubin >40 mg/dL -Triglycerides >2300 mg/dL Heparin therapy may temporarily decrease plasma antithrombin activity into the abnormal range. Antithrombin activity in serum specimens may be significantly lower than in plasma. Antithrombin antigen results are potentially affected by: -Heparin (unfractionated or low-molecular-weight) >4 U/mL -Hemoglobin >7 g/L -Bilirubin >500 mg/L -Lipemia; may lead to an over-estimation of the antithrombin antigen level -Rheumatoid factor (RF) >800 IU/mL; may lead to overestimation of the antithrombin antigen level -Anti-rabbit antibodies in certain subjects leads to aberrant results -Heparin therapy may temporarily decrease plasma antithrombin antigen into the abnormal range | 1. Lane DA, Olds RJ, Thein SL. Antithrombin and its deficiency. In: Bloom AL, Forbes CD, Thomas DP, eds. Haemostasis and Thrombosis. 3rd ed. Churchill Livingstone; 1994:655-670 2. Lane DA, Bayston T, Olds RJ, et al. Antithrombin mutation database: 2nd (1997) update. For the Plasma Coagulation Inhibitors Subcommittee of the Scientific and Standardization Committee of the International Society on Thrombosis and Haesmostasis. Thromb Haemost. 1997;77(1):197-211 3. Young G, Dricsoll MC. Coagulation abnormalities in the carbohydrate-deficient glycoprotein syndrome: case report and review of the literature. Am J Hematol. 1999;60(1):66-69.doi:10.1002/(sici)1096-8652(199901)60:1<66::aid-ajh11>3.0.co;2-d 4. Mammen EF. Antithrombin: its physiological importance and role in DIC. Semin Thromb Haemost. 1998;24(1):19-25.doi:10.1055/s-2007-995819 5.Yohe S, Olson J. Thrombophilia: Assays and Interpretation.In: Kottke-Marchant Wiley K, ed. Laboratory Hematology Practice. Blackwell Publishing; 2012:492-508 6.Van Cott EM, Orlando C, Moore GW, et al. Recommendations for clinical laboratory testing for antithrombin deficiency; Communication from the SSC of the ISTH. J Thromb Haemost. 2020;18(1):17-22. doi:10.1111/jth.14648 | A technologist evaluates the testing performed and a computer-generated summary interpretive report is provided. | 1 to 3 days | 7 days | Not Applicable |  | Antithrombin Summary Interp | No LOINC Needed | AATTA | Antithrombin Summary Interp | 69049-5
APIXA | Apixaban, Anti-Xa, Plasma | Measuring apixaban concentration in selected clinical situations (eg, renal insufficiency, assessment of compliance, periprocedural measurement of drug concentration, suspected overdose, advanced age, and extremes of body weight) | Chromogenic Assay | Yes | Apixaban, Anti-Xa, P | Plasma Na Cit | Specimen Type:Platelet-poor plasma Collection Container/Tube:Light-blue top (3.2% sodium citrate) Submission Container/Tube:Plastic vial Specimen Volume:1 mL Collection Instructions: 1. Specimen should be collected 2 to 4 hours (peak) after a dose or just prior (trough) to the next dose for apixaban concentrations. 2. For complete instructions, seeCoagulation Guidelines for Specimen Handling and Processing. 3. Centrifuge, transfer all plasma into a plastic vial, and centrifuge plasma again. 4. Aliquot plasma into a plastic vial leaving 0.25 mL in the bottom of centrifuged vial. 5. Freeze plasma immediately (no longer than 4 hours after collection) at -20 degrees C or, ideally, < or =-40 degrees C. Additional Information: 1. A double-centrifuged specimen is critical for accurate results as platelet contamination may cause spurious results. 2. Each coagulation assay requested should have its own vial. | 0.5 mL | Apixaban, an oral anticoagulant that directly inhibits factor Xa, has been approved by the US Food and Drug Administration for prophylaxis of thrombosis in atrial fibrillation and surgical patients and treatment of venous thromboembolism (VTE). Unlike warfarin, it does not require routine therapeutic monitoring. However, in selected clinical situations, measurement of drug level would be useful (eg, renal insufficiency, assessment of compliance, periprocedural measurement of drug concentration, suspected overdose, advanced age, and extremes of body weight). Table.Predicted Apixaban Steady-State Exposure Concentrations(1) Dosage Apixaban C-min (ng/mL) trough plasma concentration (predose) Apixaban C-max (ng/mL) peak plasma concentration(2-4 hours postdose) Prevention of VTE: elective hip or knee replacement surgery 2.5 mg twice daily 51 (23-109) 77 (41-146) Prevention of stroke and systemic embolism: NVAF 2.5 mg twice daily 79 (34-162) 123 (69-221) 5 mg twice daily 103 (41-230) 171 (91-321) Treatment of DVT, treatment of PE and prevention of recurrent DVT and PE (VTE) 2.5 mg twice daily 32 (11-90) 67 (30-153) 5 mg twice daily 63 (22-177) 132 (59-302) 10 mg twice daily 120 (41-335) 251 (111-572) Median (5th-95th percentile) Abbreviations not previously defined: Nonvalvular atrial fibrillation (NVAF) Deep vein thrombosis (DVT) Pulmonary embolism (PE) | An interpretive report will be provided. | The lower limit of detection of this assay is 10 ng/mL. Therapeutic reference ranges have not been established. See Clinical Information for peak and trough drug concentrations observed from clinical trials. | Routine monitoring of apixaban is not indicated. Therapeutic reference ranges have not been established, however, peak and trough levels observed in clinical trials at different dosing are available. Apixaban concentration may be affected by drug interactions and liver or renal disease. | 1. Eliquis (apixaban). Package insert. Bristol-Meyers Squibb Company; Revised 11/2019 2. Hurst KV, O'Callaghan JM, Handa A. Quick reference guide to apixaban. Vasc Health Risk Manag. 2017;13:263-267 3. Granger CB, Alexander JH, McMurray JJ, et al. Apixaban versus warfarin in patient with atrial fibrillation. N Engl J Med. 2011;365(11):981-992 4. Frost C, Nepal S, Wang J, et al. Safety, pharmacokinetics and pharmacodynamics of multiple oral doses of apixaban, a factor Xa inhibitor, in healthy subjects. Br J Clin Pharmocol. 2013;76:(5):776-786 5. Agnelli G, Buller HR, Cohen A, et al. Oral apixaban for the treatment of acute venous thromboembolism. N Engl J Med. 2013;369(9):799-808 6. Siegal DM, Curnutte JT, Connolly SJ, et al. Andexanet alfa for reversal of factor Xa inhibitor activity. N Engl J Med. 2015;373(25):2413-2424 7. Martin K, Beyer-Westendorf J, Davidson BL, Huisman MV, Sandset PM, Moll S. Use of the direct oral anticoagulants in obese patients: guidance from the SSC of the ISTH. J Thromb Haemost. 2016;14(6):1308-1313 | The apixaban, anti-Xa assay is performed on the Instrumentation Laboratory ACL TOP Family using the HemosIL Liquid Anti-Xa kit. The liquid Anti-Xa kit is a 1-stage chromogenic assay based on a synthetic chromogenic substrate and on factor Xa inactivation. Factor Xa is neutralized directly by apixaban. Residual factor Xa is quantified with a synthetic chromogenic substrate. The paranitroaniline released is monitored kinetically at 405 nm and is inversely proportional to the apixaban in the sample.(Package insert: HemosiL Liquid Anti-Xa kit. Instrumentation Laboratory Company; Rev. 06/2017) | 1 to 3 days | 7 days | This test has been modified from the manufacturer's instructions. Its performance characteristics were determined by Mayo Clinic in a manner consistent with CLIA requirements. This test has not been cleared or approved by the US Food and Drug Administration. | 80299 | Apixaban, Anti-Xa, P | 74214-8 | APIX3 | Cautions | 62364-5
FAPIX | Apixaban, Plasma |  | High Performance Liquid Chromatography/Tandem Mass Spectrometry (LC/MS/MS) | Yes | Apixaban, Plasma | Plasma EDTA | ***Must submit one specimen per order. Specimens cannot be shared between multiple orders.*** Specimen Type:Plasma Collection Container/Tube:Lavender top or pink top (EDTA) Submission Container/Tube:Plastic vial Specimen Volume:2 mL Collection Instructions: 1. Draw blood in an EDTA (lavender top or pink top) tube(s).Plasma gel tube is not acceptable. 2. Centrifuge and send 2 mL of plasma refrigerated in a preservative-free plastic vial. | 0.7 mL |  | Reporting limit determined each analysis. Mean peak plasma concentrations of apixaban following a single oral administration of 5, 10, 25, or 50 mg oral tablets are as follows: 5 mg: 104.7 ng/mL (range, 79.7 to 129.7) 10 mg: 176.3 ng/mL (range, 134.3 to 218.3) 25 mg: 365.1 ng/mL (range, 348.1 to 382.1) 50 mg: 685.2 ng/mL (range, 663.2 to 707.2) | In a study of 1691 patients taking apixaban, doses ranging from 2.5 mg twice a day to 20 mg once a day, apixaban plasma concentrations ranged from 1 to 933 ng/mL, with a median value of 105 ng/mL. |  |  |  | 9 to 11 days |  | This test was developed and its performance characteristics determined by NMS Labs. It has not been cleared or approved by the U.S. Food and Drug Administration. | 80299 | Apixaban, Plasma | 74218-9 | Z3530 | Apixaban | 74218-9
APOL1 | APOL1 Genotype, Varies | Determining an individual’sAPOL1genotype This test isnot usefulforclinical management of individuals withAPOL1risk genotypes. This test alone isnot useful fordetermining eligibility for donation or receipt of kidney allografts.(12) | Real-Time Polymerase Chain Reaction (PCR) with Allelic Discrimination Analysis | Yes | APOL1 Genotype, V | Varies | Submit only 1 of the following specimens: Specimen Type:Whole blood Container/Tube:Lavender top (EDTA) Specimen Volume:3 mL Collection Instructions: 1. Invert several times to mix blood. 2.Send whole blood specimen in original tube.Do not aliquot. Specimen Stability Information:Ambient (preferred) 9 days/Refrigerated 30 days Specimen Type:Saliva Patient Preparation:Patient should not eat, drink, smoke, or chew gum 30 minutes prior to collection. Supplies:Saliva Swab Collection Kit (T786) Specimen Volume:1 swab Collection Instructions:Collect and send specimen per kit instructions. Specimen Stability Information:Ambient 30 days Specimen Type: Extracted DNA Container/Tube: 2 mL screw top tube Specimen Volume:100 mcL (microliters) Collection Instructions: 1. The preferred volume is 100 mcL at a concentration of 50 ng/mcL. 2. Include concentration and volume on tube. Specimen Stability Information: Frozen (preferred)/Ambient/Refrigerated | Blood: 0.4 mL Saliva/DNA: See Specimen Required | TheAPOL1gene encodes apolipoprotein L-1, a serum apolipoprotein bound to high-density lipoprotein (HDL) particles. Two alleles, commonly called G1 and G2, have been associated with increased risk for development or progression of nondiabetic chronic kidney diseases, including HIV-associated nephropathy (HIVAN), primary focal segmental glomerulosclerosis (FSGS), and lupus-associated collapsing glomerulopathy.(1-4) The G1 allele is a haplotype consisting of 2 missense variants: c.1024A>G (p.Ser342Gly) and c.1152T>G (p.Ile384Met). The G2 allele is comprised of a 6 base pair deletion that results in the deletion of 2 amino acids: c.1164_1169delTTATAA (p.Asn388_Tyr389del). The G1 and G2 alleles are thought to be in complete linkage disequilibrium, meaning when both the G1 and G2 alleles are detected, they are on opposite chromosomes.(1) Risk for chronic kidney disease is only increased when 2 risk alleles are inherited (ie, genotypes G1/G1, G2/G2, or G1/G2), following an autosomal recessive pattern of inheritance.(1) Individuals with one risk allele or no risk alleles do not appear to be at an increased risk. The G1 and G2 risk alleles are enriched in individuals of African ancestry. Population studies show that in individuals of African descent, the G1 allele is found on 20% to 22.5% of chromosomes, and the G2 allele is found on 13% to 15% of chromosomes.(5-6) More importantly, it is estimated that 10% to15% of individuals of African descent carry 2 risk alleles.(5-6) The high frequency of the G1 and G2 alleles in this population is likely due to the protective effect these alleles confer againstTrypanosoma rhodesiense, a parasite that causes trypanosomiasis, a disease endemic to Africa.(1) The G1 and G2 alleles are extremely rare or absent in individuals not of recent African descent (eg, European and Asian descent).(1,5) For this reason, increased risk associated with the G1 and G2 alleles has only been stratified in populations of recent African ancestry, and it remains unclear if similar risk effects associated with theAPOL1risk genotypes are applicable to individuals without African ancestry. Currently, there are no guidelines for clinical management of individuals withAPOL1risk genotypes. Evidence exists that the donorAPOL1genotype may impact both donor and recipient outcomes of kidney allografts. Results from 2 studies have shown that donor kidneys from individuals with 2 risk alleles were more likely to fail after transplantation when compared to donor kidneys from individuals with one or no risk alleles.(7-8) Another study suggests that living donors with two risk alleles may be at an increased risk for reduced kidney function following kidney donation.(9) At this time, there has been no association between the genotype of the allograft recipient and transplant outcomes, suggesting that allograft recipients with two risk alleles have similar outcomes to recipients with one or no risk alleles.(10) However, a prospective, large scale study to assess kidney allograft survival from donors with recent African ancestry based on donor and recipientAPOL1genotypes is currently ongoing.(11) Based on presently available data, guidelines advise that an individual’sAPOL1genotype alone should not determine eligibility for donation or receipt of kidney allografts.(12) | An interpretive report will be provided. | An interpretive report will be provided. | This assay will not detect all variants associated with an increased risk for development or progression of a chronic kidney disease. Therefore, the absence of anAPOL1risk genotype does not rule out the possibility that an individual is at an increased risk for development or progression of a chronic kidney disease. SpecificAPOL1genotypes are associated with an increased lifetime risk for chronic kidney diseases. Currently, there are no guidelines for clinical management of individuals withAPOL1risk genotypes. TheAPOL1genotype of a kidney donor may be associated with worsened outcomes in the allograft recipient. However. this assay cannot predict or rule out the development or progression of a chronic kidney disease in an individual. Current guidelines advise that an individual’sAPOL1genotype alone should not determine eligibility for donation or receipt of kidney allografts.(12) Test results should be interpreted in the context of clinical findings, family history, and other laboratory data. Errors in the interpretation of results may occur if information given is inaccurate or incomplete. Rare alterations may be present that could lead to false-negative or false-positive results. This assay does not identify less common apolipoprotein L1 alleles. Thus, an individual who appears to be homozygous for G1 or G2 may carry a rare allele that cannot be detected by this assay. If results obtained do not match the clinical findings, additional testing should be considered. In rare cases, DNA variants of undetermined significance may be identified. Specimens may contain donor DNA if obtained from patients who received heterologous blood transfusions or allogeneic hematopoietic stem cell transplantation. Results from specimens obtained under these circumstances may not accurately reflect the recipient's genotype. For individuals who have received blood transfusions, the genotype usually reverts to that of the recipient within 6 weeks. For individuals who have received allogeneic hematopoietic stem cell transplantation, a pretransplant DNA specimen is recommended for testing. | 1. Genovese G, Friedman DJ, Ross MD, et al: Association of trypanolytic ApoL1 variants with kidney disease in African Americans. Science. 2010;329(5993):841-845. doi: 10.1126/science.1193032 2. Parsa A, Kao WH, Xie D, et al: APOL1 risk variants, race, and progression of chronic kidney disease. N Engl J Med. 2013;369(23):2183-2196. doi: 10.1056/NEJMoa1310345 3. Kopp JB, Nelson GW, Sampath K, et al: APOL1 genetic variants in focal segmental glomerulosclerosis and HIV-associated nephropathy. J Am Soc Nephrol. 2011;22(11):2129-2137. doi: 10.1681/ASN.2011040388 4. Larsen CP, Beggs ML, Saeed M, Walker PD: Apolipoprotein L1 risk variants associate with systemic lupus erythematosus-associated collapsing glomerulopathy. J Am Soc Nephrol. 2013;24(5):722-725. doi: 10.1681/ASN.2012121180 5. Friedman DJ, Kozlitina J, Genovese G, Jog P, Pollak MR: Population-based risk assessment of APOL1 on renal disease. J Am Soc Nephrol. 2011;22(11):2098-2105. doi: 10.1681/ASN.2011050519 6. Duran CE, Ramírez A, Posada JG, et al: Prevalence of APOL1 risk variants in afro-descendant patients with chronic kidney disease in a Latin American Country. Int J Nephrol. 2019 Dec 18;2019:7076326. doi: 10.1155/2019/7076326 7. Reeves-Daniel AM, DePalma JA, Bleyer AJ, et al: The APOL1 gene and allograft survival after kidney transplantation. Am J Transplant. 2011;11(5):1025-1030. doi: 10.1111/j.1600-6143.2011.03513.x 8. Freedman BI, Julian BA, Pastan SO, et al: Apolipoprotein L1 gene variants in deceased organ donors are associated with renal allograft failure. Am J Transplant. 2015;15(6):1615-1622. doi: 10.1111/ajt.13223 9. Doshi MD, Ortigosa-Goggins M, Garg AX, et al: APOL1 genotype and renal function of black living donors. J Am Soc Nephrol. 2018;29(4):1309-1316. doi: 10.1681/ASN.2017060658 10. Lee BT, Kumar V, Williams TA, et al: The APOL1 genotype of African American kidney transplant recipients does not impact 5-year allograft survival. Am J Transplant. 2012;12(7):1924-1928. doi: 10.1111/j.1600-6143.2012.04033.x 11. Freedman BI, Moxey-Mims MM, Alexander AA, et al: APOL1 long-term kidney transplantation outcomes network (APOLLO): Design and rationale. Kidney Int Rep. 2019;5(3):278-288. doi: 10.1016/j.ekir.2019.11.022 12. Newell KA, Formica RN, Gill JS, et al: Integrating APOL1 gene variants into renal transplantation: Considerations arising from the American Society of Transplantation Expert Conference. Am J Transplant. 2017;17(4):901-911. doi: 10.1111/ajt.14173 | Genomic DNA is extracted from whole blood. Genotyping for each allele is performed using a polymerase chain reaction (PCR)-based 5'-nuclease assay. Fluorescently labeled detection probes anneal to the target DNA. PCR is used to amplify the section of DNA that contains the variant. If the detection probe is an exact match to the target DNA, the 5'-nuclease polymerase degrades the probe, the reporter dye is released from the effects of the quencher dye, and a fluorescent signal is detected.(Unpublished Mayo method) | 3 to 8 days | Whole Blood/Saliva swab: 2 weeks; Extracted DNA: 2 months | This test was developed and its performance characteristics determined by Mayo Clinic in a manner consistent with CLIA requirements. It has not been cleared or approved by the US Food and Drug Administration. | 81479 | APOL1 Genotype, V | 104664-8 | 610565 | Reviewed by | 18771-6
APOAB | Apolipoprotein A1 and B, Serum | Assessment of cardiovascular risk Follow-up studies in individuals with basic lipid measures inconsistent with risk factors or clinical presentation Definitive studies of cardiac risk factors in individuals with significant family histories of coronary artery disease or other increased risk factors | Automated Turbidimetric Immunoassay | Yes | Apolipoprotein A1 and B, S | Serum | Collection Container/Tube: Preferred: Serum gel Acceptable: Red top Submission Container/Tube:Plastic vial Specimen Volume:1 mL Collection Instructions:Centrifuge and aliquot 1 mL of serum. | 0.5 mL | Apolipoprotein B (ApoB) is the primary protein component of low-density lipoprotein (LDL). Apolipoprotein A1 (ApoA1) is the primary protein component of high-density lipoprotein (HDL). Elevated ApoB and decreased ApoA1 are associated with increased risk of cardiovascular disease. Multiple studies have reported that ApoB and ApoA1 are more strongly associated with cardiovascular disease than the corresponding lipoprotein cholesterol fraction (see APOA1 / Apolipoprotein A1, Serum and APOLB / Apolipoprotein B, Serum). ApoB is present in all atherogenic lipoproteins including LDL, Lp(a), intermediate-density lipoprotein (IDL), and very low-density lipoprotein (VLDL) remnants. ApoA1 is the nucleating protein around which HDL forms during reverse cholesterol transport. The ApoB:ApoA1 ratio represents the balance between atherogenic and antiatherogenic lipoproteins. Several large prospective studies have shown that the ApoB:ApoA1 ratio performs as well, and often better, than traditional lipids as an indicator of risk.(1-3) | Age,Apolipoprotein A (mg/dL),Apolipoprotein B (mg/dL),Apolipoprotein B/A1 ratio, <24 months,Not established,Not established,Not established, 2-17 years,Low: <115Borderline low: 115-120Acceptable: >120,Acceptable: <90Borderline high: 90-109High: > or =110,<0.8, >18 years,> or =120,Desirable: <90Above Desirable: 90-99Borderline high: 100-119High: 120-139Very high: > or =140,Lower Risk: <0.7Average Risk: 0.7-0.9Higher Risk: >0.9, Age,Apolipoprotein A (mg/dL),Apolipoprotein B (mg/dL),Apolipoprotein B/A1 ratio, <24 months,Not established,Not established,Not established, 2-17 years,Low: <115Borderline low: 115-120Acceptable: >120,Acceptable: <90Borderline high: 90-109High: > or =110,<0.8, >18 years,> or =140,Desirable: <90Above Desirable: 90-99Borderline high: 100-119High: 120-139Very high: > or =140,Lower Risk: <0.6Average Risk: 0.6-0.8Higher Risk: >0.8, | Elevatedapolipoprotein B (ApoB)confers increased risk of atherosclerotic cardiovascular disease, even in a context of acceptable LDL cholesterol concentrations. Extremely low values of ApoB (<48 mg/dL) are related to malabsorption of food lipids and can lead to polyneuropathy. Reducedapolipoprotein A1 (ApoA1)confers an increased risk of coronary artery disease. Extremely low ApoA1 (<20 mg/dL) is suggestive of liver disease or a genetic disorder. Elevated ApoB:ApoA1 ratio confers increased risk of atherosclerotic cardiovascular disease, independently of LDL and HDL cholesterol concentrations. | In very rare cases, gammopathy, in particular type IgM (Waldenstrom macroglobulinemia), may cause unreliable results. | 1. Reiner Z, Catapano AL, De Backer G, et al: ESC/EAS Guidelines for the management of dyslipidaemias: The task force for the management of dyslipidaemias of the European Society of Cardiology (ESC) and the European Atherosclerosis Society (EAS). Eur Heart J 2011;32(14):1769-1818 2. McQueen MJ, Hawken S, Wang X, et al: Lipids, lipoproteins, and apolipoproteins as risk markers of myocardial infarction in 52 countries (the INTERHEART study): a case-control study. Lancet 2008;372:224-233 3. Thompson A, Danesh J: Associations between apolipoprotein B, apolipoprotein AI, the apolipoprotein B/AI ratio and coronary heart disease: a literature-based meta-analysis of prospective studies. J Intern Med 2006;259:481-492 4. Jacobson TA, Ito MK, Maki KC, et al: National Lipid Association recommendations for patient-centered management of dyslipidemia: Part 1-executive summary. J Clin Lipidol 2014 Sep-Oct;8(5):473-488 5. Expert panel on integrated guidelines for cardiovascular health and risk reduction in children and adolescents: summary report. Pediatrics 2011 Dec;128 Suppl 5:S213-S256 | Antiapolipoprotein B antibodies react with the antigen in the sample to form antigen:antibody complexes which, following agglutination, can be measured turbidimetrically.(Package Insert: Tina-quant Apolipoprotein B, Roche Diagnostics. Indianapolis, IN. 05/2019) Antiapolipoprotein A-1 antibodies react with the antigen in the sample to form antigen:antibody complexes which, following agglutination, can be measured turbidimetrically.(Package Insert: Tina-quant Apolipoprotein A-1, Roche Diagnostics. Indianapolis, IN. 05/2019) | 1 to 3 days | 1 week | This test has been cleared, approved, or is exempt by the US Food and Drug Administration and is used per manufacturer's instructions. Performance characteristics were verified by Mayo Clinic in a manner consistent with CLIA requirements. | 82172 x 2 | Apolipoprotein A1 and B, S | 55724-9 | RBAA1 | Apolipoprotein B/A1 ratio | 1874-7
APOA1 | Apolipoprotein A1, Serum | Evaluating risk for atherosclerotic cardiovascular disease Aiding in the detection of Tangier disease | Automated Turbidimetric Immunoassay | Yes | Apolipoprotein A1, S | Serum | Preferred:Serum gel Acceptable:Red top Specimen Volume:0.5 mL Collection Instructions: 1. Centrifuge and aliquot within 2 hours of collection. 2. Red-top tubes should be centrifuged and aliquoted within 2 hours of collection. | 0.5 mL | Apolipoprotein A1 (ApoA1) is the primary protein associated with high-density lipoprotein (HDL) particles, and plays a central role in reverse cholesterol transport.(1) HDL cholesterol (HDL-C) and ApoA1 concentrations are inversely related to the risk for coronary artery disease (CAD).(2) There are a variable number of ApoA1 proteins per HDL particle. Therefore, ApoA1 is not a 1:1 surrogate marker for HDL particles. Similarly, the number of ApoA1 proteins and the amount of cholesterol contained in HDL particles is highly variable. This heterogeneity has led to unique clinical findings related to ApoA1 compared with HDL-C. Increased ApoA1 concentrations are more strongly associated with a reduction in risk of a first myocardial infarction than HDL-C concentrations.(3) Low concentrations of ApoA1, but not HDL-C, are predictive of preclinical atherosclerosis as assed by computed tomography estimated coronary artery calcium (CAC) scoring.(4) Increased ApoA1, but not HDL-C concentrations, are associated with reduced cardiovascular events among statin-treated patients, even when LDL-C <50 mg/dL.(5) In statin-treated patients, patients whose ApoA1 increased while on treatment were at lower risk than those whose ApoA1 did not increase. | Age,Apolipoprotein A (mg/dL), <24 months,Not established, 2-17 years,Low: <115Borderline low: 115-120Acceptable: >120, >18 years,> or =120, Age,Apolipoprotein A (mg/dL), <24 months,Not established, 2-17 years,Low: <115Borderline low: 115-120Acceptable: >120, >18 years,> or =140, | Low levels of apolipoprotein A1 (ApoA1) confer increased risk of atherosclerotic cardiovascular disease. ApoA1 below 25 mg/dL may aid in the detection of a genetic disorder such as Tangier disease. ApoA1 is often interpreted as a ratio with apolipoprotein B (ApoB). |  | 1. Sorci-Thomas MG, Thomas MJ: Why Targeting HDL Should Work as a Therapeutic Tool, but Has Not. J Cardiovasc. Pharmacol 2013;62:239-246 2. Di Angelantonio E, Sarwar N, Perry P, et al: Emerging Risk Factors Collaboration. Major lipids, apolipoproteins, and risk of vascular disease. JAMA 2009;302:1993-2000 3. McQueen MJ, Hawken S, Wang X, et al: Lipids, lipoproteins, and apolipoproteins as risk markers of myocardial infarction in 52 countries (the INTERHEART study): a case control study. Lancet 2008;372:224-233 4. Sung KC, Wild SH, Byrne CD: Controlling for apolipoprotein A-I concentrations changes the inverse direction of the relationship between high HDL-C concentration and a measure of pre-clinical atherosclerosis. Atherosclerosis 2013;231:181-186 5. Boekholdt SM, Arsenault BJ, Hovingh GK, et.al: Levels and Changes of HDL Cholesterol and Apolipoprotein A-I in Relation to Risk of Cardiovascular Events Among Statin-Treated Patients: A Meta-Analysis. Circulation 2013;128:1504-1512 | Antiapolipoprotein A-1 antibodies react with the antigen in the sample to form antigen/antibody complexes which, following agglutination, can be measured turbidimetrically.(Package Insert: Tina-quant Apolipoprotein A-1, Roche Diagnostics. Indianapolis, IN. 05/2017) | 1 to 2 days | 1 week | This test has been cleared, approved, or is exempt by the US Food and Drug Administration and is used per manufacturer's instructions. Performance characteristics were verified by Mayo Clinic in a manner consistent with CLIA requirements. | 82172 | Apolipoprotein A1, S | 1869-7 | APOA1 | Apolipoprotein A1, S | 1869-7
APOLB | Apolipoprotein B, Serum | Assessment of cardiovascular risk Follow-up studies in individuals with basic lipid measures inconsistent with risk factors or clinical presentation Definitive studies of cardiac risk factors in individuals with significant family histories of coronary artery disease or other increased risk factors Confirmation of suspected abetalipoproteinemia or hypobetalipoproteinemia | Automated Turbidimetric Immunoassay | Yes | Apolipoprotein B, S | Serum | Collection Container/Tube: Preferred: Serum gel Acceptable: Red top Submission Container/Tube:Plastic vial Specimen Volume:1 mL Collection Instructions:Centrifuge and aliquot serum into plastic vial. Send refrigerated. | 0.5 mL | Apolipoprotein B (ApoB) is the primary protein component of low-density lipoprotein (LDL). LDL contains a variable amount of cholesterol, but each LDL contains exactly one ApoB protein. Therefore, ApoB is a more reliable indicator of circulating LDL compared to LDL cholesterol (LDL-C). ApoB has been demonstrated to perform equally with LDL particles measured by nuclear magnetic resonance spectroscopy.(1) ApoB is strongly associated with increased risk of developing cardiovascular disease (CVD) and often outperforms LDL-C at predicting risk of coronary heart disease.(2-4) Patients with acceptable non-high-density lipoprotein cholesterol (HDL-C) or LDL-C but elevated ApoB remain at higher risk of developing CVD; conversely, patients with acceptably low ApoB but moderate non-HDL-C or LDL-C elevations are at a reduced risk for CVD.(5,6) Finally, in 7 different placebo-controlled randomized clinical trials, on-statin reduction of ApoB was more closely related to CVD risk reduction than non-HDL-C or LDL-C.(7) | Less than 2 years: Not established 2-17 years: Acceptable: <90 mg/dL Borderline high: 90-109 mg/dL High: > or =110 mg/dL Greater than 18 years: Desirable: <90 mg/dL Above Desirable: 90-99 mg/dL Borderline high: 100-119 mg/dL High: 120-139 mg/dL Very high: > or =140 mg/dL | Elevated apolipoprotein B (ApoB) confers increased risk of coronary artery disease. ApoB can be used as a therapeutic target analogous to non-HDL-C and LDL-C. Extremely low values of ApoB (<48 mg/dL) are related to malabsorption of food lipids and can lead to polyneuropathy. | In very rare cases, gammopathy, type IgM (Waldenstrom macroglobulinemia) in particular, may cause unreliable results. | 1. Cole TG, Contois JH, Csako G, et al. Association of apolipoprotein B and nuclear magnetic resonance spectroscopy-derived LDL particle number with outcomes in 25 clinical studies: assessment by the AACC Lipoprotein and Vascular Diseases Division Working Group on best practices. Clin Chem. 2013;59(8):752-770 2. Sierra-Johnson J, Fisher RM, Romero-Corral A, et al. Concentration of apolipoprotein B is comparable with the apolipoprotein B/apolipoprotein A-I ratio and better than routine clinical lipid measurements in predicting coronary heart disease mortality: findings from a multi-ethnic US population. Eur Heart J. 2009;30(6):710-717 3. Steffen BT, Guan W, Remaley AT, et al. Use of lipoprotein particle measures for assessing coronary heart disease risk Post-American Heart Association / American College of Cardiology Guidelines: The Multi-Ethnic Study of Atherosclerosis. Arterioscler Thromb Vasc Biol. 2015;35(2):448-454 4. Thompson A, Danesh J. Associations between apolipoprotein B, apolipoprotein AI, the apolipoprotein B/AI ratio and coronary heart disease: a literature-based meta-analysis of prospective studies. J Intern Med. 2006;259(5):481-492 5. Mora S, Buring JE, Ridker PM. Discordance of low-density lipoprotein (LDL) cholesterol with alternative LDL-related measures and future coronary events. Circulation. 2014;129(5):553-561 6. Pencina MJ, D'Agostino RB, Zdrojewski T, et al. Apolipoprotein B improves risk assessment of future coronary heart disease in the Framingham Heart Study beyond LDL-C and non-HDL-C. Eur J Prev Cardiol. 2015;22(10):1321-7. doi: 10.1177/2047487315569411 7. Thanassoulis G, Williams K, Ye K, et al. Relations of change in plasma levels of LDL-C, non-HDL-C and apoB with risk reduction from statin therapy: a meta-analysis of randomized trials. J Am Heart Assoc. 2014;3(2):e000759 8. Jacobson TA, Ito MK, Maki KC, et al. National Lipid Association recommendations for patient-centered management of dyslipidemia: Part 1-executive summary. J Clin Lipidol. 2014;8(5):473-488 9. Expert panel on integrated guidelines for cardiovascular health and risk reduction in children and adolescents: summary report. Pediatrics. 2011;128 Suppl 5:S213-S256 10. Contois JH, McConnell JP, Sethi AA, et al. Apolipoprotein B and Cardiovascular Disease Risk: Position Statement from the AACC Lipoproteins and Vascular Diseases Division Working Group on Best Practices. Clinical Chemistry. 2009:55:3:407-419 | Anti-apolipoprotein B antibodies react with the antigen in the sample to form antigen:antibody complexes, which, following agglutination, can be measured turbidimetrically.(Package Insert: Tina-quant Apolipoprotein B. Roche Diagnostics; 07/2020) | 1 to 3 days | 7 days | This test has been cleared, approved, or is exempt by the US Food and Drug Administration and is used per manufacturer's instructions. Performance characteristics were verified by Mayo Clinic in a manner consistent with CLIA requirements. | 82172 | Apolipoprotein B, S | 1884-6 | APOLB | Apolipoprotein B, S | 1884-6
APOEG | Apolipoprotein E Genotyping, Blood | Determining the specific apolipoprotein E (APOE) genotypes in individuals with type III hyperlipoproteinemia Determining the specific apolipoprotein E (APOE) genotypes that may increase risk for amyloid related imaging abnormalities in individuals being treated for Alzheimer disease with B-amyloid-targeting antibodies APOEgenotyping has been used to assess susceptibility for Alzheimer disease. However, the use of APOE analysis for predictive testing for Alzheimer disease is not currently recommended by the American College of Medical Genetics due to limited clinical utility and poor predictive value. | Polymerase Chain Reaction (PCR) including Restriction Digest | Yes | Apolipoprotein E Genotyping, B | Varies | Patient Preparation:A previous bone marrow transplant from an allogenic donor will interfere with testing. Call 800-533-1710 for instructions for testing patients who have received a bone marrow transplant. Specimen Type:Whole blood Container/Tube: Preferred:Lavender top (EDTA) or yellow top (ACD) Acceptable:Any anticoagulant Specimen Volume:3 mL Collection Instructions: 1. Invert whole blood several times to mix blood.Do not aliquot. 2. Send specimen in original tube. | 1 mL | Apolipoproteins are structural constituents of lipoprotein particles that participate in lipoprotein synthesis, secretion, processing, and metabolism. Apolipoproteins have critical roles in blood lipid metabolism. Defects in apolipoprotein E (ApoE) are responsible for familial dysbetalipoproteinemia, or type III hyperlipoproteinemia, in which increased plasma cholesterol and triglycerides result from impaired clearance of chylomicron and very-low-density lipoprotein remnants. The humanAPOEgene is located on chromosome 19. The 3 commonAPOEalleles are designated e2, e3, and e4, which encode the ApoE isoforms E2, E3, and E4, respectively. E3, the most common isoform in the White population, shows cysteine (Cys) at amino acid position 112 and arginine (Arg) at position 158. E2 and E4 differ from E3 by single amino acid substitutions at positions 158 and 112, respectively (E2: Arg158->Cys; E4: Cys112->Arg). The allele frequencies for most White populations are as follows: -e2=8% to 12% -e3=74% to 78% -e4=14% to 15% E2 and E4 are both associated with higher plasma triglyceride concentrations. Over 90% of individuals with type III hyperlipoproteinemia are homozygous for the e2 allele. However, less than 10% of individuals homozygous for the e2 allele have overt type III hyperlipoproteinemia. This suggests that other genetic, hormonal, or environmental factors must contribute to the phenotypic expression of the disease. The e4 allele has been linked to pure elevations of low-density lipoproteins. Patients with a lipid profile consistent with type III hyperlipidemia are candidates for analysis of theirAPOEgenotype. TheAPOEgene is also a known susceptibility gene for Alzheimer disease. The e4 allele is associated with an increased risk for Alzheimer disease, particularly late-onset disease, in a dose-dependent manner. This risk is also influenced by other factors. It is estimated that individuals with theAPOEe3/e4 genotype have a 4-fold relative risk for Alzheimer disease, while homozygotes for e4 allele have a 12-fold relative risk. Several studies have suggested a protective effect of theAPOEe2 allele. TheAPOEe4 allele, however, is neither sufficient nor necessary for the development of Alzheimer disease. Approximately 50% of individuals with Alzheimer disease carry an e4 allele, and many individuals who have an e4 allele will never develop Alzheimer disease. The use ofAPOEanalysis for predictive testing for Alzheimer disease is not currently recommended by the American College of Medical Genetics and Genomics due to limited clinical utility and poor predictive value. Additionally,according to the US Food and Drug Administration label, the APOE e4 allele in the context of amyloid-targeting antibody treatments for Alzheimer disease has been associated with a higher incidence of amyloid related imaging abnormalities. |  | An interpretive report will be provided. | This assay will not detect all of the genetic variants that cause type III hyperlipoproteinemia. Therefore, the absence of a detectable genetic variant does not rule out the possibility that an individual is a carrier of or affected with this disease. This assay cannot predict or rule out the development of Alzheimer disease in an individual. Test results should be interpreted in the context of clinical findings, family history, and other laboratory data. Errors in the interpretation of results may occur if information given is inaccurate or incomplete. Rare variants (ie, polymorphisms) exist that could lead to false-negative or false-positive results. If results obtained do not match the clinical findings, additional testing should be considered. In rare cases, DNA alterations of undetermined significance may be identified. This assay does not identify all of the less common apolipoprotein E alleles. Thus, an individual who appears to be homozygous for e2, e3, or e4 may carry one of the rare alleles that cannot be detected by this assay. | 1. Smelt AH, de Beer F. Apolipoprotein E and familial dysbetalipoproteinemia: Clinical, biochemical, and genetic aspects. Semin Vasc Med. 2004;4(3):249-257 2. Utermann G. Morgagni lecture: genetic polymorphism of apolipoprotein E-impact on plasma lipoprotein metabolism.In: Crepaldi G, Tiengo A, Baggio G (eds). Diabetes, Obesity and Hyperlipidemias 3: Proceedings of the 4th European Symposium on Metabolism. 1985. Elsevier; 1-28 3. Elosua R, Ordovas JM, Cupples LA, et al. Association of APOE genotype with carotid atherosclerosis in men and women: the Framingham Heart Study. J Lipid Res. 2004;45(10):1868-1875 4. Poirier J, Davignon J, Bouthillier D, et al. Apolipoprotein E polymorphism and Alzheimer's disease. Lancet. 1993;342(8873):697-699 5. Farrer L, Cupples A, Haines J, et al. Effects of age, sex, and ethnicity on the association between apolipoprotein E genotype and Alzheimer disease: a meta-analysis. JAMA. 1997;278(16):1349-1356 6. Goldman JS, Hahn SE, Catania JW, et al. Genetic counseling and testing for Alzheimer disease: joint practice guidelines of the American College of Medical Genetics and the National Society of Genetic Counselors. Genet Med. 2011;13(6):597-605 7. American College of Medical Genetics and Genomics: Five things physicians and patients should question. Choosing Wisely; 2015. Updated July 1, 2021. Accessed October 27, 2021. Available atwww.choosingwisely.org/societies/american-college-of-medical-genetics-and-genomics/ 8.Filippi M, Cecchetti G, Spinelli EG, Vezzulli P, Falini A, Agosta F.Amyloid-Related Imaging Abnormalities andB-Amyloid-Targeting Antibodies: A Systematic Review.JAMA Neurol.2022;79(3):291-304 | A polymerase chain reaction-based assay, which includes HhaI digestion of the amplified product, is utilized to identify the 3 most common apolipoprotein E alleles (e2, e3, e4).(Unpublished Mayo method) | 6 to 7 days |  | This test was developed and its performance characteristics determined by Mayo Clinic in a manner consistent with CLIA requirements. It has not been cleared or approved by the US Food and Drug Administration. | 81401-APOE (apolipoprotein E)(eg, hyperlipoproteinemia type III, cardiovascular disease, Alzheimer disease), common variants (eg, *2, *3, *4) | Apolipoprotein E Genotyping, B | 42315-2 | 53204 | Released By | 18771-6
FAPLG | Apple IgG |  | Enzyme Immunoassay (FEIA) | No | Apple IgG | Serum | Specimen Type:Serum Container/Tube:Red Top Specimen Volume:0.5 mL Collection Instructions:Draw blood in a plain red-top tube(s), serum gel tube(s) is acceptable. Spin down and send 0.5 mL of serum refrigerated in a plastic vial. | 0.5 mL |  | Reference ranges have not been established for food-specific IgG tests. | The clinical utility of food-specific IgG tests has not been established. These tests can be used in special clinical situations to select foods for evaluation by diet elimination and challenge in patients who have food-related complaints. It should be recognized that the presence of food-specific IgG alone cannot be taken as evidence of food allergy and only indicates immunologic sensitization by the food allergen in question. This test should only be ordered by physicians who recognize the limitations of the test. |  |  |  | 5 to 7 days |  | This test was developed and its performance characteristics determined by Eurofins Viracor. It has not been cleared or approved by the U.S. Food and Drug Administration. | 86001 | Apple IgG | 60349-8 | FAPLG | Apple IgG | 60349-8
APPL | Apple, IgE, Serum | Establishing a diagnosis of an allergy to apples Defining the allergen responsible for eliciting signs and symptoms Identifying allergens: -Responsible for allergic response and/or anaphylactic episode -To confirm sensitization prior to beginning immunotherapy -To investigate the specificity of allergic reactions to insect venom allergens, drugs, or chemical allergens | Fluorescence Enzyme Immunoassay (FEIA) | Yes | Apple, IgE | Serum | Collection Container/Tube: Preferred:Serum gel Acceptable:Red top Submission Container/Tube:Plastic vial Specimen Volume:0.5 mL for every 5 allergens requested Collection Instructions:Centrifuge and aliquot serum into a plastic vial. | For 1 allergen: 0.3 mL For more than 1 allergen: (0.05 mL x number of allergens) + 0.25 mL deadspace | Clinical manifestations of immediate hypersensitivity (allergic) diseases are caused by the release of proinflammatory mediators (histamine, leukotrienes, and prostaglandins) from IgE-sensitized effector cells (mast cells and basophils) when cell-bound IgE antibodies interact with an allergen. In vitro serum testing for IgE antibodies provides an indication of the immune response to allergens that may be associated with allergic disease. The allergens chosen for testing often depend upon the age of the patient, history of allergen exposure, season of the year, and clinical manifestations. In individuals predisposed to develop allergic disease, the sequence of sensitization and clinical manifestations proceed as follows: eczema and respiratory disease (rhinitis and bronchospasm) in infants and children less than 5 years due to food sensitivity (milk, egg, soy, and wheat proteins) followed by respiratory disease (rhinitis and asthma) in older children and adults due to sensitivity to inhalant allergens (dust mite, mold, and pollen inhalants). | Class,IgE kU/L,Interpretation, 0,<0.10,Negative, 0/1,0.10-0.34,Borderline/equivocal, 1,0.35-0.69,Equivocal, 2,0.70-3.49,Positive, 3,3.50-17.4,Positive, 4,17.5-49.9,Strongly positive, 5,50.0-99.9,Strongly positive, 6,> or =100,Strongly positive, | Detection of IgE antibodies in serum (class 1 or greater) indicates an increased likelihood of allergic disease as opposed to other etiologies and defines the allergens that may be responsible for eliciting signs and symptoms. The level of IgE antibodies in serum varies directly with the concentration of IgE antibodies expressed as a class score or kU/L. | Testing for IgE antibodies is not useful in patients previously treated with immunotherapy to determine if residual clinical sensitivity exists or in patients in whom the medical management does not depend upon identification of allergen specificity. Some individuals with clinically insignificant sensitivity to allergens may have measurable levels of IgE antibodies in serum, and test results must be interpreted in the clinical context. False-positive results for IgE antibodies may occur in patients with markedly elevated serum IgE (>2500 kU/L) due to nonspecific binding to allergen solid phases. | Homburger HA, Hamilton RG: Allergic diseases. In: McPherson RA, Pincus MR, eds. Henry's Clinical Diagnosis and Management by Laboratory Methods. 23rd ed. Elsevier; 2017:1057-1070 | Specific IgE from the patient's serum reacts with the allergen of interest, which is covalently coupled to an ImmunoCAP. After washing away nonspecific IgE, enzyme-labeled anti-IgE antibody is added to form a complex. After incubation, unbound anti-IgE is washed away, and the bound complex incubated with a developing agent. After stopping the reaction, the fluorescence of the eluate is measured. Fluorescence is proportional to the amount of specific IgE present in the patient's sample (ie, the higher the fluorescence value, the more IgE antibody is present).(Package insert: ImmunoCAP System Specific IgE FEIA. Phadia; Rev 06/2020) | Same day/1 to 3 days | 14 days | This test has been cleared, approved, or is exempt by the US Food and Drug Administration and is used per manufacturer's instructions. Performance characteristics were verified by Mayo Clinic in a manner consistent with CLIA requirements. | 86003 | Apple, IgE | 6021-0 | APPL | Apple, IgE | 6021-0
APR | Apricot, IgE, Serum | Establishing a diagnosis of an allergy to apricots Defining the allergen responsible for eliciting signs and symptoms Identifying allergens: -Responsible for allergic response and/or anaphylactic episode -To confirm sensitization prior to beginning immunotherapy -To investigate the specificity of allergic reactions to insect venom allergens, drugs, or chemical allergens | Fluorescence Enzyme Immunoassay (FEIA) | Yes | Apricot, IgE | Serum | Collection Container/Tube: Preferred:Serum gel Acceptable:Red top Submission Container/Tube:Plastic vial Specimen Volume:0.5 mL for every 5 allergens requested Collection Instructions:Centrifuge and aliquot serum into a plastic vial. | For 1 allergen: 0.3 mL For more than 1 allergen: (0.05 mL x number of allergens) + 0.25 mL deadspace | Clinical manifestations of immediate hypersensitivity (allergic) diseases are caused by the release of proinflammatory mediators (histamine, leukotrienes, and prostaglandins) from IgE-sensitized effector cells (mast cells and basophils) when cell-bound IgE antibodies interact with an allergen. In vitro serum testing for IgE antibodies provides an indication of the immune response to allergens that may be associated with allergic disease. The allergens chosen for testing often depend upon the age of the patient, history of allergen exposure, season of the year, and clinical manifestations. In individuals predisposed to develop allergic disease, the sequence of sensitization and clinical manifestations proceed as follows: eczema and respiratory disease (rhinitis and bronchospasm) in infants and children less than 5 years due to food sensitivity (milk, egg, soy, and wheat proteins) followed by respiratory disease (rhinitis and asthma) in older children and adults due to sensitivity to inhalant allergens (dust mite, mold, and pollen inhalants). | Class,IgE kU/L,Interpretation, 0,<0.10,Negative, 0/1,0.10-0.34,Borderline/equivocal, 1,0.35-0.69,Equivocal, 2,0.70-3.49,Positive, 3,3.50-17.4,Positive, 4,17.5-49.9,Strongly positive, 5,50.0-99.9,Strongly positive, 6,> or =100,Strongly positive, | Detection of IgE antibodies in serum (class 1 or greater) indicates an increased likelihood of allergic disease as opposed to other etiologies and defines the allergens that may be responsible for eliciting signs and symptoms. The level of IgE antibodies in serum varies directly with the concentration of IgE antibodies expressed as a class score or kU/L. | Testing for IgE antibodies is not useful in patients previously treated with immunotherapy to determine if residual clinical sensitivity exists or in patients in whom the medical management does not depend upon identification of allergen specificity. Some individuals with clinically insignificant sensitivity to allergens may have measurable levels of IgE antibodies in serum, and test results must be interpreted in the clinical context. False-positive results for IgE antibodies may occur in patients with markedly elevated serum IgE (>2500 kU/L) due to nonspecific binding to allergen solid phases. | Homburger HA, Hamilton RG: Allergic diseases. In: McPherson RA, Pincus MR, eds. Henry's Clinical Diagnosis and Management by Laboratory Methods. 23rd ed. Elsevier; 2017:1057-1070 | Specific IgE from the patient's serum reacts with the allergen of interest, which is covalently coupled to an ImmunoCAP. After washing away nonspecific IgE, enzyme-labeled anti-IgE antibody is added to form a complex. After incubation, unbound anti-IgE is washed away, and the bound complex incubated with a developing agent. After stopping the reaction, the fluorescence of the eluate is measured. Fluorescence is proportional to the amount of specific IgE present in the patient's sample (ie, the higher the fluorescence value, the more IgE antibody is present).(Package insert: ImmunoCAP System Specific IgE FEIA. Phadia; Rev 06/2020) | Same day/1 to 3 days | 14 days | This test has been cleared, approved, or is exempt by the US Food and Drug Administration and is used per manufacturer's instructions. Performance characteristics were verified by Mayo Clinic in a manner consistent with CLIA requirements. | 86003 | Apricot, IgE | 7091-2 | APR | Apricot, IgE | 7091-2
ARBOP | Arbovirus Antibody Panel, IgG and IgM, Serum | Aiding the diagnosis of arboviral encephalitis (California [LaCrosse], St. Louis, Eastern equine, and Western equine encephalitis) | Immunofluorescence Assay (IFA) | Yes | Arbovirus Ab Panel IgG and IgM, S | The following algorithms are available: | Supplies:Sarstedt Aliquot Tube 5 mL (T914) Collection Container/Tube: Preferred:Serum gel Acceptable:Red top Submission Container/Tube:Plastic vial Specimen Volume:0.5 mL Collection Instructions:Centrifuge and aliquot serum into plastic vial. | 0.15 mL | California (LaCrosse) Virus: California (LaCrosse) virus is a member of the Bunyaviridae family and is one of the arthropod-borne encephalitides. It is transmitted by variousAedesandCulexmosquitoes and is found in such intermediate hosts as the rabbit, squirrel, chipmunk, and field mouse. California meningoencephalitis is usually mild and occurs in late summer. Ninety percent of infections are seen in children less than 15 years, usually from rural areas. The incubation period is estimated to be 7 days, and acute illness lasts 10 days or less in most instances. Typically, the first symptoms are nonspecific, lasting 1 to 3 days, and are followed by the appearance of central nervous system (CNS) signs and symptoms such as stiff neck, lethargy, and seizures, which usually abate within 1 week. Symptomatic infection is almost never recognized in those over 18 years. The most important sequela of California virus encephalitis is epilepsy, which occurs in about 10% of children; almost always in patients who have had seizures during the acute illness. A few patients (estimated 2%) have persistent paresis. Learning disabilities or other objective cognitive deficits have been reported in a small proportion (no more than 2%) of patients. Learning performance and behavior of most recovered patients are not distinguishable from comparison groups in these same areas. Eastern Equine Encephalitis: Eastern equine encephalitis (EEE) is within thealphavirusgroup. It is a low prevalence cause of human disease in the eastern and Gulf Coast states. EEE is maintained by a cycle of mosquito/wild bird transmission, peaking in the summer and early fall, when humans may become an adventitious host. The most common clinically apparent manifestation is a mild undifferentiated febrile illness, usually with headache. CNS involvement is demonstrated in only a minority of infected individuals, it is more abrupt and more severe than with other arboviruses, with children being more susceptible to severe disease. Fatality rates are approximately 70%. St. Louis Encephalitis: Areas of outbreaks ofSt. Louis encephalitis (SLE) since 1933 have involved the western United States, Texas, the Ohio-Mississippi Valley, and Florida. The vector of transmission is the mosquito. Peak incidence occurs in summer and early autumn. Disease onset is characterized by generalized malaise, fever, chills, headache, drowsiness, nausea, and sore throat or cough, followed in 1 to 4 days by meningeal and neurologic signs. The severity of illness increases with advancing age; persons over 60 years have the highest frequency of encephalitis. Symptoms of irritability, sleeplessness, depression, memory loss, and headaches can last up to 3 years. Western Equine Encephalitis: The virus that causes Western equine encephalitis (WEE) is widely distributed throughout the United States and Canada; disease occurs almost exclusively in the western states and Canadian provinces. The relative absence of the disease in the eastern United States probably reflects a paucity of the vector mosquito species,Culex tarsalis,and possibly a lower pathogenicity of local virus strains. The disease usually begins suddenly with malaise, fever, and headache, often with nausea and vomiting. Vertigo, photophobia, sore throat, respiratory symptoms, abdominal pain, and myalgia are also common. Over a few days, the headache intensifies; drowsiness and restlessness may merge into a coma in severe cases. In infants and children, the onset may be more abrupt than for adults. WEE should be suspected in any case of febrile CNS disease from an endemic area. Infants are highly susceptible to CNS disease, with about 20% of cases under 1 year. There is an excess of males with WEE clinical encephalitis, averaging about twice the number of infections detected in females. After recovery from the acute disease, patients may require from several months to 2 years to overcome the fatigue, headache, and irritability. Infants and children are at higher risk of permanent brain damage after recovery than adults. | CALIFORNIA VIRUS (La CROSSE) ENCEPHALITIS ANTIBODY IgG: <1:10 IgM: <1:10 Reference values apply to all ages. EASTERN EQUINE ENCEPHALITIS ANTIBODY IgG: <1:10 IgM: <1:10 Reference values apply to all ages. ST. LOUIS ENCEPHALITIS ANTIBODY IgG: <1:10 IgM: <1:10 Reference values apply to all ages. WESTERN EQUINE ENCEPHALITIS IgG: <1:10 IgM: <1:10 Reference values apply to all ages. | In patients infected with these or related viruses, IgM class antibody is reliably detected within 1 to 3 weeks of onset, peaking and rapidly declining within 3 months. Results from a single serum specimen can differentiate early (acute) infection from past infection with immunity if IgM is positive (suggests acute infection). IgG antibody is generally detectable within 1 to 3 weeks of onset, peaking within 1 to 2 months, and declining slowly thereafter. A single serum specimen IgG of 1:10 or greater indicates exposure to the virus. A 4-fold or greater rise in IgG antibody titer in acute and convalescent sera indicates recent infection. In the United States, it is unusual for any patient to show positive reactions to more than 1 of the arboviral antigens, although Western equine encephalitis and Eastern equine encephalitis antigens will show a noticeable cross-reactivity. | All results must be correlated with clinical history and other data available to the attending physician. Specimens collected within the first 2 weeks after onset are variably negative for IgG antibody and should not be used to exclude the diagnosis of arboviral disease. If arboviral infection is suspected, a second specimen should be collected and tested 10 to 21 days later. Since cross-reactivity with dengue fever virus does occur with St. Louis encephalitis antigens and, therefore, cannot be differentiated further. The specific virus responsible for such a titer may be deduced by the travel history of the patient, along with available medical and epidemiological data, unless the virus can be isolated. Eastern and Western equine encephalitis viruses show some cross-reactivity; however, antibody response to the infecting virus is typically at least 8-fold higher. | 1. Gonzalez-Scarano F, Nathanson N. Bunyaviruses. In: Fields BN, Knipe DM, eds. Fields Virology. Vol 1. 2nd ed. Raven Press; 1990:1195-1228 2. Donat JF, Rhodes KH, Groover RV, Smith TF. Etiology and outcome in 42 children with acute nonbacterial meningoencephalitis. Mayo Clin Proc. 1980;55(3):156-160 3. Tsai TF. Arboviruses. In: Murray PR, Baron EJ, Pfaller MA, et al, eds. Manual of Clinical Microbiology. 7th ed. American Society for Microbiology; 1999:1107-1124 4. Calisher CH. Medically important arboviruses of the United States and Canada. Clin Microbiol Rev. 1994;7(1):89-116 5. Dolin R. California encephalitis, hantavirus pulmonary syndrome, hantavirus hemorrhagic fever with renal syndrome, and bunyavirus hemorrhagic fevers. In: Bennett JE, Dolin R, Blaser MJ, eds. Mandell, Douglas, and Bennett's Principles and Practice of Infectious Diseases. 9th ed. Elsevier; 2020:2169-2176 | The indirect immunofluorescent antibody (IFA) assay is a 2-stage"sandwich" procedure. In the first stage, the patient serum is diluted in Pretreatment Diluent for IgM and phosphate buffered saline (PBS) for IgG, added to appropriate slide wells in contact with the substrate, and incubated. Following incubation, the slide is washed in PBS, which removes unbound serum antibodies. In the second stage, each antigen well is overlaid with fluorescein-labeled antibody to IgM and IgG. The slide is incubated allowing antigen-antibody complexes to react with the fluorescein-labeled anti-IgM and anti-IgG. After the slide is washed, dried, and mounted, it is examined using fluorescence microscopy. Positive reactions appear as cells exhibiting bright apple-green cytoplasmic fluorescence against a background of red negative control cells. Semi-quantitative endpoint titers are obtained by testing serial dilutions of positive specimens.(Package inserts: Arbovirus IFA IgM and Arbovirus IFA IgG Instructions for Use; Focus Diagnostics; Rev. 03, 02/17/2023) | Same day/1 to 4 days | 2 weeks | This test has been cleared, approved, or is exempt by the US Food and Drug Administration and is used per manufacturer's instructions. Performance characteristics were verified by Mayo Clinic in a manner consistent with CLIA requirements. | 86651 x 2-California virus (La Crosse) encephalitis antibody, IgG and IgM86652 x 2-Eastern equine encephalitis antibody, IgG and IgM86653 x 2-St. Louis encephalitis antibody, IgG and IgM86654 x 2-Western equine encephalitis antibody, IgG and IgM | Arbovirus Ab Panel IgG and IgM, S | 49093-8 | 87279 | West Equine Enceph Ab, IgM, S | In Process
ABOPC | Arbovirus Antibody Panel, IgG and IgM, Spinal Fluid |  | Immunofluorescence Assay (IFA) | No | Arbovirus Ab Panel IgG and IgM, CSF | The following algorithms are available: | Container/Tube:Sterile vial Preferred:Vial number 1 Acceptable:Any vial Specimen Volume:0.7 mL | 0.7mL | California (LaCrosse) Virus: California (LaCrosse) virus is a member of theBunyaviridaefamily, and it is one of the arthropod-borne encephalitides. It is transmitted by variousAedesandCulexmosquitoes and is found in such intermediate hosts as rabbits,squirrels,chipmunks, and field mice. California meningoencephalitis is usually mild and occurs in late summer. Ninety percent of infections are seen in children and adolescents younger than 15 years, usually from rural areas. The incubation period is estimated to be 7 days, and acute illness lasts 10 days or less in most instances. Typically, the first symptoms are nonspecific, lasting 1 to 3 days, and are followed by the appearance of central nervous system (CNS) signs and symptoms, such as stiff neck, lethargy, and seizures, which usually abate within 1 week. Symptomatic infection is almost never recognized in those older than 18 years. The most important sequela of California virus encephalitis is epilepsy, which occurs in about 10% of children; almost always in patients who have had seizures during the acute illness. An estimated 2% of patients have persistent paresis. Learning disabilities or other objective cognitive deficits have been reported in a small proportion (2%) of patients. Learning performance and behavior of most recovered patients are not distinguishable from comparison groups in these same areas. Eastern Equine Encephalitis: Eastern equine encephalitis (EEE) is within the alphavirus group. It is a low-prevalence cause of human disease in the eastern and Gulf Coast states. EEE is maintained by a cycle of mosquito/wild bird transmission, peaking in the summer and early fall, when humans may become an adventitious host. The most common clinically apparent manifestation is a mild undifferentiated febrile illness, usually with headache. CNS involvement is demonstrated in only a minority of infected individuals and is more abrupt and more severe than with other arboviruses, with children being more susceptible to severe disease. Fatality rates are approximately 70%. St Louis Encephalitis: Areas or outbreaks of St Louis encephalitis since 1933 have involved the western United States, Texas, the Ohio-Mississippi Valley, and Florida. The vector of transmission is the mosquito. Peak incidence occurs in summer and early autumn. Disease onset is characterized by generalized malaise, fever, chills, headache, drowsiness, nausea, and sore throat or cough, followed in 1 to 4 days by meningeal and neurologic signs. The severity of illness increases with advancing age; persons older than 60 years have the highest frequency of encephalitis. Symptoms of irritability, sleeplessness, depression, memory loss, and headaches can last up to 3 years. Western Equine Encephalitis: The virus that causes Western equine encephalitis (WEE) is widely distributed throughout the United States and Canada; disease occurs almost exclusively in the western states and Canadian provinces. The relative absence of the disease in the eastern United States probably reflects a paucity of the vector mosquito species,Culex tarsalis, and possibly a lower pathogenicity of local virus strains. The disease usually begins suddenly with malaise, fever, and headache, often with nausea and vomiting. Vertigo, photophobia, sore throat, respiratory symptoms, abdominal pain, and myalgia are also common. Over a few days, the headache intensifies; drowsiness and restlessness may merge into a coma in severe cases. In infants and children, the onset may be more abrupt than for adults. WEE should be suspected in any case of febrile CNS disease from an endemic area. Infants are highly susceptible to CNS disease, with about 20% of cases in patients younger than 1 year. There is an excess of male patients with WEE clinical encephalitis, averaging about twice the number of infections detected in female patients. After recovery from the acute disease, patients may require from several months to 2 years to overcome the fatigue, headache, and irritability. Infants and children are at a higher risk of permanent brain damage after recovery than adults. | CALIFORNIA VIRUS (La CROSSE) ENCEPHALITIS ANTIBODY IgG: <1:1 IgM: <1:1 Reference values apply to all ages. EASTERN EQUINE ENCEPHALITIS ANTIBODY IgG: <1:1 IgM: <1:1 Reference values apply to all ages. ST. LOUIS ENCEPHALITIS ANTIBODY IgG: <1:1 IgM: <1:1 Reference values apply to all ages. WESTERN EQUINE ENCEPHALITIS IgG: <1:1 IgM: <1:1 Reference values apply to all ages. | Detection of organism-specific antibodies in the cerebrospinal fluid (CSF) may suggest central nervous system (CNS) infection. However, these results are unable to distinguish between intrathecal antibodies and serum antibodies introduced into the CSF at the time of lumbar puncture or from a breakdown in the blood-brain barrier. The results should be interpreted with other laboratory and clinical data prior to a diagnosis of CNS infection. | All results must be correlated with clinical history and other data available to the attending physician. False-positive results may be caused by breakdown of the blood-brain barrier or by the introduction of blood into the cerebrospinal fluid (CSF) at collection. Since cross-reactivity with dengue fever virus does occur with St Louis encephalitis antigens and, therefore, cannot be differentiated further, the specific virus responsible for positive results may be deduced by the travel history of the patient, along with available medical and epidemiological data, unless the virus can be isolated. Eastern and Western equine encephalitis viruses show some cross-reactivity; however, antibody response to the infecting virus is typically at least 8-fold higher. | Piantadosi A, Kanjilal S. Diagnostic approach for arboviral infections in the United States. J Clin Microbiol. 2020;58(12):e01926-19. doi:10.1128/JCM.01926-19 | The indirect immunofluorescent antibody (IFA) assay is a 2-stage "sandwich" procedure. In the first stage, the patient cerebrospinal fluid (CSF) is diluted in Pretreatment Diluent for IgM and phosphate buffered saline (PBS) for IgG, added to appropriate slide wells in contact with the substrate, and incubated. Following incubation, the slide is washed in PBS, which removes unbound CSF antibodies. In the second stage, each antigen well is overlaid with fluorescein-labeled antibody to IgM and IgG. The slide is incubated allowing antigen-antibody complexes to react with the fluorescein-labeled anti-IgM and anti-IgG. After the slide is washed, dried, and mounted, it is examined using fluorescence microscopy. Positive reactions appear as cells exhibiting bright apple-green cytoplasmic fluorescence against a background of red negative control cells. Semi-quantitative endpoint titers are obtained by testing serial dilutions of positive specimens.(Package inserts: Arbovirus IFA IgM and Arbovirus IFA IgG Instructions for Use. Focus Diagnostics; Rev 03, 02/17/2023) | Same day/1 to 4 days | 2 weeks | This test was developed and its performance characteristics determined by Mayo Clinic in a manner consistent with CLIA requirements. It has not been cleared or approved by the US Food and Drug Administration. | 86651 x 286652 x 286653 x 286654 x 2 | Arbovirus Ab Panel IgG and IgM, CSF | 49094-6 | 26372 | West Equine Enceph Ab, IgM, CSF | 9316-1
ARGIN | Arginase-1 Immunostain, Technical Component Only | Identification and differentiation of hepatocellular carcinoma | Immunohistochemistry (IHC) | Yes | Arginase-1 IHC, Tech Only | For the initial technical component only immunohistochemical (IHC) stain performed, the appropriate bill-only test ID will be reflexed and charged (IHTOI). For each additional technical component only IHC stain performed, an additional bill-only test ID will be reflexed and charged (IHTOA). | Supplies:Immunostain Technical Only Envelope (T693) Specimen Type: Tissue Container/Tube:Immunostain Technical Only Envelope Preferred:2 Unstained positively charged glass slide (25- x 75- x 1-mm) per test ordered; sections 4-microns thick. Acceptable:Formalin-fixed, paraffin-embedded (FFPE) tissue block | See Specimen Required | Arginase-1 is a urea cycle metalloenzyme specifically expressed in hepatocytes. This protein serves as a marker in the identification and differentiation of hepatocellular carcinoma within the context of an antibody panel. |  | This test does not include pathologist interpretation, only technical performance of the stain. If interpretation is required, order PATHC / Pathology Consultation for a full diagnostic evaluation or second opinion of the case. The positive and negative controls are verified as showing appropriate immunoreactivity and documentation is retained at Mayo Clinic Rochester. If a control tissue is not included on the slide, a scanned image of the relevant quality control tissue is available upon request; call 855-516-8404. Interpretation of this test should be performed in the context of the patient's clinical history and other diagnostic tests by a qualified pathologist. | Age of a cut paraffin section can affect immunoreactivity. Stability thresholds vary widely among published literature and are antigen dependent. Best practice is for paraffin sections to be cut within 6 weeks. | 1. Radwan NA, Ahmed NS. The diagnostic value of arginase-1 immunostaining in differentiating hepatocellular carcinoma from metastatic carcinoma and cholangiocarcinoma as compared to HepPar-1. Diagn Pathol. 2012;7:149 2. Timek DT, Shi J, Liu H, Lin F. Arginase-1, HepPar-1, and Glypican-3 are the most effective panel of markers in distinguishing hepatocellular carcinoma from metastatic tumor on fine-needle aspiration specimens. Am J Clin Pathol. 2012;138(2):203-210 3. Fujiwara M, Kwok S, Yano H, Pai RK. Arginase-1 is a more sensitive marker of hepatic differentiation than HepPar-1 and glypican-3 in fine-needle aspiration biopsies. Cancer Cytopathol. 2012;120(4):230-237 4. Yan BC, Gong C, Song J, et al. Arginase-1: a new immunohistochemical marker of hepatocytes and hepatocellular neoplasms. Am J Surg Pathol. 2010;34(8):1147-1154 5. Magaki S, Hojat SA, Wei B, So A, Yong WH. An introduction to the performance of immunohistochemistry. Methods Mol Biol. 2019;1897:289-298. doi:10.1007/978-1-4939-8935-5_25 | Immunohistochemistry on sections of paraffin-embedded tissue.(Unpublished Mayo method) | 1 to 3 days | Until staining is complete. | This test has been cleared, approved, or is exempt by the US Food and Drug Administration and is used per manufacturer's instructions. Performance characteristics were verified by Mayo Clinic in a manner consistent with CLIA requirements. | 88342-TC, primary88341-TC, if additional IHC | Arginase-1 IHC, Tech Only | Order only;no result | 70672 | Arginase-1 IHC, Tech Only | Bill only; no result
FARI | Aripiprazole (Abilify) |  | Liquid Chromatography/Tandem Mass Spectrometry (LC/MS/MS) | Yes | Aripiprazole | Varies | Submit only 1 of the following specimens: Plasma Draw blood in a green-top (sodium heparin) tube(s),plasma geltube is not acceptable.Spin down and send 2 mL sodium heparin plasma refrigerated in a plastic vial. Serum Draw blood in a plain, red-top tube(s),serum gel tube is notacceptable.Spin down and send 2 mL of serum refrigerated in a plastic vial. | 0.5 mL |  | Units:ng/mL Expected steady state plasma levels in patients receiving recommended daily dosages: 109.0 - 585.0 ng/mL |  |  |  |  | 5 to 9 days |  | This test was developed and its performance characteristics determined by LabCorp. It has not been cleared or approved by the Food and Drug Administration. | 80299 | Aripiprazole | 38893-4 | Z2233 | Aripiprazole | 38893-4
ARVGG | Arrhythmogenic Cardiomyopathy Gene Panel, Varies | Providing a genetic evaluation for patients with a personal or family history suggestive of a hereditary form of arrhythmogenic cardiomyopathy Establishing a diagnosis of a hereditary form of arrhythmogenic cardiomyopathy | Sequence Capture and Targeted Next-Generation Sequencing followed by Polymerase Chain Reaction (PCR) and Sanger Sequencing | Yes | Arrhythmogenic Cardiomyopathy Panel | Varies | Specimen Type:Whole blood Patient Preparation:A previous bone marrow transplant from an allogenic donor will interfere with testing. Call 800-533-1710 for instructions for testing patients who have received a bone marrow transplant. Container/Tube: Preferred:Lavender top (EDTA) or yellow top (ACD) Acceptable:Any anticoagulant Specimen Volume:3 mL Collection Instructions: 1. Invert several times to mix blood 2. Send whole blood specimen in original tube.Do not aliquot. Specimen Stability Information:Ambient (preferred)/Refrigerated | 1 mL | The cardiomyopathies are a group of disorders characterized by disease of the heart muscle. Cardiomyopathy can be caused by either inherited, genetic factors or by nongenetic (acquired) causes such as infection or inflammation.(1) When the presence or severity of the cardiomyopathy observed in a patient cannot be explained by acquired causes, genetic testing for the inherited forms of cardiomyopathy may be considered. Arrhythmogenic cardiomyopathy (ACM) is characterized by the presence of arrhythmogenic cardiac muscle in the absence of ischemic, hypertensive, or valvular cardiac disease. Arrhythmogenic right ventricular cardiomyopathy (ARVC), the most well-defined form of ACM, is characterized by breakdown of the myocardium and replacement of right ventricular muscle tissue with fibrofatty tissue, resulting in an increased risk of arrhythmia and sudden death. In some cases, there may also be left ventricular involvement. The prevalence of ARVC (genetic and acquired) is estimated to be 1 in 2000 to 1 in 5000 in the general population.(2) The clinical presentation of ACM can be variable, even within the same family. Overt symptoms such as palpitations, ventricular arrythmias, structural heart changes, and sudden cardiac arrest typically manifest in adulthood, but more subtle symptoms may be present in childhood.(2) Additionally, ACM may be apparently asymptomatic in some individuals, but can cause sudden, life-threatening arrhythmias, increasing the risk of sudden cardiac death.(1) Hereditary forms of ACM primarily follow an autosomal dominant pattern of inheritance. Rarely, ACM may be present as a feature of an autosomal recessive condition (eg, Naxos syndrome, Carvajal syndrome, or myofibrillar myopathy).(1) Cardiomyopathy in combination with cardiac arrhythmia is also common in the X-linked condition Emery-Dreifuss muscular dystrophy.(3) | An interpretive report will be provided. | All detected variants are evaluated according to American College of Medical Genetics and Genomics recommendations.(4) Variants are classified based on known, predicted, or possible pathogenicity and reported with interpretive comments detailing their potential or known significance. | Clinical Correlations: Test results should be interpreted in the context of clinical findings, family history, and other laboratory data. Misinterpretation of results may occur if the information provided is inaccurate or incomplete. If testing was performed because of a clinically significant family history, it is often useful to first test an affected family member. Detection of a reportable variant in an affected family member would allow for more informative testing of at-risk individuals. To discuss the availability of additional testing options or for assistance in the interpretation of these results, contact the Mayo Clinic Laboratories genetic counselors at 800-533-1710. Technical Limitations: Next-generation sequencing may not detect all types of genomic variants. In rare cases, false-negative or false-positive results may occur. The depth of coverage may be variable for some target regions; assay performance below the minimum acceptable criteria or for failed regions will be noted. Given these limitations, negative results do not rule out the diagnosis of a genetic disorder. If a specific clinical disorder is suspected, evaluation by alternative methods can be considered. There may be regions of genes that cannot be effectively evaluated by sequencing or deletion and duplication analysis as a result of technical limitations of the assay, including regions of homology, high guanine-cytosine (GC) content, and repetitive sequences. Confirmation of select reportable variants will be performed by alternate methodologies based on internal laboratory criteria. This test is validated to detect 95% of deletions up to 75 base pairs (bp) and insertions up to 47 bp. Deletions-insertions (delins) of 40 or more bp, including mobile element insertions, may be less reliably detected than smaller delins. Deletion/Duplication Analysis: This analysis targets single and multi-exon deletions/duplications; however, in some instances single exon resolution cannot be achieved due to isolated reduction in sequence coverage or inherent genomic complexity. Balanced structural rearrangements (such as translocations and inversions) may not be detected. This test is not designed to detect low levels of mosaicism or to differentiate between somatic and germline variants. If there is a possibility that any detected variant is somatic, additional testing may be necessary to clarify the significance of results. Genes may be added or removed based on updated clinical relevance.Refer to theTargeted Genes and Methodology Details for Arrhythmogenic Cardiomyopathy Gene Panelfor the most up to date list of genes included in this test.For detailed information regarding gene specific performance and technical limitations, see Method Description or contact a laboratory genetic counselor. If the patient has had an allogeneic hematopoietic stem cell transplant or a recent blood transfusion, results may be inaccurate due to the presence of donor DNA. Call Mayo Clinic Laboratories for instructions for testing patients who have received a bone marrow transplant. Reclassification of Variants: At this time, it is not standard practice for the laboratory to systematically review previously classified variants on a regular basis. The laboratory encourages healthcare providers to contact the laboratory at any time to learn how the classification of a particular variant may have changed over time. Variant Evaluation: Evaluation and categorization of variants are performed using published American College of Medical Genetics and Genomics and the Association for Molecular Pathology recommendations as a guideline.(4) Other gene-specific guidelines may also be considered. Variants are classified based on known, predicted, or possible pathogenicity and reported with interpretive comments detailing their potential or known significance. Variants classified as benign or likely benign are not reported. Multiple in silico evaluation tools may be used to assist in the interpretation of these results. The accuracy of predictions made by in silico evaluation tools is highly dependent upon the data available for a given gene, and periodic updates to these tools may cause predictions to change over time. Results from in silico evaluation tools should be interpreted with caution and professional clinical judgment. Rarely, incidental or secondary findings may implicate another predisposition or presence of active disease. Incidental findings may include, but are not limited to, results related to the sex chromosomes. These findings will be carefully reviewed to determine whether they will be reported. | 1. Towbin JA, McKenna WJ, Abrams DJ, et al: 2019 HRS expert consensus statement on evaluation, risk stratification, and management of arrhythmogenic cardiomyopathy. Heart Rhythm. 2019 Nov;16(11):e301-e372. doi: 10.1016/j.hrthm.2019.05.007 2. Corrado D, Link MS, Calkins H: Arrhythmogenic right ventricular cardiomyopathy. N Engl J Med. 2017 Jan;376(1):61-72. doi: 10.1056/NEJMra1509267 3. Bonne G, Leturcq F, Ben Yaou R: Emery-Dreifuss Muscular Dystrophy. In: Adam MP, Ardinger HH, Pagon RA, et al, eds. GeneReviews [Internet]. University of Washington, Seattle; 2004. Updated August 15, 2019. Accessed July 14, 2022. Available atwww.ncbi.nlm.nih.gov/books/NBK1436/ 4. Richards S, Aziz N, Bale S, et al: Standards and guidelines for the interpretation of sequence variants: a joint consensus recommendation of the American College of Medical Genetics and Genomics and the Association for Molecular Pathology. Genet Med. 2015 May;17(5):405-424 | Next-generation sequencing (NGS) and/or Sanger sequencing is performed to test for the presence of variants in coding regions and intron/exon boundaries of the genes analyzed, as well as some other regions that have known disease-causing variants. The human genome reference GRCh37/hg19 build was used for sequence read alignment. At least 99% of the bases are covered at a read depth over 30X. Sensitivity is estimated at above 99% for single nucleotide variants, above 94% for deletions-insertions (delins) less than 40 base pairs (bp), above 95% for deletions up to 75 bp and insertions up to 47 bp. NGS and/or a polymerase chain reaction-based quantitative method is performed to test for the presence of deletions and duplications in the genes analyzed. There may be regions of genes that cannot be effectively evaluated by sequencing or deletion and duplication analysis as a result of technical limitations of the assay, including regions of homology, high guanine-cytosine (GC) content, and repetitive sequences.SeeTargeted Genes and Methodology Details for Arrhythmogenic Cardiomyopathy Gene Panelfor details regarding the targeted genes analyzed for each test and specific gene regions not routinely covered.(Unpublished Mayo method) Confirmation of select reportable variants may be performed by alternate methodologies based on internal laboratory criteria. Genes analyzed:CDH2, DES, DSC2, DSG2, DSP, EMD, FLNC, JUP, LMNA, NKX2-5, PKP2, PLN, PPA2, PRKAG2, RBM20, RYR2, TMEM43,andTTN | 28 to 42 days | Whole blood: 2 weeks (if available); Extracted DNA: 3 months | This test was developed and its performance characteristics determined by Mayo Clinic in a manner consistent with CLIA requirements. It has not been cleared or approved by the US Food and Drug Administration. | 81439 | Arrhythmogenic Cardiomyopathy Panel | 51966-0 | 617140 | Released By | 18771-6
ASOU | Arsenic Occupational Exposure, Random, Urine | Screening test for detection of occupational exposure to arsenic in random urine specimens | Only orderable as part of profile. For more information see: -ASUOE / Arsenic Occupational Exposure with Reflex, Random, Urine -HMUOE / Heavy Metal Occupational Exposure, with Reflex, Random, Urine Triple-Quadrupole Inductively Coupled Plasma Mass Spectrometry (ICP-MS/MS) | Yes | Arsenic Occupational Exposure | If total arsenic concentration is 10 mcg/L or greater, then speciation will be performed at an additional charge. | Only orderable as part of profile. For more information see: -ASUOE / Arsenic Occupational Exposure with Reflex, Random, Urine -HMUOE / Heavy Metal Occupational Exposure, with Reflex, Random, Urine | 3 mL | Arsenic (As) is a naturally occurring element that is widely distributed in the Earth's crust. Arsenic is classified chemically as a metalloid, having both metal and nonmetal properties. Elemental arsenic is a steel gray solid material. However, arsenic is usually found in the environment combined with other elements such as oxygen, chlorine, and sulfur. Arsenic combined with these elements is called inorganic arsenic. Arsenic combined with carbon and hydrogen is referred to as organic arsenic. Theorganic forms (eg, arsenobetaine and arsenocholine) are relatively nontoxic, while the inorganic forms are toxic. The toxic inorganic forms are arsenite (As[3+]/As[III]) and arsenate (As[5+]/As[V]). Inorganic As(V) is readily reduced to inorganic As(III), which is then primarily broken down to the less toxic methylated metabolites monomethylarsonic acid and, subsequently, dimethylarsinic acid. In the past, inorganic arsenic compounds were predominantly used as pesticides, primarily on cotton fields and in orchards. Inorganic arsenic compounds can no longer be used in agriculture. However, organic arsenic compounds, namely cacodylic acid, disodium methylarsenate, and monosodium methylarsenate, are still used as pesticides, principally on cotton. Some organic arsenic compounds are used as additives in animal feed. Small quantities of elemental arsenic are added to other metals to form metal mixtures or alloys with improved properties. The greatest use of arsenic in alloys is in lead-acid batteries for automobiles. Another important use of arsenic compounds is in semiconductors and light-emitting diodes. People are exposed to arsenic by eating food, drinking water, or breathing air. Of these, food is usually the largest source of arsenic. The predominant dietary source of arsenic is seafood, followed by rice/rice cereal, mushrooms, and poultry. While seafood contains the greatest amounts of arsenic, from fish and shellfish, this is mostly in an organic form of arsenic called arsenobetaine, which is much less harmful. Some seaweed may contain arsenic in the inorganic form, which is more toxic. In the United States, some areas also contain high natural levels of arsenic in rock, which can lead to elevated levels in the soil and drinking water. Occupational (eg, copper or lead smelting, wood treating, or pesticide application) exposure is another source where people may be introduced to elevated levels of arsenic. Lastly, hazardous waste sites may contain large quantities of arsenic and, if not disposed of properly, may get into the surrounding water, air, or soil. A wide range of signs and symptoms may be seen in acute arsenic poisoning including headache, nausea, vomiting, diarrhea, abdominal pain, hypotension, fever, hemolysis, seizures, and mental status changes. Symptoms of chronic poisoning, also called arseniasis, are mostly insidious and nonspecific. The gastrointestinal tract, skin, and central nervous system are usually involved. Nausea, epigastric pain, colic abdominal pain, diarrhea, and paresthesias of the hands and feet can also occur. Since arsenic is excreted predominantly by glomerular filtration, measurement of arsenic in urine is the most reliable means of detecting arsenic exposures within the last several days. | Only orderable as part of profile. For more information see: -ASUOE / Arsenic Occupational Exposure with Reflex, Random, Urine -HMUOE / Heavy Metal Occupational Exposure, with Reflex, Random, Urine Biological Exposure Indices (BEI): <35 mcg/L at end of work week | Mayo Clinic uses the American Conference of Governmental Industrial Hygienists biological exposure index (BEI) as the reference value. The BEI is the sum of all the toxic species (inorganic arsenic plus methylated arsenic metabolites). Physiologically, arsenic exists in a number of toxic and nontoxic forms. The total arsenic concentration reflects all the arsenic present in the sample regardless of species (eg, inorganic vs. methylated vs. organic arsenic). The measurement of urinary total arsenic levels is generally accepted as the most reliable indicator of recent arsenic exposure. However, if the total urine arsenic concentration is elevated, arsenic speciation must be performed to identify if it is a toxic form (eg, inorganic and methylated arsenic forms) or a relatively nontoxic organic form (eg, arsenobetaine and arsenocholine). The inorganic toxic forms of arsenic (eg, As[III] and As[V]) are found in the urine shortly after ingestion, whereas the less toxic methylated forms, monomethylarsonic acid (MMA) and dimethylarsinic acid (DMA) are the species that predominate longer than 24 hours after ingestion. In general, urinary As(III) and As(V) concentrations peak in the urine at approximately 10 hours and return to normal 20 to 30 hours after ingestion. Urinary MMA and DMA concentrations normally peak at approximately 40 to 60 hours and return to baseline 6 to 20 days after ingestion. This test can determine if a patient has been exposed to above-average levels of arsenic. It cannot predict whether the arsenic levels in their body will affect their health. | Consumption of seafood before collection of a urine specimen for arsenic testing is likely to result in a report of an elevated concentration of arsenic found in the urine, which can be clinically misleading. | 1. Fillol CC, Dor F, Labat L, et al. Urinary arsenic concentrations and speciation in residents living in an area with naturally contaminated soils. Sci Total Environ. 2010;408(5):1190-1194 2. Caldwell KL, Jones RL, Verdon CP, Jarrett JM, Caudill SP, Osterloh JD. Levels of urinary total and speciated arsenic in the US population: National Health and Nutrition Examination Survey 2003-2004.J Expo Sci Environ Epidemiol. 2009;19(1):59-68 3. AgencyforToxicSubstancesandDiseaseRegistry:Toxicologicalprofileforarsenic. USDepartmentofHealthand Human Services; August 2007. Available at www.atsdr.cdc.gov/ToxProfiles/tp2.pdf 4. Strathmann FG, Blum LM. Toxic elements. In: Rifai N, Chiu RWK, Young I, Burnham CD, Wittwer CT, eds. Tietz Textbook of Laboratory Medicine. 7th ed. Elsevier; 2023:chap 44 5.Keil DE, Berger-Ritchie J, McMillin GA. Testing for toxic elements: A focus on arsenic, cadmium, lead, and mercury.Lab Med.2011;42(12):735-742 doi:10.1309/LMYKGU05BEPE7IAW 6.Navas-Acien A, Francesconi KA, Silbergeld EK, Guallar E. Seafood intake and urine concentrations of total arsenic, dimethylarsinate and arsenobetaine in the US population. Environ Res. 2011;111(1):110-118. doi:10.1016/j.envres.2010.10.009 7. Tchounwou PB, Yedjou CG, Udensi UK, et al. State of the science review of the health effects of inorganic arsenic: Perspectives for future research. Environ Toxicol. 2019;34(2):188-202. doi:10.1002/tox.22673 | The metal of interest is analyzed by triple-quadrupole inductively coupled plasma mass spectrometry.(Unpublished Mayo method) | 2 to 4 days | 14 days | This test was developed and its performance characteristics determined by Mayo Clinic in a manner consistent with CLIA requirements. It has not been cleared or approved by the US Food and Drug Administration. | 82175 | Arsenic Occupational Exposure | 13463-5 | 608891 | Total Arsenic Concentration | 5586-3
ASUOE | Arsenic Occupational Exposure, with Reflex, Random, Urine | Preferred screening test for detection of occupational exposure to arsenic in random urine specimens | ASOU: Triple-Quadrupole Inductively Coupled Plasma Mass Spectrometry (ICP-MS/MS) CRETR: Enzymatic Colorimetric Assay | Yes | Arsenic Occ Exp w/Reflex, Random,U | If total arsenic concentration is 10 mcg/L or greater, then speciation will be performed at an additional charge. | Patient Preparation: 1. For the 48-hour period prior to start of collection, patientshould noteat seafood. 2. High concentrations of gadolinium and iodine are known to interfere with most metal tests. If either gadolinium- or iodine-containing contrast media has been administered,a specimen should not be collected for 96 hours. 3. For industrial exposure monitoring, recommended sampling time is at the end of the work week. Supplies:Urine Tubes, 10 mL (T068) Collection Container/Tube:Clean, plastic urine container with no metal cap or glued insert Submission Container/Tube:Plastic vial or clean, plastic aliquot container with no metal cap or glued insert Specimen Volume:6 mL Collection Instructions: 1. Collect urine a random urine specimen. 2. SeeMetals Analysis Specimen Collection and Transportfor complete instructions. | 3 mL | Arsenic (As) is a naturally occurring element that is widely distributed in the Earth's crust. Arsenic is classified chemically as a metalloid, having both metal and nonmetal properties. Elemental arsenic is a steel gray solid material. However, arsenic is usually found in the environment combined with other elements, such as oxygen, chlorine, and sulfur. Arsenic combined with these elements is called inorganic arsenic. Arsenic combined with carbon and hydrogen is referred to as organic arsenic. Theorganic forms (eg, arsenobetaine and arsenocholine) are relatively nontoxic, while the inorganic forms are toxic. The toxic inorganic forms are arsenite (As[3+]/As[III]) and arsenate (As[5+]/As[V]). Inorganic As(V) is readily reduced to inorganic As(III), which is then primarily broken down to the less toxic methylated metabolites, monomethylarsonic acid and, subsequently, dimethylarsinic acid. In the past, inorganic arsenic compounds were predominantly used as pesticides, primarily on cotton fields and in orchards. Inorganic arsenic compounds can no longer be used in agriculture. However, organic arsenic compounds, namely cacodylic acid, disodium methylarsenate, and monosodium methylarsenate, are still used as pesticides, principally on cotton. Some organic arsenic compounds are used as additives in animal feed. Small quantities of elemental arsenic are added to other metals to form metal mixtures or alloys with improved properties. The greatest use of arsenic in alloys is in lead-acid batteries for automobiles. Another important use of arsenic compounds is in semiconductors and light-emitting diodes. People are exposed to arsenic by eating food, drinking water, or breathing air. Of these, food is usually the largest source of arsenic. The predominant dietary source of arsenic is seafood, followed by rice/rice cereal, mushrooms, and poultry. While seafood contains the greatest amounts of arsenic, from fish and shellfish, this is mostly in an organic form of arsenic called arsenobetaine, which is much less harmful. Some seaweed may contain arsenic in the inorganic form, which is more toxic. In the United States, some areas also contain high natural levels of arsenic in rock, which can lead to elevated levels in the soil and drinking water. Occupational (eg, copper or lead smelting, wood treating, or pesticide application) exposure is another source where people may be introduced to elevated levels of arsenic. Lastly, hazardous waste sites may contain large quantities of arsenic and, if not disposed of properly, may get into the surrounding water, air, or soil. A wide range of signs and symptoms may be seen in acute arsenic poisoning, including headache, nausea, vomiting, diarrhea, abdominal pain, hypotension, fever, hemolysis, seizures, and mental status changes. Symptoms of chronic poisoning, also called arseniasis, are mostly insidious and nonspecific. The gastrointestinal tract, skin, and central nervous system are usually involved. Nausea, epigastric pain, colic abdominal pain, diarrhea, and paresthesias of the hands and feet can also occur. Since arsenic is excreted predominantly by glomerular filtration, measurement of arsenic in urine is the most reliable means of detecting arsenic exposures within the last several days. | ARSENIC Biological Exposure Indices (BEI): <35 mcg/L at end of work week CREATININE > or =18 years old: 16-326 mg/dL Reference values have not been established for patients who are less than 18 years of age. | Mayo Clinic uses the American Conference of Governmental Industrial Hygienists biological exposure index (BEI) as the reference value. The BEI is the sum of all the toxic species (inorganic arsenic plus methylated arsenic metabolites). Physiologically, arsenic exists in a number of toxic and nontoxic forms. The total arsenic concentration reflects all the arsenic present in the sample regardless of species (eg, inorganic vs. methylated vs. organic arsenic). The measurement of urinary total arsenic levels is generally accepted as the most reliable indicator of recent arsenic exposure. However, if the total urine arsenic concentration is elevated, arsenic speciation must be performed to identify if it is a toxic form (eg, inorganic and methylated arsenic forms) or a relatively nontoxic organic form (eg, arsenobetaine and arsenocholine). The inorganic toxic forms of arsenic (eg, As[III] and As[V]) are found in the urine shortly after ingestion, whereas the less toxic methylated forms, monomethylarsonic acid (MMA) and dimethylarsinic acid (DMA), are the species that predominate longer than 24 hours after ingestion. In general, urinary As[III] and As[V] concentrations peak in the urine at approximately 10 hours and return to normal 20 to 30 hours after ingestion. Urinary MMA and DMA concentrations normally peak at approximately 40 to 60 hours and return to baseline 6 to 20 days after ingestion. This test can determine if a patient has been exposed to above-average levels of arsenic. It cannot predict whether the arsenic levels in their body will affect their health. | Consumption of seafood before collection of a urine specimen for arsenic testing is likely to result in a report of an elevated concentration of arsenic found in the urine, which can be clinically misleading. | 1. Fillol CC, Dor F, Labat L, et al. Urinary arsenic concentrations and speciation in residents living in an area with naturally contaminated soils. Sci Total Environ. 20101;408(5):1190-1194 2. Caldwell KL, Jones RL, Verdon CP, Jarrett JM, Caudill SP, Osterloh JD. Levels of urinary total and speciated arsenic in the US population: National Health and Nutrition Examination Survey 2003-2004.J Expo Sci Environ Epidemiol. 2009;19(1):59-68 3. AgencyforToxicSubstancesandDiseaseRegistry:Toxicologicalprofileforarsenic. USDepartmentofHealthand Human Services; August 2007. Available at www.atsdr.cdc.gov/ToxProfiles/tp2.pdf 4. Strathmann FG, Blum LM. Toxic elements. In: Rifai N, Chiu RWK, Young I, Burnham CD, Wittwer CT, eds. Tietz Textbook of Laboratory Medicine. 7th ed. Elsevier; 2023:chap 44 5.Keil DE, Berger-Ritchie J, McMillin GA. Testing for toxic elements: A focus on arsenic, cadmium, lead, and mercury.Lab Med. 2011;42(12):735-742. doi:10.1309/LMYKGU05BEPE7IAW 6.Navas-Acien A, Francesconi KA, Silbergeld EK, Guallar E. Seafood intake and urine concentrations of total arsenic, dimethylarsinate and arsenobetaine in the US population. Environ Res. 2011;111(1):110-118 doi:10.1016/j.envres.2010.10.009 7. Tchounwou PB, Yedjou CG, Udensi UK, et al. State of the science review of the health effects of inorganic arsenic: Perspectives for future research. Environ Toxicol. 2019;34(2):188-202 doi:10.1002/tox.22673 | The metal of interest is analyzed by triple-quadrupole inductively coupled plasma mass spectrometry. (Unpublished Mayo method) Creatinine: The enzymatic method is based on the determination of sarcosine from creatinine with the aid of creatininase, creatinase, and sarcosine oxidase. The liberated hydrogen peroxide is measured via a modified Trinder reaction using a colorimetric indicator. Optimization of the buffer system and the colorimetric indicator enables the creatinine concentration to be quantified both precisely and specifically.(Package insert: Creatinine plus ver 2. Roche Diagnostics; V15.0, 03/2019) | 2 to 4 days | 14 days | This test was developed and its performance characteristics determined by Mayo Clinic in a manner consistent with CLIA requirements. It has not been cleared or approved by the US Food and Drug Administration. | 8217582570 | Arsenic Occ Exp w/Reflex, Random,U | 13463-5 | 608891 | Total Arsenic Concentration | 5586-3
SPASU | Arsenic Speciation, 24 Hour, Urine | Diagnosing arsenic intoxication using 24-hour urine specimens | Triple-Quadrupole Inductively Coupled Plasma Mass Spectrometry (ICP-MS/MS)/Ion Chromatography Inductively Coupled Plasma Mass Spectrometry (ICP-MS) | Yes | Arsenic Speciation, 24 Hr, U | Total arsenic will be performed first. If the total arsenic concentration is 10 mcg/L or greater, then speciation will be performed and reported. If total arsenic is below 10 mcg/L, total arsenic will be reported as less than 10 mcg/L and speciation will not be performed. | Patient Preparation: 1. For the 48-hour period prior to start of collection, as well as during the collection, patientshould noteat seafood. 2. High concentrations of gadolinium and iodine are known to potentially interfere with most inductively coupled plasma mass spectrometry-based metal tests. If either gadolinium- or iodine-containing contrast media has been administered,a specimen should not be collected for 96 hours. Supplies:Urine Tubes, 10 mL (T068) Collection Container/Tube:Clean, plastic urine collection container Submission Container/Tube:Plastic, 10-mL tube or a clean, plastic aliquot container with no metal cap or glued insert Specimen Volume:10 mL Collection Instructions: 1. Collect urine for 24 hours. 2. Refrigerate urine specimen within 4 hours of completion of 24-hour collection 3. SeeMetals Analysis Specimen Collection and Transportfor complete instructions. Additional Information:For multiple collections seeUrine Preservatives-Collection and Transportation for 24-Hour Urine Specimens | 3 mL | Arsenic (As) exists in a number of different forms; some are toxic, while others are not. The toxic inorganic forms are arsenite (As[3+], As[III]) and arsenate (As[5+], As[V]), and their partially detoxified metabolites are monomethylarsonic acid (MMA) and dimethylarsinic acid (DMA). As(III) is more toxic than As(V), and both are more toxic than MMA and DMA. The biologic half-life of inorganic arsenic is 4 to 6 hours, while the biologic half-life of the methylated metabolites is 20 to 30 hours. Target organs of As(III)-induced effects are the heart, gastrointestinal tract, skin and other epithelial tissues, kidney, and nervous system. Inorganic arsenic is carcinogenic to humans. Symptoms of chronic poisoning, called arseniasis, are mostly insidious and nonspecific. The gastrointestinal tract, skin, and central nervous system are usually involved. Nausea, epigastric pain, colic abdominal pain, diarrhea, and paresthesias of the hands and feet can occur. Nontoxic, organic forms of arsenic are present in many foods. Arsenobetaine and arsenocholine are the 2 most common forms of organic arsenic found in food. The most common foods that contain significant concentrations of organic arsenic are shellfish and other predators in the seafood chain (cod, haddock, etc). Some meats, such as meats from chickens that have been fed seafood remnants, may also contain the organic forms of arsenic. Following ingestion of arsenobetaine and arsenocholine, these compounds undergo rapid kidney clearance to become concentrated in the urine. Organic arsenic is completely excreted within 1 to 2 days after ingestion, and there are no residual toxic metabolites. The biologic half-life of organic arsenic is 4 to 6 hours. For reporting purposes, the concentrations of the inorganic forms (As[III] and As[V]) along with the methylated forms (MMA and DMA) will be summed and reported together as 'inorganic' arsenic. This is consistent with how the biological exposure index reference range is reported. | TOXIC ARSENIC <35 mcg/L Reference values apply to all ages. Arsenic Speciation Interpretive Information: The toxic arsenic concentration represents the sum of the inorganic and methylated arsenic species. The reference value for toxic arsenic is <35 mcg/L. This value is based on the American Conference of Governmental Industrial Hygienists (ACGIH) Biological Exposure Index (BEI), which does not include the non-toxic organic arsenic. |  | Consumption of seafood before collection of a urine specimen forarsenic testing is likely to result in a report of an elevated concentrationof organic arsenic, which can be clinically misleading. | 1. Caldwell KL, Jones RL, Verdon CP, Jarrett JM, Caudill SP, Osterloh JD. Levels of urinary total and speciated arsenic in the US population: National Health and Nutrition Examination Survey 2003-2004.J Expo Sci Environ Epidemiol. 2009;19(1):59-68. doi:10.1038/jes.2008.32 2. Agency for Toxic Substances and Disease Registry. Toxicological profile for arsenic. US Department of Health and Human Services. 2007. Available at www.atsdr.cdc.gov/ToxProfiles/tp2.pdf 3.Strathmann FG, Blum LM.Toxic elements. In: Rifai N, Chiu RWK, Young I, Burnham CD, Wittwer CT, eds. Tietz Textbook of Laboratory Medicine. 7th ed. Elsevier; 2023:chap 44 | The metal analytes of interest are analyzed by inductively coupled plasma mass spectrometry and triple-quadrupole inductively coupled plasma mass spectrometry.(Unpublished Mayo method) | 3 to 5 days | 14 days | This test was developed and its performance characteristics determined by Mayo Clinic in a manner consistent with CLIA requirements. It has not been cleared or approved by the US Food and Drug Administration. | 82175 | Arsenic Speciation, 24 Hr, U | 96253-0 | 609387 | Total Arsenic Concentration | 21074-0
SPAS | Arsenic Speciation, Random, Urine | Diagnosing arsenic intoxication using random urine specimens | Triple-Quadrupole Inductively Coupled Plasma Mass Spectrometry (ICP-MS/MS)/Ion Chromatography Inductively Coupled Plasma-Mass Spectrometry (ICP-MS) | Yes | Arsenic Speciation, Random, U | Total arsenic will be performed first. If the total arsenic concentration is 10 mcg/L or greater, then speciation will be performed and reported. If total arsenic is below 10 mcg/L, total arsenic will be reported as less than 10 mcg/L and speciation will not be performed. | Patient Preparation: 1. For the 48-hour period prior to start of collection, patientshould noteat seafood. 2. High concentrations of gadolinium and iodine are known to potentially interfere with most inductively coupled plasma mass spectrometry-based metal tests. If either gadolinium- or iodine-containing contrast media has been administered,a specimen should not be collected for 96 hours. Supplies: -Urine Tubes, 10 mL (T068) -Sarstedt Aliquot Tube 5 mL (T914) Collection Container/Tube:Clean, plastic urine collection container Submission Container/Tube:Plastic vial or a clean, plastic aliquot container with no metal cap or glued insert Specimen Volume:5 mL Collection Instructions: 1. Collect a random urine specimen. 2. SeeMetals Analysis Specimen Collection and Transportfor complete instructions. | 3 mL | Arsenic (As) exists in a number of different forms; some are toxic, while others are not. The toxic inorganic forms are arsenite (As[3+], As[III]) and arsenate (As[5+], As[V]), and their partially detoxified metabolites are monomethylarsonic acid (MMA) and dimethylarsinic acid (DMA). As(III) is more toxic than As(V) and both are more toxic than MMA and DMA. As(III) is more toxic than As(V), and both are more toxic than MMA and DMA. The biologic half-life of inorganic arsenic is 4 to 6 hours, while the biologic half-life of the methylated metabolites is 20 to 30 hours. Target organs of As(III)-induced effects are the heart, gastrointestinal tract, skin and other epithelial tissues, kidney, and nervous system. Inorganic arsenic is carcinogenic to humans. Symptoms of chronic poisoning, called arseniasis, are mostly insidious and nonspecific. The gastrointestinal tract, skin, and central nervous system are usually involved. Nausea, epigastric pain, colic abdominal pain, diarrhea, and paresthesias of the hands and feet can occur. Nontoxic, organic forms of arsenic are present in many foods. Arsenobetaine and arsenocholine are the 2 most common forms of organic arsenic found in food. The most common foods that contain significant concentrations of organic arsenic are shellfish and other predators in the seafood chain (cod, haddock, etc). Some meats, such as meats from chickens that have been fed seafood remnants, may also contain the organic forms of arsenic. Following ingestion of arsenobetaine and arsenocholine, these compounds undergo rapid kidney clearance to become concentrated in the urine. Organic arsenic is completely excreted within 1 to 2 days after ingestion, and there are no residual toxic metabolites. The biologic half-life of organic arsenic is 4 to 6 hours. For reporting purposes, the concentrations of the inorganic forms (As[III] and As[V]) along with the methylated forms (MMA and DMA) will be summed and reported together as 'Inorganic' arsenic. This is consistent with how the biological exposure index reference range is reported. | TOXIC ARSENIC <35 mcg/L Reference values apply to all ages. Arsenic Speciation Interpretive Information: The toxic arsenic concentration represents the sum of the inorganic and methylated arsenic species. The reference value for toxic arsenic is <35 mcg/L. This value is based on the ACGIH Biological Exposure Index (BEI), which does not include the nontoxic organic arsenic. | The quantitative reference range for fractionated arsenic applies only to the inorganic forms. Concentrations of 20 mcg inorganic arsenic per liter or higher are considered toxic. There is no limit to the normal range for the organic forms of arsenic since they are not considered toxic and are normally present after consumption of certain food types. For example, a typical finding in a urine specimen with total 24-hour excretion of arsenic of 350 mcg/24 hr would be that more than 95% is present as the organic species from a dietary source, and less than 5% is present as the inorganic species. This would be interpreted as indicating the elevated total arsenic was due to ingestion of the nontoxic form of arsenic, usually found in seafood. A normal value for blood arsenic does not exclude a finding of elevated urine inorganic arsenic, due to the very short half-life of blood arsenic. | Consumption of seafood before collection of a urine specimen forarsenic testing is likely to result in a report of an elevated concentrationof organic arsenic, which can be clinically misleading. | 1. Caldwell KL, Jones RL, Verdon CP, Jarrett JM, Caudill SP, Osterloh JD. Levels of urinary total and speciated arsenic in the US population: National Health and Nutrition Examination Survey 2003-2004.J Expo Sci Environ Epidemiol. 2009;19(1):59-68. doi:10.1038/jes.2008.32 2. Agency for Toxic Substances and Disease Registry. Toxicological profile for arsenic. US Department of Health and Human Services. 2007. Available at www.atsdr.cdc.gov/ToxProfiles/tp2.pdf 3.Strathmann FG, Blum LM.Toxic elements. In: Rifai N, Chiu RWK, Young I, Burnham CD, Wittwer CT, eds. Tietz Textbook of Laboratory Medicine. 7th ed. Elsevier; 2023:chap 44 | The metal analytes of interest are analyzed by inductively coupled plasma mass spectrometry and triple-quadrupole inductively coupled plasma mass spectrometry.(Unpublished Mayo method) | 3 to 5 days | 14 days | This test was developed and its performance characteristics determined by Mayo Clinic in a manner consistent with CLIA requirements. It has not been cleared or approved by the US Food and Drug Administration. | 82175 | Arsenic Speciation, Random, U | 54454-4 | 607691 | Total Arsenic Concentration | 5586-3
ASU24 | Arsenic with Reflex, 24 Hour, Urine | Preferred screening test for detection of arsenic exposure using 24-hour urine specimens | Triple-Quadrupole Inductively Coupled Plasma Mass Spectrometry (ICP-MS/MS) | Yes | Arsenic w/Reflex, 24 Hr, U | If total arsenic concentration is 10 mcg/L or greater, then speciation will be performed at an additional charge. | Patient Preparation: 1. For 48-hour period prior to start of collection, patient should not eat seafood. 2. High concentrations of gadolinium and iodine are known to interfere with most metal tests. If either gadolinium- or iodine-containing contrast media has been administered, a specimen should not be collected for 96 hours. Supplies:Urine Tubes, 10 mL (T068) Collection Container/Tube:Clean, plastic urine container with no metal cap or glued insert. Submission Container/Tube:Plastic, 10-mL urine tube or clean, plastic aliquot container with no metal cap or glued insert. Specimen Volume:6 mL Collection Instructions: 1. Collect urine for 24 hours. 2. Refrigerate specimen within 4 hours of completion of 24-hour collection. 3. SeeMetals Analysis Specimen Collection and Transportfor complete instructions. Additional Information:SeeUrine Preservatives-Collection and Transportation for 24-Hour Urine Specimens. | 3 mL | Arsenic (As) is a naturally occurring element that is widely distributed in the Earth's crust. Arsenic is classified chemically as a metalloid, having both metal and nonmetal properties. Elemental arsenic is a steel gray solid material. However, arsenic is usually found in the environment combined with other elements such as oxygen, chlorine, and sulfur. Arsenic combined with these elements is called inorganic arsenic. Arsenic combined with carbon and hydrogen is referred to as organic arsenic. Theorganic forms (eg, arsenobetaine and arsenocholine) are relatively nontoxic, while the inorganic forms are toxic. The toxic inorganic forms are arsenite (As[3+]/As[III]) and arsenate (As[5+]/As[V]). Inorganic As(V) is readily reduced to inorganic As(III), which is then primarily broken down to the less toxic methylated metabolites monomethylarsonic acid and, subsequently, dimethylarsinic acid. In the past, inorganic arsenic compounds were predominantly used as pesticides, primarily on cotton fields and in orchards. Inorganic arsenic compounds can no longer be used in agriculture. However, organic arsenic compounds, namely cacodylic acid, disodium methylarsenate, and monosodium methylarsenate, are still used as pesticides, principally on cotton. Some organic arsenic compounds are used as additives in animal feed. Small quantities of elemental arsenic are added to other metals to form metal mixtures or alloys with improved properties. The greatest use of arsenic in alloys is in lead-acid batteries for automobiles. Another important use of arsenic compounds is in semiconductors and light-emitting diodes. People are exposed to arsenic by eating food, drinking water, or breathing air. Of these, food is usually the largest source of arsenic. The predominant dietary source of arsenic is seafood, followed by rice/rice cereal, mushrooms, and poultry. While seafood contains the greatest amounts of arsenic, for fish and shellfish, this is mostly in an organic form of arsenic called arsenobetaine, which is much less harmful. Some seaweed may contain arsenic in the inorganic form, which is more toxic. In the United States, some areas also contain high natural levels of arsenic in rock, which can lead to elevated levels in the soil and drinking water. Occupational (eg, copper or lead smelting, wood treating, or pesticide application) exposuree is another source where people may be introduced to elevated levels of arsenic.Lastly, hazardous waste sites may contain large quantities of arsenic and, if not disposed of properly, may get into the surrounding water, air, or soil. A wide range of signs and symptoms may be seen in acute arsenic poisoning, including headache, nausea, vomiting, diarrhea, abdominal pain, hypotension, fever, hemolysis, seizures, and mental status changes. Symptoms of chronic poisoning, also called arseniasis, are mostly insidious and nonspecific. The gastrointestinal tract, skin, and central nervous system are usually involved. Nausea, epigastric pain, colic abdominal pain, diarrhea, and paresthesias of the hands and feet can also occur. Since arsenic is excreted predominantly by glomerular filtration, measurement of arsenic in urine is the most reliable means of detecting arsenic exposures within the last several days. | 0-17 years: Not established > or =18 years: <35 mcg/24 h | Physiologically, arsenic exists in toxic and nontoxic forms. The total arsenic concentration reflects all arsenic present in the sample regardless of species (eg, inorganic vs. methylated vs. organic arsenic). The measurement of urinary total arsenic levels is generally accepted as the most reliable indicator of recent arsenic exposure.However, if the total urine arsenic concentration is elevated, arsenic speciation must be performed to identify if it is a toxic form (eg, inorganic and methylated forms) or a relatively nontoxic organic form (eg, arsenobetaine and arsenocholine). The inorganic toxic forms of arsenic (eg, As[III] and As[V]) are found in the urine shortly after ingestion, whereas the less toxic methylated forms (monomethylarsonic acid [MMA], dimethylarsinic acid[DMA]) are the species that predominate longer than 24 hours after ingestion. In general, urinary As(III) and As(V) concentrations peak in the urine at approximately 10 hours and return to normal 20 to 30 hours after ingestion. Urinary MMA and DMA concentrations normally peak at approximately 40 to 60 hours and return to baseline 6 to 20 days after ingestion. After a seafood meal (seafood generally contains the nontoxic, organic form of arsenic (eg, arsenobetaine), the urine output of arsenic may increase to over 300 mcg/24 h, after which it will decline. This test can determine if the patient has been exposed to above-average levels of arsenic. It cannot predict whether the arsenic levels in their body will affect their health. | Consumption of seafood before collection of a urine specimen for arsenic testing is likely to result in a report of an elevated concentration of arsenic found in the urine, which can be clinically misleading. | 1. Fillol CC, Dor F, Labat L, et al. Urinary arsenic concentrations and speciation in residents living in an area with naturally contaminated soils. Sci Total Environ. 20101;408(5):1190-1194 2. Caldwell K, Jones R, Verdon C, et al. Levels of urinary total and speciated arsenic in the US population: National Health and Nutrition Examination Survey 2003-2004.J Expo Sci Environ Epidemiol. 2009;19(1):59-68 3. AgencyforToxicSubstancesandDiseaseRegistry: Toxicological profile for arsenic. US Department of Health and Human Services. Updated August 2007. Accessed August 30, 2024. Available at www.atsdr.cdc.gov/ToxProfiles/tp2.pdf 4. Strathmann FG, Blum LM. Toxic elements. In: Rifai N, Chiu RWK, Young I, Burnham CD, Wittwer CT, eds. Tietz Textbook of Laboratory Medicine. 7th ed. Elsevier; 2023:chap 44 5.Keil DE, Berger-Ritchie J, McMillin GA. Testing for toxic elements: A focus on arsenic, cadmium, lead, and mercury.Lab Med.2011;42(12):735-742 6.Navas-Acien A, Francesconi KA, Silbergeld EK, Guallar E. Seafood intake and urine concentrations of total arsenic, dimethylarsinate and arsenobetaine in the US population. Environ Res. 2011;111(1):110-8. doi:10.1016/j.envres.2010.10.009 7. Tchounwou PB, Yedjou CG, Udensi UK, et al. State of the science review of the health effects of inorganic arsenic: Perspectives for future research. Environ Toxicol. 2019;34(2):188-202. doi:10.1002/tox.22673 | The metal analytes of interest are analyzed by triple-quadrupole inductively coupled plasma mass spectrometry.(Unpublished Mayo method). | 1 to 3 days | 14 days | This test was developed and its performance characteristics determined by Mayo Clinic in a manner consistent with CLIA requirements. It has not been cleared or approved by the US Food and Drug Administration. | 82175 | Arsenic w/Reflex, 24 Hr, U | 5587-1 | 92214 | Total Arsenic Concentration | 21074-0
ASB | Arsenic, Blood | Detecting acute or very recent arsenic exposure Monitoring the effectiveness of therapy This test isnot usefulfor evaluation of chronic arsenic exposure. | Triple Quadrupole Inductively Coupled Plasma Mass Spectrometry (ICP-MS/MS) | Yes | Arsenic, B | Whole blood | Patient Preparation:High concentrations of gadolinium and iodine are known to potentially interfere with most inductively coupled plasma mass spectrometry-based metal tests. If either gadolinium- or iodine-containing contrast media has been administered, a specimen should not be collected for 96 hours. Supplies:Metal Free B-D Tube (EDTA), 6 mL (T183) Container/Tube:Royal blue top (EDTA) plastic trace element blood collection tube Specimen Volume:Full tube Collection Instructions: 1.SeeMetals Analysis Specimen Collection and Transportfor complete instructions. 2. Send whole blood specimen in original collection tube.Do not aliquot. | 0.3 mL | Arsenic (As) exists in a number of toxic and nontoxic forms. The toxic forms are the inorganic species As(5+), also denoted as As(V), the more toxic As(3+), also known as As(III), and their partially detoxified metabolites, monomethylarsonic acid (MMA) and dimethylarsinic acid (DMA). Detoxification occurs in the liver as As(3+) is oxidized to As(5+) and then methylated to MMA and DMA. As a result of these detoxification steps, As(3+) and As(5+) are found in the urine shortly after ingestion, whereas MMA and DMA are the species that predominate more than 24 hours after ingestion. Blood concentrations of arsenic are elevated for a short time after exposure, after which arsenic rapidly disappears into tissues because of its affinity for tissue proteins. The body treats arsenic like phosphate, incorporating it wherever phosphate would be incorporated. Arsenic "disappears" into the normal body pool of phosphate and is excreted at the same rate as phosphate (excretion half-life of 12 days). The half-life of inorganic arsenic in blood is 4 to 6 hours, and the half-life of the methylated metabolites is 20 to 30 hours. Abnormal blood arsenic concentrations (>12 ng/mL) indicate significant exposure but will only be detected immediately after exposure. Arsenic is not likely to be detected in blood specimens drawn more than 2 days after exposure because it has become integrated into nonvascular tissues. Consequently, blood is not a good specimen to screen for arsenic, although periodic blood levels can be determined to follow the effectiveness of therapy. Urine is the preferred specimen for assessment of arsenic exposure. A wide range of signs and symptoms may be seen in acute arsenic poisoning, including headache, nausea, vomiting, diarrhea, abdominal pain, hypotension, fever, hemolysis, seizures, and mental status changes. Symptoms of chronic poisoning, also called arseniasis, are mostly insidious and nonspecific. The gastrointestinal tract, skin, and central nervous system are usually involved. Nausea, epigastric pain, colic (abdominal pain), diarrhea, and paresthesias of the hands and feet can occur. | <13 ng/mL Reference values apply to all ages. | Abnormal blood arsenic concentrations (>12 ng/mL) indicate significant exposure. Absorbed arsenic is rapidly distributed into tissue storage sites with a blood half-life of less than 6 hours. Unless a blood specimen is drawn within 2 days of exposure, arsenic is not likely to be detected in a blood specimen. | No significant cautionary statements | 1. Hall M, Chen Y, Ahsan H, et al. Blood arsenic as a biomarker of arsenic exposure: results from a prospective study. Toxicology. 2006;225(2-3):225-233 2. Strathmann FG, Blum LM. Toxic elements. In: Rifai N, Chiu RWK, Young I, Burnham CD, Wittwer CT, eds. Tietz Textbook of Laboratory Medicine. 7th ed. Elsevier; 2023:chap 44 | The metal of interest is analyzed by inductively coupled plasma mass spectrometry.(Unpublished Mayo method) | 1 to 2 days | 14 days | This test was developed and its performance characteristics determined by Mayo Clinic in a manner consistent with CLIA requirements. It has not been cleared or approved by the US Food and Drug Administration. | 82175 | Arsenic, B | 5583-0 | 32190 | Arsenic, B | 5583-0
ASHA | Arsenic, Hair | Detection of nonacute arsenic exposure in hair specimens | Inductively Coupled Plasma-Mass Spectrometry (ICP-MS) | No | Arsenic, Hair | Hair | Supplies:Hair and Nails Collection Kit (T565) Specimen Volume:0.2 g Collection Instructions:Prepare and transport specimen per the instructions in the kit or seeCollecting Hair and Nails for Metals Testing. Additional Information:If known, indicate source of hair (axillary, head, or pubic). | 0.05 g | Arsenic circulating in the blood will bind to protein by formation of a covalent complex with sulfhydryl groups of the amino acid cysteine. Keratin, the major structural protein in hair and nails, contains many cysteine residues and, therefore, is one of the major sites for accumulation of arsenic. Since arsenic has a high affinity for keratin, the concentration of arsenic in hair is higher than in other tissues. Arsenic binds to keratin at the time of exposure, "trapping" the arsenic in hair. Therefore, hair analysis for arsenic is not only used to document that an exposure occurred, but when it occurred. Hair collected from the nape of the neck can be used to document recent exposure. Axillary or pubic hair is used to document long-term (6 months-1 year) exposure. | 0-15 years: Not established > or =16 years: <1.0 mcg/g of hair | Hair grows at a rate of approximately 0.5 inch/month. Hair keratin synthesized today will protrude through the skin in approximately 1 week. Thus, a hair specimen collected at the skin level represents exposure of 1 week ago, 1 inch distally from the skin represents exposure 2 months ago, etc. Hair arsenic levels above 1.00 mcg/g dry weight may indicates excessive exposure. It is normal for some arsenic to be present in hair, as everybody is exposed to trace amounts of arsenic from the normal diet. The highest hair arsenic observed at Mayo Clinic was 210 mcg/g dry weight in a case of chronic exposure that was the cause of death. | Cosmetic and hair dyes can be a potential source of heavy metal contamination. | 1. Sthiannopkao S, Kim K-W, Cho KH, et al. Arsenic levels in human hair, Kandal Province, Cambodia: The influences of groundwater arsenic, consumption period, age and gender. Applied Geochemistry 2010;25:81-90 2. Pearse DC, Dowling K, Gerson AR, et al. Arsenic microdistribution and speciation in toenail clippings of children living in a historic gold mining area. Sci Total Environ 2010;408:2590-2599 3. Strathmann FG, Blum LM. Toxic elements. In: Nader R, Horwath AR, Wittwer CT, eds. Tietz Textbook of Laboratory Medicine. 7th ed. Elsevier; 2023:chap 44 | The metal of interest is analyzed by inductively coupled plasma mass spectrometry.(Unpublished Mayo method) | 2 to 8 days | 14 days | This test was developed and its performance characteristics determined by Mayo Clinic in a manner consistent with CLIA requirements. It has not been cleared or approved by the US Food and Drug Administration. | 82175 | Arsenic, Hair | 5584-8 | ASHSC | Specimen Source | 31208-2
ASNA | Arsenic, Nails | Detection of nonacute arsenic exposure in nail specimens | Inductively Coupled Plasma-Mass Spectrometry (ICP-MS) | No | Arsenic, Nails | Nail | Supplies:Hair and Nails Collection Kit (T565) Specimen Volume:0.2 g Collection Instructions: 1. Prepare and transport specimen per the instructions in the kit or seeCollecting Hair and Nails for Metals Testing. 2. Clippings should be taken from all 10 fingernails or toenails. | 0.05 g | Arsenic circulating in the blood will bind to protein by formation of acovalent complex with sulfhydryl groups of the amino acid cysteine.Keratin, the major structural protein in hair and nails, contains manycysteine residues and, therefore, is one of the major sites foraccumulation of arsenic. Since arsenic has a high affinity for keratin,the concentration of arsenic in nails is higher than in other tissues. Several weeks after exposure, transverse white striae, calledMees' lines, may appear in the fingernails. | 0-15 years: Not established > or =16 years: <1.0 mcg/g of nails | Nails grow at a rate of approximately 0.1 inch/month. Nail keratin synthesized today will grow to the distal end in approximately 6 months. Thus, a nail specimen collected at the distal end represents exposure of 6 months ago. Nail arsenic above 1.0 mcg/g dry weight may indicate excessive exposure. It is normal for some arsenic to be present in nails, as everybody is exposed to trace amounts of arsenic from the normal diet. The highest hair or nail arsenic observed at Mayo Clinic was 210 mcg/g dry weight in a case of chronic exposure that was the cause of death. | No significant cautionary statements. | 1.Hindmarsh JT, McCurdy RF. Clinical and environmental aspects of arsenic toxicity. Crit Rev Clin Lab Sci 1986;23(4):315-347 2.Strathmann FG, Blum LM: Toxic elements. In: Nader R, Horwath AR, Wittwer CT, eds. Tietz Textbook of Laboratory Medicine. 7th ed. Elsevier; 2023:chap 44 | The metal of interest is analyzed by inductively coupled plasma mass spectrometry.(Unpublished Mayo method) | 2 to 8 days | 14 days | This test was developed and its performance characteristics determined by Mayo Clinic in a manner consistent with CLIA requirements. It has not been cleared or approved by the US Food and Drug Administration. | 82175 | Arsenic, Nails | 8157-0 | ASNSC | Specimen Source | 31208-2
ASCU | Arsenic/Creatinine Ratio, Urine | Screening for arsenic exposure using random urine specimens | Only orderable as part of profile. For more information see: -ASUCR / Arsenic/Creatinine Ratio, with Reflex, Random, Urine -HMUCR / Heavy Metal/Creatinine Ratio, with Reflex, Random, Urine Triple-Quadrupole Inductively Coupled Plasma Mass Spectrometry (ICP-MS/MS) | Yes | Arsenic/Creatinine Ratio, U | If total arsenic concentration is 10 mcg/L or greater, then speciation will be performed at an additional charge. | Only orderable as part of profile. For more information see: -ASUCR / Arsenic/Creatinine Ratio, with Reflex, Random, Urine -HMUCR / Heavy Metal/Creatinine Ratio, with Reflex, Random, Urine | 3 mL | Arsenic (As) is a naturally occurring element that is widely distributed in the Earth's crust. Arsenic is classified chemically as a metalloid, having both metal and nonmetal properties. Elemental arsenic is a steel gray solid material. However, arsenic is usually found in the environment combined with other elements, such as oxygen, chlorine, and sulfur. Arsenic combined with these elements is called inorganic arsenic. Arsenic combined with carbon and hydrogen is referred to as organic arsenic. Theorganic forms (eg, arsenobetaine and arsenocholine) are relatively nontoxic, while the inorganic forms are toxic. The toxic inorganic forms are arsenite (As[3+]/AsIII) and arsenate (As[5+]/As[V]). Inorganic As(V) is readily reduced to inorganic As(III), which is then primarily broken down to the less toxic methylated metabolites, monomethylarsonic acid (MMA) and, subsequently, dimethylarsinic acid (DMA). In the past, inorganic arsenic compounds were predominantly used as pesticides, primarily on cotton fields and in orchards. Inorganic arsenic compounds can no longer be used in agriculture. However, organic arsenic compounds, namely cacodylic acid, disodium methylarsenate, and monosodium methylarsenate, are still used as pesticides, principally on cotton. Some organic arsenic compounds are used as additives in animal feed. Small quantities of elemental arsenic are added to other metals to form metal mixtures or alloys with improved properties. The greatest use of arsenic in alloys is in lead-acid batteries for automobiles. Another important use of arsenic compounds is in semiconductors and light-emitting diodes. People are exposed to arsenic by eating food, drinking water, or breathing air. Of these, food is usually the largest source of arsenic. The predominant dietary source of arsenic is seafood, followed by rice/rice cereal, mushrooms, and poultry. While seafood contains the greatest amounts of arsenic, from fish and shellfish, this is mostly in an organic form of arsenic called arsenobetaine, which is much less harmful. Some seaweed may contain arsenic in the inorganic form, which is more toxic. In the United States, some areas also contain high natural levels of arsenic in rock, which can lead to elevated levels in the soil and drinking water. Occupational (eg, copper or lead smelting, wood treating, or pesticide application) exposure is another source where people may be introduced to elevated levels of arsenic. Lastly, hazardous waste sites may contain large quantities of arsenic and, if not disposed of properly, may get into the surrounding water, air, or soil. A wide range of signs and symptoms may be seen in acute arsenic poisoning, including headache, nausea, vomiting, diarrhea, abdominal pain, hypotension, fever, hemolysis, seizures, and mental status changes. Symptoms of chronic poisoning, also called arseniasis, are mostly insidious and nonspecific. The gastrointestinal tract, skin, and central nervous system are usually involved. Nausea, epigastric pain, colic abdominal pain, diarrhea, and paresthesias of the hands and feet can also occur. Since arsenic is excreted predominantly by glomerular filtration, measurement of arsenic in urine is the most reliable means of detecting arsenic exposures within the last several days. | Only orderable as part of profile. For more information see: -ASUCR / Arsenic/Creatinine Ratio, with Reflex, Random, Urine -HMUCR / Heavy Metal/Creatinine Ratio, with Reflex, Random, Urine 0-17 years: Not established > or =18 years: <24 mcg/g creatinine | Physiologically, arsenic exists in a number of toxic and nontoxic forms. The total arsenic concentration reflects all the arsenic present in the sample regardless of species (eg, inorganic vs. methylated vs. organic arsenic). The measurement of urinary total arsenic levels is generally accepted as the most reliable indicator of recent arsenic exposure. However, if the total urine arsenic concentration is elevated, arsenic speciation must be performed to identify if it is the toxic forms (eg, inorganic and methylated forms) or the relatively nontoxic organic forms (eg, arsenobetaine and arsenocholine). The inorganic toxic forms of arsenic (eg, As[III] and As[V]) are found in the urine shortly after ingestion, whereas the less toxic methylated forms monomethylarsonic acid (MMA) and dimethylarsinic acid (DMA), are the species that predominate longer than 24 hours after ingestion. In general, urinary As[III] and As[V] concentrations peak in the urine at approximately 10 hours and return to normal 20 to 30 hours after ingestion. Urinary MMA and DMA concentrations normally peak at approximately 40 to 60 hours and return to baseline 6 to 20 days after ingestion. This test can determine if a patient has been exposed to above-average levels of arsenic. It cannot predict whether the arsenic levels in their body will affect their health. | Consumption of seafood before collection of a urine specimen for arsenic testing is likely to result in a report of an elevated concentration of arsenic found in the urine, which can be clinically misleading. | 1. Fillol CC, Dor F, Labat L, et al. Urinary arsenic concentrations and speciation in residents living in an area with naturally contaminated soils. Sci Total Environ. 2010;408(5):1190-1194. doi:10.1016/j.scitotenv.2009.11.046 2. Caldwell KL, Jones RL, Verdon CP, Jarrett JM, Caudill SP, Osterloh JD: Levels of urinary total and speciated arsenic in the US population: National Health and Nutrition Examination Survey 2003-2004.J Expo Sci Environ Epidemiol. 2009;19(1):59-68. doi:10.1038/jes.2008.32 3. AgencyforToxicSubstancesandDiseaseRegistry:Toxicologicalprofileforarsenic. USDepartmentofHealthand Human Services; 2007. Available atwww.atsdr.cdc.gov/ToxProfiles/tp2.pdf 4.Strathmann FG, Blum LM. Toxic elements. In: Rifai N, Chiu RWK, Young I, Burnham CD, Wittwer CT, eds. Tietz Textbook of Laboratory Medicine. 7th ed. Elsevier; 2023:chap 44 5. Keil DE, Berger-Ritchie J, McMillin GA. Testing for toxic elements: A focus on arsenic, cadmium, lead, and mercury. Lab Med. 2011; 42(12):735-742. doi:10.1309/LMYKGU05BEPE7IAW 6. Navas-Acien A, Francesconi KA, Silbergeld EK, Guallar E. Seafood intake and urine concentrations of total arsenic, dimethylarsinate and arsenobetaine in the US population. Environ Res. 2011;111(1):110-118. doi:10.1016/j.envres.2010.10.009 7. Tchounwou PB, Yedjou CG, Udensi UK, et al. State of the science review of the health effects of inorganic arsenic: Perspectives for future research. Environ Toxicol. 2019;34(2):188-202. doi:10.1002/tox.22673 | The metal of interest is analyzed by triple-quadrupole inductively coupled plasma mass spectrometry.(Unpublished Mayo method) | 2 to 4 days | 14 days | This test was developed and its performance characteristics determined by Mayo Clinic in a manner consistent with CLIA requirements. It has not been cleared or approved by the US Food and Drug Administration. | 82175 | Arsenic/Creatinine Ratio, U | 13463-5 | 608901 | Total Arsenic Concentration | 5586-3
ASUCR | Arsenic/Creatinine, Ratio, with Reflex, Random, Urine | Preferred screening test for detection of arsenic exposure using random urine specimens | ASCU: Triple-Quadrupole Inductively Coupled Plasma Mass Spectrometry (ICP-MS/MS) CRETR: Enzymatic Colorimetric Assay | Yes | Arsenic/Creat w/Reflex, Random,U | If total arsenic concentration is 10 mcg/L or greater, then speciation will be performed at an additional charge. | Patient Preparation: 1. For the 48-hour period prior to start of collection, patientshould noteat seafood. 2. High concentrations of gadolinium and iodine are known to interfere with most metal tests. If either gadolinium- or iodine-containing contrast media has been administered,a specimen should not be collected for 96 hours. Supplies:Urine Tubes, 10 mL (T068) Collection Container/Tube:Clean, plastic urine container with no metal cap or glued insert Submission Container/Tube:Plastic, 10-mL urine tube or clean, plastic aliquot container with no metal cap or glued insert Specimen Volume:6 mL Collection Instructions: 1. Collect urine a random urine specimen. 2. SeeMetals Analysis Specimen Collection and Transportfor complete instructions. | 3 mL | Arsenic (As)is a naturally occurring element that is widely distributed in the Earth's crust. Arsenic is classified chemically as a metalloid, having both metal and nonmetal properties. Elemental arsenic is a steel gray solid material. However, arsenic is usually found in the environment combined with other elements, such as oxygen, chlorine, and sulfur. Arsenic combined with these elements is called inorganic arsenic. Arsenic combined with carbon and hydrogen is referred to as organic arsenic. Theorganic forms (eg, arsenobetaine and arsenocholine) are relatively nontoxic, while the inorganic forms are toxic. The toxic inorganic forms are arsenite (As[3+]/As[III]) and arsenate (As[5+]/As[V]). Inorganic As(V) is readily reduced to inorganic As(III), which is then primarily broken down to the less toxic methylated metabolites, monomethylarsonic acid and, subsequently, dimethylarsinic acid. In the past, inorganic arsenic compounds were predominantly used as pesticides, primarily on cotton fields and in orchards. Inorganic arsenic compounds can no longer be used in agriculture. However, organic arsenic compounds, namely cacodylic acid, disodium methylarsenate, and monosodium methylarsenate are still used as pesticides, principally on cotton. Some organic arsenic compounds are used as additives in animal feed. Small quantities of elemental arsenic are added to other metals to form metal mixtures or alloys with improved properties. The greatest use of arsenic in alloys is in lead-acid batteries for automobiles. Another important use of arsenic compounds is in semiconductors and light-emitting diodes. People are exposed to arsenic by eating food, drinking water, or breathing air. Of these, food is usually the largest source of arsenic. The predominant dietary source of arsenic is seafood, followed by rice/rice cereal, mushrooms, and poultry. While seafood contains the greatest amounts of arsenic, from fish and shellfish, this is mostly in an organic form of arsenic called arsenobetaine, which is much less harmful. Some seaweed may contain arsenic in the inorganic form, which is more toxic. In the United States, some areas also contain high natural levels of arsenic in rock, which can lead to elevated levels in the soil and drinking water. Occupational (eg, copper or lead smelting, wood treating, or pesticide application) exposure is another source where people may be introduced to elevated levels of arsenic. Lastly, hazardous waste sites may contain large quantities of arsenic and, if not disposed of properly, may get into the surrounding water, air, or soil. A wide range of signs and symptoms may be seen in acute arsenic poisoning including headache, nausea, vomiting, diarrhea, abdominal pain, hypotension, fever, hemolysis, seizures, and mental status changes. Symptoms of chronic poisoning, also called arseniasis, are mostly insidious and nonspecific. The gastrointestinal tract, skin, and central nervous system are usually involved. Nausea, epigastric pain, colic abdominal pain, diarrhea, and paresthesias of the hands and feet can also occur. Since arsenic is excreted predominantly by glomerular filtration, measurement of arsenic in urine is the most reliable means of detecting arsenic exposures within the last several days. | ARSENIC/CREATININE: 0-17 years: Not established > or =18 years: <24 mcg/g creatinine CREATININE: > or =18 years: 16-326 mg/dL Reference values have not been established for patients who are younger than 18 years of age. | Physiologically, arsenic exists in a number of toxic and nontoxic forms. The total arsenic concentration reflects all the arsenic present in the sample regardless of species (eg, inorganic vs. methylated vs. organic arsenic). The measurement of urinary total arsenic levels is generally accepted as the most reliable indicator of recent arsenic exposure. However, if the total urine arsenic concentration is elevated, arsenic speciation must be performed to identify if it is a toxic form (eg, inorganic and methylated forms) or a relatively nontoxic organic form (eg, arsenobetaine and arsenocholine). The inorganic toxic forms of arsenic (eg, As[III] and As[V]) are found in the urine shortly after ingestion, whereas the less toxic methylated forms, monomethylarsonic acid (MMA) and dimethylarsinic acid (DMA) are the species that predominate longer than 24 hours after ingestion. In general, urinary As(III) and As(V) concentrations peak in the urine at approximately 10 hours and return to normal 20 to 30 hours after ingestion. Urinary MMA and DMA concentrations normally peak at approximately 40 to 60 hours and return to baseline 6 to 20 days after ingestion. This test can determine if a patient has been exposed to above-average levels of arsenic. It cannot predict whether the arsenic levels in their body will affect their health. | Consumption of seafood before collection of a urine specimen for arsenic testing is likely to result in a report of an elevated concentration of arsenic found in the urine, which can be clinically misleading. | 1. Fillol CC, Dor F, Labat L, et al. Urinary arsenic concentrations and speciation in residents living in an area with naturally contaminated soils. Sci Total Environ. 20101;408(5):1190-1194 2. Caldwell KL, Jones RL, Verdon CP, Jarrett JM, Caudill SP, Osterloh JD. Levels of urinary total and speciated arsenic in the US population: National Health and Nutrition Examination Survey 2003-2004.J Expo Sci Environ Epidemiol. 2009;19(1):59-68 3. AgencyforToxicSubstancesandDiseaseRegistry:Toxicologicalprofileforarsenic. USDepartmentofHealthand Human Services. August 2007. Available at www.atsdr.cdc.gov/ToxProfiles/tp2.pdf 4. Strathmann FG, Blum LM. Toxic elements. In: Rifai N, Chiu RWK, Young I, Burnham CD, Wittwer CT, eds. Tietz Textbook of Laboratory Medicine. 7th ed. Elsevier; 2023:chap 44 5.Keil DE, Berger-Ritchie J, McMillin GA. Testing for toxic elements: A focus on arsenic, cadmium, lead, and mercury.Lab Med. 2011;42(12):735-742. doi:10.1309/LMYKGU05BEPE7IAW 6.Navas-Acien A, Francesconi KA, Silbergeld EK, Guallar E. Seafood intake and urine concentrations of total arsenic, dimethylarsinate and arsenobetaine in the US population. Environ Res. 2011;111(1):110-118 doi:10.1016/j.envres.2010.10.009 7. Tchounwou PB, Yedjou CG, Udensi UK, et al. State of the science review of the health effects of inorganic arsenic: Perspectives for future research. Environ Toxicol. 2019;34(2):188-202 doi:10.1002/tox.22673 | The metal of interest is analyzed by triple-quadrupole inductively coupled plasma mass spectrometry. (Unpublished Mayo method) Creatinine: The enzymatic method is based on the determination of sarcosine from creatinine with the aid of creatininase, creatinase, and sarcosine oxidase. The liberated hydrogen peroxide is measured via a modified Trinder reaction using a colorimetric indicator. Optimization of the buffer system and the colorimetric indicator enables the creatinine concentration to be quantified both precisely and specifically. (Package insert: Creatinine plus ver 2. Roche Diagnostics; V15.0, 03/2019) | 2 to 4 days | 14 days | This test was developed and its performance characteristics determined by Mayo Clinic in a manner consistent with CLIA requirements. It has not been cleared or approved by the US Food and Drug Administration. | 8217582570 | Arsenic/Creat w/Reflex, Random,U | 13463-5 | 608901 | Total Arsenic Concentration | 5586-3
FART | Artichoke (Cynara scolymus) IgE |  | Enzyme Immunoassay (EIA) | Yes | Artichoke IgE | Serum | Specimen Type:Serum Container/Tube:Red or SST Specimen Volume:0.5 mL Collection Instructions:Draw blood in a plain, red-top tube(s) or serum gel tube(s). Spin down and send 0.5 mL of serum refrigerate in a plastic vial. | 0.5 mL |  | <0.35kU/L | Class IgE (kU/L) Comment 0 <0.35 Below Detection 1 0.35-0.69 Low Positive 2 0.70-3.49 Moderate Positive 3 3.50-17.49 Positive 4 17.50-49.99 Strong Positive 5 >49.99 Very Strong Positive |  |  |  | 4 to 7 days |  | This test was developed and its performance characteristics determined by Eurofins Viracor. It has not been cleared or approved by the U.S. Food and Drug Administration. | 86003 | Artichoke IgE | 7094-6 | Z3865 | CLASS | 102147-6
ARSU | Arylsulfatase A, 24 Hour, Urine | Detection of arylsulfatase A deficiency using urine specimens This test isnot suitablefor carrier detection. | Colorimetric, Enzyme Assay | Yes | Arylsulfatase A, U | SeeLysosomal Storage Disorders Diagnostic Algorithm, Part 2 | Supplies:Urine Tubes, 10 mL (T068) Container/Tube:Plastic, 10-mL tube Specimen Volume:6 mL Collection Instructions: 1. Collect a 24-hour urine specimen. 2. No preservative. 3. Refrigerate specimen during collection. Additional Information:SeeUrine Preservatives-Collection and Transportation for 24-Hour Urine Specimensfor multiple collections. | 2.5 mL | Metachromatic leukodystrophy (MLD) is a lysosomal storage disorder caused by a deficiency of the arylsulfatase A (ARSA) enzyme, which leads to the accumulation of sulfatides (both galactosyl and lactosyl sulfatide) in the white matter of the central nervous system, the peripheral nervous system, and to a lesser extent, in visceral organs including the kidney and gallbladder. Cells that produce myelin are especially affected causing the characteristic leukodystrophy seen in MLD. Patients with MLD excrete excessive amounts of sulfatides in their urine. The 3 clinical forms of MLD are late-infantile, juvenile, and adult, depending on age of onset. All forms result in progressive neurologic changes and leukodystrophy demonstrated on magnetic resonance imaging. Late-infantile MLD is the most common (50%-60% of cases) and usually presents before 30 months of age with hypotonia, clumsiness, diminished reflexes, and slurred speech. Progressive neurodegeneration occurs and, unless successfully treated, most patients do not survive past childhood. Juvenile MLD (20%-30% of cases) is characterized by onset between 30 months to 16 years. Presenting features are behavior problems, declining school performance, clumsiness, and slurred speech. Neurodegeneration occurs at a somewhat slower and more variable rate than the late-infantile form. Adult MLD (15%-20% of cases) has an onset after puberty and can be as late as the fourth or fifth decade. Presenting features are often behavior and personality changes, including psychiatric symptoms. Clumsiness, neurologic symptoms, and seizures are also common. The disease course has variable progression and may occur over 2 to 3 decades. The disease prevalence is estimated to be approximately 1 in 100,000. MLD is an autosomal recessive disorder and is caused by variants in theARSAgene coding for the ARSA enzyme. This disorder is distinct from conditions caused by deficiencies of arylsulfatase B (Maroteaux-Lamy disease) and arylsulfatase C (steroid sulfatase deficiency). Saposin B deficiency is a rare autosomal recessive disorder with symptoms that mimic MLD; however, the ARSA enzyme level is normal. Like MLD, patients with saposin B deficiency can also excrete excessive amounts of sulfatides in their urine. Individuals with multiple sulfatase deficiency, which is clinically distinct from MLD, will also have deficiency of arylsulfatase A, however, other sulfatase enzymes will also be deficient. Individuals with "pseudodeficiency" of ARSA have very low levels of ARSA activity but are otherwise healthy. Pseudodeficiency is being recognized with increasing frequency among patients with other apparently unrelated neurologic conditions as well as among the general population, therefore a diagnosis of MLD cannot be based upon reduced ARSA activity alone To confirm a diagnosis, additional studies, such as molecular genetic testing ofARSA(CGPH / Custom Gene Panel, Hereditary,Next-Generation Sequencing, Varies; specifyGene List ID:IEMCP-WHFH2K), urinary excretion of sulfatides (CTSA / Ceramide Trihexosides and Sulfatides, Urine), and/or histological analysis for metachromatic lipid deposits in nervous system tissue are recommended. Current treatment options for MLD are focused on managing disease manifestations such as seizures, decline in mobility and cognitive ability, and feeding difficulties. Hematopoietic stem cell transplantation is an option but outcomes are dependent on the clinical stage and the presence of neurologic symptoms. | > or =19 nmol/h/mL Note:Results from this assay may not reflect carrier status because of individual variation of arylsulfatase A enzyme levels. Low normal values may be due to the presence of pseudodeficiency or carrier alleles. Patients with these depressed levels may be phenotypically normal. | Reduced levels of arylsulfatase A are seen in patients with metachromatic leukodystrophy (MLD). Individuals with pseudodeficiency of arylsulfatase A can have results in the affected range but are otherwise unaffected with MLD. Abnormal results should be confirmed using CTSA / Ceramide Trihexosides and Sulfatides, Urine. If molecular confirmation is desired, consider molecular genetic testing ofARSA(CGPH / Custom Gene Panel, Hereditary,Next-Generation Sequencing, Varies;specify Gene List ID:IEMCP-WHFH2K). | Arylsulfatase A is also deficient in individuals with multiple sulfatase deficiency. This test is not reliable in identifying carriers due both to analytical variation and unusual genetic variants. This disorder is distinct from conditions caused by deficiencies of arylsulfatase B (Maroteaux-Lamy disease) and arylsulfatase C (steroid sulfatase deficiency). | 1.Gieselmann V, Ingeborg KM: Metachromatic leukodystrophy. In:Valle D, Antonarakis S, Ballabio A, Beaudet A, Mitchell GA,eds. The Online Metabolic and Molecular Bases of Inherited Disease. McGraw-Hill; 2019. Accessed March 29, 2021. Available athttps://ommbid.mhmedical.com/content.aspx?sectionid=225546629 2.Gomez-Ospina N: Arylsulfatase A deficiency. In: Adam MP, Ardinger HH, Pagon RA, et al, eds. GeneReviews [Internet]. University of Washington, Seattle; Updated April 30, 2020. Accessed March 29, 2021. Available at www.ncbi.nlm.nih.gov/books/NBK1130/ 3. Fumagalli F, Zambon AA, Rancoita PMV, et al. Metachromatic leukodystrophy: A single-center longitudinal study of 45 patients. J Inherit Metab Dis. 2021 Sep;44(5):1151-1164. doi: 10.1002/jimd.12388. 4. van Rappard DF, Boelens JJ, Wolf NI: Metachromatic leukodystrophy: Disease spectrum and approaches for treatment. Best Pract Res Clin Endocrinol Metab. 2015 Mar;29(2):261-273. doi: 10.1016/j.beem.2014.10.001 | Dialyzed urine is mixed with the artificial substratep-nitrocatechol sulfate. As sulfate is released, the freedp-nitrocatechol is measured in alkaline solution at 515 nm.(Baum H, Dodgson KS, Spencer B: The assay of arylsulfatases A and B in human urine. Clin Chim Acta 1959;4:453-455; Cowan T, Pasquali M: Laboratory investigations of inborn errors of metabolism. In: Sarafoglou K, Hoffman GF, Roth KD, eds. Pediatric Endocrinology and Inborn Errors of Metabolism. 2nd ed. McGraw-Hill; 2017:1139-1158) | 9 to 16 days | 1 month | This test was developed and its performance characteristics determined by Mayo Clinic in a manner consistent with CLIA requirements. It has not been cleared or approved by the US Food and Drug Administration. | 84311 | Arylsulfatase A, U | 42726-0 | 37413 | Reviewed By | 18771-6
ARSAW | Arylsulfatase A, Leukocytes | Preferred enzymatic test for detection of arylsulfatase A deficiency This test isnot suitablefor carrier detection. | Colorimetric Enzyme Assay | Yes | Arylsulfatase A, Leukocytes | SeeLysosomal Storage Disorders Diagnostic Algorithm, Part 2 | Container/Tube: Preferred:Yellow top (ACD solution B) Acceptable:Yellow top (ACD solution A) Specimen Volume:6 mL Collection Instructions:Send specimen in original tube.Do not aliquot. | 5 mL | Metachromatic leukodystrophy (MLD) is a lysosomal storage disorder caused by a deficiency of the enzyme arylsulfatase A (ARSA), which leads to the accumulation of sulfatides (both galactosyl and lactosyl sulfatide) in the white matter of the central nervous system, the peripheral nervous system, and, to a lesser extent, in visceral organs including the kidney and gallbladder. Cells that produce myelin are especially affected causing the characteristic leukodystrophy seen in MLD. Patients with MLD excrete excessive amounts of sulfatides in their urine. The 3 clinical forms of MLD are late-infantile, juvenile, and adult, depending on age of onset. All forms result in progressive neurologic changes and leukodystrophy demonstrated on magnetic resonance imaging. Late-infantile MLD is the most common (50%-60% of cases) and usually presents before 30 months of age with hypotonia, clumsiness, diminished reflexes, and slurred speech. Progressive neurodegeneration occurs and, unless successfully treated, most patients do not survive past childhood. Juvenile MLD (20%-30% of cases) is characterized by onset between 30 months to 16 years old. Presenting features are behavior problems, declining school performance, clumsiness, and slurred speech. Neurodegeneration occurs at a somewhat slower and more variable rate than the late-infantile form. Adult MLD (15%-20% of cases) has an onset after puberty and can be as late as the fourth or fifth decade. Presenting features are often behavior and personality changes, including psychiatric symptoms. Clumsiness, neurologic symptoms, and seizures are also common. The disease course has variable progression and may occur over 2 to 3 decades. The disease prevalence is estimated to be approximately 1 in 100,000. MLD is an autosomal recessive disorder caused by variants in theARSAgene. This disorder is distinct from conditions caused by deficiencies of arylsulfatase B (Maroteaux-Lamy disease) and arylsulfatase C (steroid sulfatase deficiency). Saposin B deficiency is a rare autosomal recessive disorder with symptoms that mimic MLD; however, the ARSA enzyme level is normal. Like MLD, patients with saposin B deficiency can excrete excessive amounts of sulfatides in their urine. Individuals with multiple sulfatase deficiency, which is clinically distinct from MLD, will also have deficiency of arylsulfatase A, however, other sulfatase enzymes will also be deficient. Individuals with "pseudodeficiency" of ARSA have very low levels of ARSA activity but are otherwise healthy. Pseudodeficiency is being recognized with increasing frequency among patients with other apparently unrelated neurologic conditions as well as among the general population, therefore a diagnosis of MLD cannot be based upon reduced ARSA activity alone To confirm a diagnosis, additional studies, such as molecular genetic testing ofARSA(CGPH / Custom Gene Panel, Hereditary,Next-Generation Sequencing, Varies; specifyGene List ID:IEMCP-WHFH2K), urinary excretion of sulfatides (CTSU / Ceramide Trihexosides and Sulfatides, Random, Urine), and/or histological analysis for metachromatic lipid deposits in nervous system tissue are recommended. Current treatment options for MLD are focused on managing disease manifestations such as seizures, decline in mobility and cognitive ability, and feeding difficulties. Hematopoietic stem cell transplantation is an option but outcomes are dependent on the clinical stage and the presence of neurologic symptoms. | > or =62 nmol/h/mg Note:Results from this assay may not reflect carrier status because of individual variation of arylsulfatase A enzyme levels. Low normal values may be due to the presence of pseudodeficiency or carrier alleles. Patients with these depressed levels may be phenotypically normal. | Reduced levels of arylsulfatase A are seen in patients with metachromatic leukodystrophy (MLD), however some patients with MLD may have normal results by this method. Individuals with pseudodeficiency of arylsulfatase A can have results in the affected range but are otherwise unaffected with MLD. Abnormal results and/or clinical suspicion should be confirmed using CTSU / Ceramide Trihexosides and Sulfatides, Random, Urine. If molecular confirmation is desired, consider molecular genetic testing ofARSA(CGPH / Custom Gene Panel, Hereditary,Next-Generation Sequencing, Varies; specifyGene List ID:IEMCP-WHFH2K). | This test is not reliable in identifying carriers. Some patients with metachromatic leukodystrophy will not be detected by this method. Arylsulfatase A is also deficient in individuals with multiple sulfatase deficiency. This disorder is distinct from conditions caused by deficiencies of arylsulfatase B (Maroteaux-Lamy disease) and arylsulfatase C (steroid sulfatase deficiency). | 1.Gieselmann V, Ingeborg KM: Metachromatic leukodystrophy. In:Valle D, Antonarakis S, Ballabio A, Beaudet A, Mitchell GA,eds. The Online Metabolic and Molecular Bases of Inherited Disease. McGraw-Hill; 2019. Accessed March 29, 2021. Available athttps://ommbid.mhmedical.com/content.aspx?sectionid=225546629 2.Gomez-Ospina N: Arylsulfatase A deficiency. In: Adam MP, Ardinger HH, Pagon RA, et al, eds. GeneReviews [Internet]. University of Washington, Seattle; Updated April 30, 2020. Accessed March 29, 2021. Available at www.ncbi.nlm.nih.gov/books/NBK1130/ 3. Fumagalli F, Zambon AA, Rancoita PMV, et al. Metachromatic leukodystrophy: A single-center longitudinal study of 45 patients. J Inherit Metab Dis. 2021 Sep;44(5):1151-1164. doi: 10.1002/jimd.12388 4. van Rappard DF, Boelens JJ, Wolf NI: Metachromatic leukodystrophy: Disease spectrum and approaches for treatment. Best Pract Res Clin Endocrinol Metab. 2015 Mar;29(2):261-273. doi: 10.1016/j.beem.2014.10.001 | p-Nitrocatechol sulfate (2-hydroxy-5-nitrophenyl sulfate) is used as an analog to the natural substrate. The reaction yieldsp-nitrocatechol, which is measured at 515 nm.(Shapira E, Blitzer MG, Africk DK, et al: Enzyme assays: arylsulfatase A activity. In: Biochemical Genetics: A Laboratory Manual. Oxford University Press; 1989:41-42; Cowan T, Pasquali M: Laboratory investigations of inborn errors of metabolism. In: Sarafoglou K, Hoffman GF, Roth KD, eds. Pediatric Endocrinology and Inborn Errors of Metabolism. 2nd ed. McGraw-Hill; 2017:1139-1158) | 8 to 15 days | WBC homogenate: 1 month | This test was developed and its performance characteristics determined by Mayo Clinic in a manner consistent with CLIA requirements. It has not been cleared or approved by the US Food and Drug Administration. | 82657 | Arylsulfatase A, Leukocytes | 24078-8 | 32439 | Reviewed by | 18771-6
ARSBB | Arylsulfatase B, Blood Spot | Supporting the biochemical diagnosis of mucopolysaccharidosis type VI (MPS VI, Maroteaux-Lamy syndrome) This test isnot useful forcarrier detection for MPS VI | Liquid Chromatography Tandem Mass Spectrometry (LC-MS/MS) | Yes | Arylsulfatase B, BS | If result is normal, testing is complete. | Submit only 1 of the following specimen types: Preferred: Specimen Type:Blood spot Supplies:Card-Blood Spot Collection (Filter Paper) (T493) Container/Tube: Preferred:Blood Spot Collection Card Acceptable:Whatman Protein Saver 903 Paper, PerkinElmer 226 filter paper, Munktell filter paper, or blood collected in tubes containing ACD or EDTA and dried on filter paper. Specimen Volume:2 Blood spots Collection Instructions: 1.An alternative blood collection option for a patient older than 1 year is a fingerstick. For detailed instructions, seeHow to Collect Dried Blood Spot Samples. 2. At least 2 spots should be complete (ie, unpunched). 3. Let blood dry on filter paper at room temperature in a horizontal position for a minimum of 3 hours. 4. Do not expose specimen to heat or direct sunlight. 5. Do not stack wet specimens. 6. Keep specimen dry. Specimen Stability Information:Refrigerated (preferred) 60 days/Ambient 7 days/Frozen 60 days Additional Information: 1. For collection instructions, seeBlood Spot Collection Instructions 2. For collection instructions in Spanish, seeBlood Spot Collection Card-Spanish Instructions(T777) 3. For collection instructions in Chinese, seeBlood Spot Collection Card-Chinese Instructions(T800) Acceptable: Specimen Type:Whole Blood Container/Tube: Preferred:Lavender top (EDTA) Acceptable:Yellow top (ACD) Specimen Volume:2 mL Collection Instructions:Send whole blood specimen in original tube. Do not aliquot. Specimen Stability Information:Refrigerate (preferred) 7 days/Ambient 48 hours | Blood Spots: 1 Whole Blood: 0.5 mL | Mucopolysaccharidosis VI (MPS VI; Maroteaux-Lamy syndrome) is an autosomal recessive lysosomal disorder caused by the deficiency of N-acetylgalactosamine 4-sulfatase, also known as arylsulfatase B (ARSB) leading to the accumulation of dermatan sulfate. Clinical features and severity of symptoms are widely variable, but typically include short stature, dysostosis multiplex, and degenerative joint disease. Other clinical features may include facial dysmorphism, hepatosplenomegaly, corneal clouding, and cardiac disease. Intelligence is usually normal. Rapidly progressing forms have an early onset of symptoms, significantly elevated GAGs, and can lead to death before the second or third decades. A more slowly progressing form has a later onset, milder skeletal manifestations, smaller elevations of GAGs, and typically a longer lifespan. Treatment options include hematopoietic stem cell transplantation and/or enzyme replacement therapy. The differential diagnosis of ARSB deficiency should include multiple sulfatase deficiency and mucolipidosis II (I-Cell disease), however both conditions present with developmental delays that make them clinically different from MPS VI. The symptoms of MSD mimic metachromatic leukodystrophy (MLD) as well as the mucopolysaccharidoses and can include developmental delay, neurologic regression, dysmorphic facies, dysostosis multiplex, organomegaly, ichthyosis, and chondroplasia punctata. If MSD is suspected, testing of an additional sulfatase enzyme, such as arylsulfatase A (ARSAW/ Arylsulfatase A, Leukocytes) in MLD, can help determine if multiple sulfatases are deficient. I-cell disease is characterized by congenital or early infantile manifestations including coarse facial features, short stature, skeletal anomalies, cardio- and hepatomegaly, and developmental delays. This is a progressive disorder and death typically occurs in the first decade of life. Additional testing including hydrolase enzymes in serum, such as hexosaminidase A in Tay-Sach disease (NAGS/ Hexosaminidase A and Total Hexosaminidase, Serum) is recommended if a diagnosis of I-cell is suspected. A diagnostic workup for MPS includes glycosaminoglycan (GAG) determination in urine (MPSQU / Mucopolysaccharides Quantitative, Random, Urine) or blood (MPSBS / Mucopolysaccharidosis, Blood Spot, or MPSER / Mucopolysaccharidosis, Serum) and molecular genetic analysis of the relevant gene. For MPS VI, molecular analysis of theARSBgene (CGPH / Custom Gene Panel, Hereditary, Next-Generation Sequencing, Varies; specify Gene List ID: IEMCP-QQF7DP) allows for detection of disease-causing variant in affected patients and subsequent carrier detection in relatives. | >0.90 nmol/mL/hour An interpretive report will be provided. | Abnormal results are not sufficient to establish a diagnosis of a particular disease. To verify a preliminary diagnosis based on this assay, additional biochemical or molecular genetic analyses are required. When abnormal results are detected, a detailed interpretation is given, including an overview of the results and of their significance, a correlation to available clinical information, elements of differential diagnosis, recommendations for additional biochemical testing, and in vitro, confirmatory studies (enzyme assay, molecular genetic analysis), and a phone number to reach one of the laboratory directors in case the referring physician has additional questions. | Individuals with pseudodeficiency alleles can show reduced enzyme activity. Carrier status (heterozygosity) for these conditions cannot be reliably detected. Enzyme levels may be normal in individuals receiving enzyme replacement therapy or who have undergone hematopoietic stem cell transplant. | 1. Neufeld EF, Muenzer J. The Mucopolysaccharidoses. In: Valle DL, Antonarakis S, Ballabio A, Beaudet AL, Mitchell GA. eds. The Online Metabolic and Molecular Bases of Inherited Disease. McGraw-Hill; Accessed July 14, 2023. https://ommbid.mhmedical.com/content.aspx?bookid=2709&sectionid=225544161 2. Hopwood JJ, Ballabio A. Multiple Sulfatase Deficiency and the Nature of the Sulfatase Family. In: Valle DL, Antonarakis S, Ballabio A, Beaudet AL, Mitchell GA. eds. The Online Metabolic and Molecular Bases of Inherited Disease. McGraw-Hill; Accessed July 14, 2023. https://ommbid.mhmedical.com/content.aspx?bookid=2709&sectionid=225546905 | One dried blood spot sample (DBS) is incubated with a mix of substrate and internal standard (IS) for iduronate 2-sulfatase, heparan N-sulfatase, alpha-N-acetylglucosaminidase, N-acetylgalactosamine-sulfate, beta-galactosidase, arylsulfatase B, beta-glucuronidase, and tripeptidyl peptidase 1. A second DBS sample is incubated with a mix of substrate and IS for acetyl-CoA:alpha-glucosaminide N-acetyltransferase; and a third DBS sample with a mix of substrate and IS for palmitoyl-protein thioesterase 1. Following overnight incubation, the samples are combined, extracted by liquid-liquid extraction, and analyzed by tandem mass spectrometry.(Unpublished Mayo method) | 8 to 15 days | 1 year | This test was developed and its performance characteristics determined by Mayo Clinic in a manner consistent with CLIA requirements. It has not been cleared or approved by the US Food and Drug Administration. | 8265783864 (if appropriate) | Arylsulfatase B, BS | 55912-0 | 618414 | Reviewed By | 18771-6
ARSBW | Arylsulfatase B, Leukocytes | Supporting the biochemical diagnosis of mucopolysaccharidosis type VI (MPS VI, Maroteaux-Lamy syndrome) in whole blood specimens This test isnot useful forcarrier detection. | Liquid Chromatography Tandem Mass Spectrometry (LC-MS/MS) | Yes | Arylsulfatase B, WBC | Whole Blood ACD | Container/Tube: Preferred:Yellow top (ACD solution B) Acceptable:Yellow top (ACD solution A) or lavender top (EDTA) Specimen Volume:6 mL Collection Instructions:Send whole blood specimen in original tube.Do not aliquot. | 5 mL | Mucopolysaccharidosis VI (MPS VI; Maroteaux-Lamy syndrome) is an autosomal recessive lysosomal disorder caused by the deficiency of N-acetylgalactosamine 4-sulfatase, also known as arylsulfatase B (ARSB) leading to the accumulation of dermatan sulfate. Clinical features and severity of symptoms are widely variable, but typically include short stature, dysostosis multiplex, and degenerative joint disease. Other clinical features may include facial dysmorphism, hepatosplenomegaly, corneal clouding, and cardiac disease. Intelligence is usually normal. Rapidly progressing forms have an early onset of symptoms, significantly elevated GAGs, and can lead to death before the second or third decades. A more slowly progressing form has a later onset, milder skeletal manifestations, smaller elevations of GAGs, and typically a longer lifespan. Treatment options include hematopoietic stem cell transplantation and/or enzyme replacement therapy. The differential diagnosis of ARSB deficiency should include multiple sulfatase deficiency and mucolipidosis II (I-Cell disease), however both conditions present with developmental delays that make them clinically different from MPS VI. The symptoms of MSD mimic metachromatic leukodystrophy (MLD) as well as the mucopolysaccharidoses and can include developmental delay, neurologic regression, dysmorphic facies, dysostosis multiplex, organomegaly, ichthyosis, and chondroplasia punctata. If MSD is suspected, testing of an additional sulfatase enzyme, such as arylsulfatase A (ARSAW/ Arylsulfatase A, Leukocytes) in MLD, can help determine if multiple sulfatases are deficient. I-cell disease is characterized by congenital or early infantile manifestations including coarse facial features, short stature, skeletal anomalies, cardio- and hepatomegaly, and developmental delays. This is a progressive disorder and death typically occurs in the first decade of life. Additional testing including hydrolase enzymes in serum, such as hexosaminidase A in Tay-Sach disease (NAGS/ Hexosaminidase A and Total Hexosaminidase, Serum) is recommended if a diagnosis of I-cell is suspected. A diagnostic workup for MPS includes glycosaminoglycan (GAG) determination in urine (MPSQU / Mucopolysaccharides Quantitative, Random, Urine) or blood (MPSBS / Mucopolysaccharidosis, Blood Spot, or MPSER / Mucopolysaccharidosis, Serum) and molecular genetic analysis of the relevant gene. For MPS VI, molecular analysis of theARSBgene (CGPH / Custom Gene Panel, Hereditary, Next-Generation Sequencing, Varies; specify Gene List ID: IEMCP-QQF7DP) allows for detection of disease-causing variant in affected patients and subsequent carrier detection in relatives. | >0.34 nmol/hour/mg protein An interpretive report will be provided. | Abnormal results are not sufficient to establish a diagnosis of a particular disease. To verify a preliminary diagnosis based on this assay, additional biochemical or molecular genetic analyses are required. When abnormalresults are detected, a detailed interpretation is given, including an overview of the results and of their significance, a correlation to available clinical information, elements of differential diagnosis, recommendations for additional biochemical testing, and in vitro, confirmatory studies (enzyme assay, molecular analysis), and a phone number to reach one of the laboratory directors in case the referring physician has additional questions. | Individuals with pseudodeficiency alleles can show reduced enzyme activity. Carrier status (heterozygosity) for these conditions cannot be reliably detected. Enzyme levels may be normal in individuals receiving enzyme replacement therapy or who have undergone hematopoietic stem cell transplant. | 1. Neufeld EF, Muenzer J. The mucopolysaccharidoses. In: Valle DL, Antonarakis S, Ballabio A, Beaudet AL, Mitchell GA. eds. The Online Metabolic and Molecular Bases of Inherited Disease. McGraw-Hill; Accessed July 14, 2023. https://ommbid.mhmedical.com/content.aspx?bookid=2709&sectionid=225544161 2. Hopwood JJ, Ballabio A. Multiple sulfatase deficiency and the nature of the sulfatase family. In: Valle DL, Antonarakis S, Ballabio A, Beaudet AL, Mitchell GA. eds. The Online Metabolic and Molecular Bases of Inherited Disease. McGraw-Hill; Accessed July 14, 2023. https://ommbid.mhmedical.com/content.aspx?bookid=2709&sectionid=225546905 | Leukocytes are incubated with four cocktail mixes: 1) substrate and internal standard (IS) for iduronate 2-sulfatase, heparan N-sulfatase, alpha-N-acetylglucosaminidase, N-acetylgalactosamine-sulfate, beta-galactosidase, arylsulfatase B, beta-glucuronidase, and tripeptidyl peptidase 1; 2) substrate and IS for acetyl-CoA:alpha-glucosaminide N-acetyltransferase; 3) substrate and IS for N-acetylglucosamine-6-sulfatase; and 4) substrate and IS for palmitoyl-protein thioesterase 1 in 96-well plates. Following overnight incubation, the plates are combined and purified by liquid-liquid extraction. The extracts are evaporated, reconstituted with mobile phase, and analyzed by tandem mass spectrometry.(Unpublished Mayo method) | 8 to 15 days | WBC homogenate: 1 month | This test was developed and its performance characteristics determined by Mayo Clinic in a manner consistent with CLIA requirements. It has not been cleared or approved by the US Food and Drug Administration. | 82657 | Arylsulfatase B, WBC | 24094-5 | 618449 | Reviewed By | 18771-6
ASCRI | Ascaris, IgE, Serum | Establishing a diagnosis of an allergy to Ascaris worms Defining the allergen responsible for eliciting signs and symptoms Identifying allergens: -Responsible for allergic response and/or anaphylactic episode -To confirm sensitization prior to beginning immunotherapy -To investigate the specificity of allergic reactions to insect venom allergens, drugs, or chemical allergens | Fluorescence Enzyme Immunoassay (FEIA) | Yes | Ascaris, IgE | Serum | Collection Container/Tube: Preferred:Serum gel Acceptable:Red top Submission Container/Tube:Plastic vial Specimen Volume:0.5 mL for every 5 allergens requested Collection Instructions:Centrifuge and aliquot serum into a plastic vial. | For 1 allergen: 0.3 mL For more than 1 allergen: (0.05 mL x number of allergens) + 0.25 mL deadspace | Clinical manifestations of immediate hypersensitivity (allergic) diseases are caused by the release of proinflammatory mediators (histamine, leukotrienes, and prostaglandins) from IgE-sensitized effector cells (mast cells and basophils) when cell-bound IgE antibodies interact with an allergen. In vitro serum testing for IgE antibodies provides an indication of the immune response to allergens that may be associated with allergic disease. The allergens chosen for testing often depend upon the age of the patient, history of allergen exposure, season of the year, and clinical manifestations. In individuals predisposed to develop allergic disease, the sequence of sensitization and clinical manifestations proceed as follows: eczema and respiratory disease (rhinitis and bronchospasm) in infants and children less than 5 years due to food sensitivity (milk, egg, soy, and wheat proteins) followed by respiratory disease (rhinitis and asthma) in older children and adults due to sensitivity to inhalant allergens (dust mite, mold, and pollen inhalants). | Class,IgE kU/L,Interpretation, 0,<0.10,Negative, 0/1,0.10-0.34,Borderline/equivocal, 1,0.35-0.69,Equivocal, 2,0.70-3.49,Positive, 3,3.50-17.4,Positive, 4,17.5-49.9,Strongly positive, 5,50.0-99.9,Strongly positive, 6,> or =100,Strongly positive, | Detection of IgE antibodies in serum (class 1 or greater) indicates an increased likelihood of allergic disease as opposed to other etiologies and defines the allergens that may be responsible for eliciting signs and symptoms. The level of IgE antibodies in serum varies directly with the concentration of IgE antibodies expressed as a class score or kU/L. | Testing for IgE antibodies is not useful in patients previously treated with immunotherapy to determine if residual clinical sensitivity exists or in patients in whom the medical management does not depend upon identification of allergen specificity. Some individuals with clinically insignificant sensitivity to allergens may have measurable levels of IgE antibodies in serum, and test results must be interpreted in the clinical context. False-positive results for IgE antibodies may occur in patients with markedly elevated serum IgE (>2500 kU/L) due to nonspecific binding to allergen solid phases. | Homburger HA, Hamilton RG: Allergic diseases. In: McPherson RA, Pincus MR, eds. Henry's Clinical Diagnosis and Management by Laboratory Methods. 23rd ed. Elsevier; 2017:1057-1070 | Specific IgE from the patient's serum reacts with the allergen of interest, which is covalently coupled to an ImmunoCAP. After washing away nonspecific IgE, enzyme-labeled anti-IgE antibody is added to form a complex. After incubation, unbound anti-IgE is washed away, and the bound complex incubated with a developing agent. After stopping the reaction, the fluorescence of the eluate is measured. Fluorescence is proportional to the amount of specific IgE present in the patient's sample (ie, the higher the fluorescence value, the more IgE antibody is present).(Package insert: ImmunoCAP System Specific IgE FEIA. Phadia; Rev 06/2020) | Same day/1 to 3 days | 14 days | This test has been cleared, approved, or is exempt by the US Food and Drug Administration and is used per manufacturer's instructions. Performance characteristics were verified by Mayo Clinic in a manner consistent with CLIA requirements. | 86003 | Ascaris, IgE | 6022-8 | ASCRI | Ascaris, IgE | 6022-8
VITC | Ascorbic Acid (Vitamin C), Plasma | Identifying vitamin C deficiency | Liquid Chromatography Tandem Mass Spectrometry (LC-MS/MS) Portions of this test are covered by patents held by Quest Diagnostics | Yes | Ascorbic Acid, P | Plasma Heparin | Patient Preparation:Fasting overnight (12-14 hours) (infants-collect prior to next feeding).Water can be taken as needed. Supplies:Amber Frosted Tube, 5 mL(T915) Collection Container/Tube: Preferred: Green top (sodium or lithium heparin) Submission Container/Tube:Amber vial Specimen Volume:1 mL Collection Instructions: 1.Immediately place specimen on wet ice and process within 4 hours of collection. 2. Centrifuge at 4 degrees C, aliquot plasma into amber vial to protect from light. 3. Freeze plasma immediately, ideally at or below -60 degrees C, protected from light. | 0.5 mL | Vitamin C, also known as L-ascorbic acid or simply ascorbic acid, is a water-soluble vitamin that is naturally present in some foods, added to others, and available as a dietary supplement. Humans, unlike most animals, are unable to synthesize vitamin C endogenously, so it is an essential dietary component. Vitamin C is required for the enzymatic amidation of neuropeptides, production of adrenal cortical steroid hormones, promotion of the conversion of tropocollagen to collagen, and metabolism of tyrosine and folate. It also plays a role in lipid and vitamin metabolism and is a powerful reducing agent or antioxidant. Specific actions include activation of detoxifying enzymes in the liver; antioxidation, interception and destruction of free radicals; preservation and restoration of the antioxidant potential of vitamin E; and blockage of the formation of carcinogenic nitrosamines. In addition, vitamin C appears to function in a variety of other metabolic processes in which its role has not been well characterized. Prolonged deficiency of vitamin C leads to the development of scurvy, a disease characterized by an inability to form adequate intercellular substance in connective tissues. This results in the formation of swollen, ulcerative lesions in the gums, mouth, and other tissues that are structurally weakened. Early symptoms may include weakness, easy fatigue and listlessness, as well as shortness of breath, and aching joints, bones, and muscles. The need for vitamin C can be increased by the use of aspirin, oral contraceptives, tetracycline, and a variety of other medications. Psychological stress and advancing age also tend to increase the need for vitamin C. Among older adults, lack of fresh fruit and vegetables often adds vitamin C depletion to the inherently increased need, with development of near-scurvy status. | 0.4-2.0 mg/dL | Values below 0.2 mg/dL indicate significant deficiency. Values greater than or equal to 0.2 mg/dL and less than 0.4 mg/dL are consistent with a moderate risk of deficiency due to inadequate tissue stores. Values of 0.4 to 2.0 mg/dL indicate adequate supply. The actual level at which vitamin C is excessive has not been defined. Values above 3.0 mg/dL are suggestive of excess intake. Whether vitamin C in excess is indeed toxic continues to be uncertain. However, limited observations suggest that this condition may induce uricosuria and, in individuals with glucose-6-phosphate dehydrogenase deficiency, may induce increased red blood cell fragility. | Testing of nonfasting specimens or the use of vitaminsupplementation can result in elevated plasma vitamin concentrations.Reference values were established in patients who were fasting. After consuming vitamin C, plasma values rapidly rise within 1 to 2 hours and reach peak concentration within 3 to 6 hours after ingestion. | 1.Vitamin C toxicity. Nutr Rev. 1976;34(8):236-237. doi:10.1111/j.1753-4887.1976.tb05776.x 2 2. Moser U, Bendich A. Vitamin C. In: Machlin LJ, ed. Handbook of Vitamins. 2nd ed. Marcel Dekker; 1991:195-232 3. Ball GFM. Vitamins: Their Role inthe Human Body. Blackwell Publishing; 2004:393-420 4. Zlatuse DC, Frank EL. Development and implementation of an HPLC-ECD method for analysis of vitamin C in plasma using single column and automatic alternating dual column regeneration. Prac Lab Med. 2016;6:25-37. doi:10.1016/j.plabm.2016.09.001 5.Sodi R. Vitamins and trace elements. In: Rifai N, Chiu RWK, Young I, Burnham CAD, Wittwer CT, eds. Tietz Textbook of Laboratory Medicine. 7th ed. Elsevier; 2023:417 | Samples are diluted and extracted online extraction by high-turbulence liquid chromatography, with detection by tandem mass spectrometry.(Unpublished Mayo Method) | 3 to 5 days | 2 weeks | This test was developed and its performance characteristics determined by Mayo Clinic in a manner consistent with CLIA requirements. It has not been cleared or approved by the US Food and Drug Administration. | 82180 | Ascorbic Acid, P | 1903-4 | 8312 | Ascorbic Acid, P | 1903-4
ASPAR | Asparagus, IgE, Serum | Establishing the diagnosis of an allergy to asparagus Defining the allergen responsible for eliciting signs and symptoms Identifying allergens: -Responsible for allergic response and/or anaphylactic episode -To confirm sensitization prior to beginning immunotherapy -To investigate the specificity of allergic reactions to insect venom allergens, drugs, or chemical allergens | Fluorescence Enzyme Immunoassay (FEIA) | Yes | Asparagus, IgE | Serum | Collection Container/Tube: Preferred:Serum gel Acceptable:Red top Submission Container/Tube:Plastic vial Specimen Volume:0.5 mL for every 5 allergens requested Collection Instructions:Centrifuge and aliquot serum into a plastic vial. | For 1 allergen: 0.3 mL More than 1 allergen: (0.05 mL x number of allergens) + 0.25 mL dead space | Clinical manifestations of immediate hypersensitivity (allergic) diseases are caused by the release of proinflammatory mediators (histamine, leukotrienes, and prostaglandins) from IgE-sensitized effector cells (mast cells and basophils) when cell-bound IgE antibodies interact with an allergen. In vitro serum testing for IgE antibodies provides an indication of the immune response to allergens that may be associated with allergic disease. The allergens chosen for testing often depend upon the age of the patient, history of allergen exposure, season of the year, and clinical manifestations. In individuals predisposed to develop allergic disease, the sequence of sensitization and clinical manifestations proceed as follows: eczema and respiratory disease (rhinitis and bronchospasm) in infants and children less than 5 years due to food sensitivity (milk, egg, soy, and wheat proteins) followed by respiratory disease (rhinitis and asthma) in older children and adults due to sensitivity to inhalant allergens (dust mite, mold, and pollen inhalants). | Class,IgE kU/L,Interpretation, 0,<0.10,Negative, 0/1,0.10-0.34,Borderline/equivocal, 1,0.35-0.69,Equivocal, 2,0.70-3.49,Positive, 3,3.50-17.4,Positive, 4,17.5-49.9,Strongly positive, 5,50.0-99.9,Strongly positive, 6,> or =100,Strongly positive, | Detection of IgE antibodies in serum (class 1 or greater) indicates an increased likelihood of allergic disease as opposed to other etiologies and defines the allergens that may be responsible for eliciting signs and symptoms. The level of IgE antibodies in serum varies directly with the concentration of IgE antibodies expressed as a class score or kU/L. | Testing for IgE antibodies is not useful in patients previously treated with immunotherapy to determine if residual clinical sensitivity exists or in patients in whom the medical management does not depend upon identification of allergen specificity. Some individuals with clinically insignificant sensitivity to allergens may have measurable levels of IgE antibodies in serum, and test results must be interpreted in the clinical context. False-positive results for IgE antibodies may occur in patients with markedly elevated serum IgE (>2500 kU/L) due to nonspecific binding to allergen solid phases. | Homburger HA, Hamilton RG: Allergic diseases. In: McPherson RA, Pincus MR, eds. Henry's Clinical Diagnosis and Management by Laboratory Methods. 23rd ed.Elsevier; 2017:1057-1070 | Specific IgE from the patient's serum reacts with the allergen of interest, which is covalently coupled to an ImmunoCAP. After washing away nonspecific IgE, enzyme-labeled anti-IgE antibody is added to form a complex. After incubation, unbound anti-IgE is washed away, and the bound complex incubated with a developing agent. After stopping the reaction, the fluorescence of the eluate is measured. Fluorescence is proportional to the amount of specific IgE present in the patient's sample (ie, the higher the fluorescence value, the more IgE antibody is present).(Package insert: ImmunoCAP System Specific IgE FEIA. Phadia; Rev 06/2020) | 1 to 3 days | 14 days | This test was developed and its performance characteristics determined by Mayo Clinic in a manner consistent with CLIA requirements. It has not been cleared or approved by the US Food and Drug Administration. | 86003 | Asparagus, IgE | 7099-5 | ASPAR | Asparagus, IgE | 7099-5
AST | Aspartate Aminotransferase (AST) (GOT), Serum | Diagnosing andmonitoring liver disease, particularly diseases resulting in adestruction of hepatocytes | Photometric Rate, L-Aspartate with Pyridoxyl-5-Phosphate | Yes | Aspartate Aminotransferase (AST), S | Serum | Collection Container/Tube: Preferred:Serum gel Acceptable:Red top Specimen Volume:0.5 mL Submission Container/Tube:Plastic vial Collection Instructions: 1. Serum gel tubes should be centrifuged within 2 hours of collection. 2. Red-top tubes should be centrifuged, and the serum aliquoted into a plastic vial within 2 hours of collection. | 0.25 mL | Aspartate aminotransferase (AST) is found in high concentrations in liver, heart, skeletal muscle, and kidney. AST is present in both cytoplasm and mitochondria of cells. In cases involving mild tissue injury, the predominant form of AST is that from the cytoplasm. Severe tissue damage results in more of the mitochondrial enzyme being released. High levels of AST can be found in cases such as myocardial infarction, acute liver cell damage, viral hepatitis, and carbon tetrachloride poisoning. Slight to moderate elevation of AST is seen in muscular dystrophy, dermatomyositis, acute pancreatitis, and crushed muscle injuries. | Males 0-11 months: not established 1-13 years: 8-60 U/L > or =14 years: 8-48 U/L Females 0-11 months: not established 1-13 years: 8-50 U/L > or =14 years: 8-43 U/L | Elevated aspartate aminotransferase (AST) values are seen in parenchymal liver diseases characterized by a destruction of hepatocytes. Values are typically at least 10 times above the normal range. Levels may reach values as high as 100 times the upper reference limit, although 20- to 50-fold elevations are most frequently encountered. In infectious hepatitis and other inflammatory conditions affecting the liver, alanine aminotransferase (ALT) is characteristically as high as or higher than AST, and the ALT:AST ratio, which normally and in other condition is less than 1, becomes greater than unity. AST levels are usually elevated before clinical signs and symptoms of disease appear. Five- to 10-fold elevations of both AST and ALT occur in patients with primary or metastatic carcinoma of the liver, with AST usually being higher than ALT, but levels are often normal in the early stages of malignant infiltration of the liver. Elevations of ALT activity persist longer than do those of AST activity. Elevated AST values may also be seen in disorders affecting the heart, skeletal muscle, and kidney. | Pyridoxal phosphate is a cofactor in the reaction and isnecessary for enzyme activity. | Tietz Textbook of Clinical Chemistry. Edited by CA Burtis, ER Ashwood. Philadelphia, WB Saunders Company, 1994 | Aspartate aminotransferase (AST) is measured by a coupled enzyme kinetic method where therate of decrease of NADH, determined at 340 nm, is directlyproportional to the AST activity.(Package insert: Roche AST reagent, Indianapolis, IN, January 2000) | Same day/1 to 2 days | 1 week | This test has been cleared, approved, or is exempt by the US Food and Drug Administration and is used per manufacturer's instructions. Performance characteristics were verified by Mayo Clinic in a manner consistent with CLIA requirements. | 84450 | Aspartate Aminotransferase (AST), S | 30239-8 | AST | Aspartate Aminotransferase (AST), S | 30239-8
FASPE | Aspen (Populus tremuloides) IgE |  | Enzyme Immunoassay (EIA) | Yes | Aspen (Populus tremuloides) IgE | Serum | Specimen Type:Serum Container/Tube:Red Top Specimen Volume:0.5 mL Collection Instructions:Draw blood in a plain red-top tube(s), serum gel tube(s) is acceptable. Spin down and send 0.5 mL of serum refrigerated in a plastic vial. | 0.5 mL |  | <0.35 kU/L | Class IgE (kU/L) Comment 0 <0.35 Below Detection 1 0.35-0.69 Low Positive 2 0.70-3.49 Moderate Positive 3 3.50-17.49 Positive 4 17.50-49.99 Strong Positive 5 >49.99 Very Strong Positive |  |  |  | 4 to 7 days |  | This test was developed and its performance characteristics determined by Eurofins Viracor. It has not been cleared or approved by the U.S. Food and Drug Administration. | 86003 | Aspen (Populus tremuloides) IgE | 7101-9 | Z4013 | CLASS | 102152-6
ASPAG | Aspergillus (Galactomannan) Antigen, Serum | Aiding in the diagnosis of invasive aspergillosis Assessing response to therapy | Enzyme Immunoassay (EIA) | Yes | Aspergillus Ag, S | Serum SST | Container/Tube:Serum gel (red-top tubes arenot acceptable) Specimen Volume:1.5 mL Collection Instructions: 1. Avoid exposure of specimen to atmosphere to prevent sample contamination from environment. 2. Centrifuge and send specimen in original tube.Do not aliquot or open tube. | 1 mL | Invasive aspergillosis (IA) is a severe infection that occurs in patients with prolonged neutropenia, following transplantation or in conjunction with aggressive immunosuppressive regimens (eg, prolonged corticosteroid usage, chemotherapy). The incidence of IA is reported to vary from 5% to 20% depending on the patient population. IA has an extremely high mortality rate of 50% to 80% due in part to the rapid progression of the infection (ie, 1-2 weeks from onset to death). Approximately 30% of cases remain undiagnosed and untreated at death. Definitive diagnosis of IA requires histopathological evidence of deep-tissue invasion or a positive culture. This evidence is often difficult to obtain due to the critically ill nature of the patient and the fact that severe thrombocytopenia often precludes the use of invasive procedures to obtain a quality specimen. The sensitivity of culture in this setting is low, reportedly ranging from 30% to 60% for bronchoalveolar lavage fluid. Accordingly, the diagnosis is often based on nonspecific clinical symptoms (unexplained fever, cough, chest pain, dyspnea) in conjunction with radiologic evidence (computed tomography scan); a definitive diagnosis is often not established before fungal proliferation becomes overwhelming and refractory to therapy. Recently, a serologic assay was approved by theUS Food and Drug Administrationfor the detection of galactomannan, a molecule found in the cell wall ofAspergillusspecies. Serum galactomannan can often be detected a mean of 7 to 14 days before other diagnostic clues become apparent, and monitoring of galactomannan can potentially allow initiation of preemptive antifungal therapy before life-threatening infection occurs. | <0.5 index Reference values apply to all ages. | A positive result supports a diagnosis of invasive aspergillosis (IA). Positive results should be considered in conjunction with other diagnostic procedures, such as microbiologic culture, histological examination of biopsy specimens, and radiographic evidence. See Cautions. A negative result does not rule out the diagnosis of IA. Repeat testing is recommended if the result is negative but IA is clinically suspected. Patients at risk of IA should have a baseline serum tested and should be monitored twice a week for increasing galactomannan antigen levels. Galactomannan antigen levels may be useful in the assessment of therapeutic response. Antigen levels decline in response to antimicrobial therapy. | False-positive results are reported to occur at rates of 8% to 14% with this assay. For all positive patients, it is recommended that a new aliquot of the same specimen be repeated, as well as collection of a new specimen from the patient for follow-up testing. Two or more consecutive positive results should be obtained from separately collected specimens before the patient is considered to have a positiveAspergillusantigen test. Numerous foods (pasta, rice, etc) contain galactomannan. It is thought that damage to the gut wall by cytotoxic therapy, irradiation, or graft-versus-host disease enables translocation of the galactomannan from the gut lumen into the blood and may be partially responsible for the high false-positive rate of this assay. Other genera of fungi such asPenicilliumandPaecilomyceshave shown reactivity with the rat EBA-2 monoclonal antibody used in the assay. These species are rarely implicated in invasive fungal disease. Cross reactivity withAlternariaspecies has also been reported. The specificity of the assay forAspergillusspecies cannot exclude the involvement of other fungal pathogens with similar clinical presentations such asFusarium,Alternaria, andMucorales. The performance of the assay has not been evaluated with neonate serum specimens or for use with plasma or other specimen types such as urine or cerebrospinal fluid. The assay may exhibit reduced detection of galactomannan in patients with chronic granulomatous diseaseor autosomal dominant hyper-IgE syndrome (formerly known as Job syndrome). The concomitant use of antifungal therapy in some patients with invasive aspergillosis may result in reduced sensitivity of the assay. False-positive galactomannan results are possible in patients receiving PLASMA-LYTE for intravenous hydration or if PLASMA-LYTE is used during bronchoscopy for the collection ofbronchoalveolar lavage fluid. Specimens containingHistoplasmaantigen may cross-react in theAspergillusgalactomannan assay. | 1. Maertens J, Verhaegen J, Lagrou K, Boogaerts M: Screening for circulating galactomannan as a noninvasive diagnostic tool for invasive aspergillosis in prolonged neutropenic patients and stem cell transplantation recipients: a prospective evaluation. Blood. 2001 March 15;97(6):1604-1610 2. Pinel C, Fricker-Hidalgo H, Lebeau B, et al: Detection of circulatingAspergillus fumigatusgalactomannan: value and limits of the Platelia test for diagnosing invasive aspergillosis. J Clin Microbiol. 2003 May;41(5):2184-2186 3. Swanink CM, Meis JF, Rijs AJ, Donnelly JP, Verweij PE: Specificity of a sandwich enzyme-linked immunosorbent assay for detectingAspergillusgalactomannan. J Clin Microbiol. 1997 Jan;35(1):257-260 4. Ansorg R, van den Boom R, Rath PM: Detection ofAspergillusgalactomannan antigen in foods and antibiotics. Mycoses. 1997 Dec;40(9-10):353-357 5.Connolly P, Durkin M, Wheat LJ, et al: Rapid diagnosis of systemic and invasive mycoses. Clinical Microbiology Newsletter. 2007 Jan;29(1):1-5 6. Thompson GR, Patterson TF:Aspergillusspecies. In: Bennett JE, Dolin R, Blaser MJ, eds. Mandell, Douglas, and Bennett's Principles and Practice of Infectious Diseases. 9th ed. Elsevier; 2020:3103-3116 | The PlateliaAspergillusenzyme immunoassay (EIA) is a 1-stage immunoenzymatic sandwich microplate assay that detects galactomannan in human serum. The assay uses the rat monoclonal antibody EBA-2, which is directed againstAspergillusgalactomannan. The monoclonal antibody is used to coat the wells of the microplate and bind the antigen and as the detector antibody in the conjugate reagent (peroxidase-linked monoclonal antibody). Serum Samples are heat-treated in the presence of EDTA to dissociate immune complexes and to precipitate serum proteins that could possibly interfere with the test. The treated serum samples and conjugate are added to the wells coated with the monoclonal antibody and incubated. A monoclonal antibody-galactomannan-monoclonal antibody/peroxidase complex is formed in the presence ofAspergillusantigen. The strips are washed to remove any unbound material, and the substrate solution is added, which will react with the complex bound to the well to form a blue color reaction. The enzyme reaction is stopped by the addition of acid, which changes the blue color to yellow. The optical absorbance of specimens and controls is determined with a spectrophotometer set at 450 nm and 620/630 nm wavelengths. Negative, cutoff (low-positive), and high-positive controls are analyzed each time the assay is performed. The presence or absence ofAspergillusgalactomannan antigen in the test sample is determined by calculation of an index for the specimen. The index is the optical density (OD) value of the specimen divided by the mean OD of wells containing the cutoff control serum (low-positive control).(Package insert: PlateliaAspergillusEIA. Bio-Rad Laboratories;10/2020) | 1 to 4 days | 2 weeks | This test has been cleared, approved, or is exempt by the US Food and Drug Administration and is used per manufacturer's instructions. Performance characteristics were verified by Mayo Clinic in a manner consistent with CLIA requirements. | 87305 | Aspergillus Ag, S | 44357-2 | 84356 | Aspergillus Ag, S | 44357-2
FASAB | Aspergillus Antibodies, Quantitative, DID |  | Double Immunodiffusion (DID) | Yes | Aspergillus Ab, Qn, DID | Serum | Patient Preparation:Patient should be fasting for eight hours to avoid lipemic sample interference. Specimen Type:Serum Container/Tube:Red top or SST Specimen Volume:1 mL Collection Instructions:Draw blood in a plain red-top tube, serum gel tube(s) is also acceptable. Separate serum immediately after coagulation (30 minutes) to prevent hemolysis. Send 1 mL of serum frozen in a plastic vial. | 0.5 mL |  | Aspergillus fumigatus Neg: <1:1 Aspergillus flavus Neg: <1:1 Aspergillus niger Neg: <1:1 |  |  |  |  | 4 to 9 days |  |  | 86606 x 3 | Aspergillus Ab, Qn, DID | Not Provided | Z5653 | Aspergillus niger | 10894-4
ASPBA | Aspergillus Antigen, Bronchoalveolar Lavage | Aiding in the diagnosis of invasive aspergillosis using bronchoalveolar lavage specimens Assessing response to therapy | Enzyme Immunoassay (EIA) | Yes | Aspergillus Ag, BAL | Lavage | Container/Tube:Sterile, leak-proof container Note:Specimen trap collection containers (with suction catheters attached) will be rejecteddue to high-risk of leakage and contamination upon opening. Avoid use of these for bronchoalveolar lavage specimens. Specimen Volume:2 mL Additional Information:If specimen transfer into an acceptable sterile container is necessary, perform specimen transfer in a biosafety cabinet. Place container in separate sealed plastic bag. | 1.5 mL | Invasive aspergillosis (IA) is a severe infection that occurs in patients with prolonged neutropenia following transplantation or in conjunction with aggressive immunosuppressive regimens (eg, prolonged corticosteroid use, chemotherapy). The incidence of IA is reported to vary from 5% to 20% depending on the patient population. IA has an extremely high mortality rate of 50% to 80%, due in part to the rapid progression of the infection (ie, 1-2 weeks from onset to death). Approximately 30% of cases remain undiagnosed and untreated at death. Definitive diagnosis of IA requires histopathological evidence of deep-tissue invasion or a positive culture. This evidence is often difficult to obtain due to the critically ill nature of the patient and the fact that severe thrombocytopenia often precludes the use of invasive procedures to obtain a quality specimen. The sensitivity of culture in this setting is low, reportedly ranging from 30% to 60% for bronchoalveolar lavage (BAL) fluid. Accordingly, the diagnosis is often based on nonspecific clinical symptoms (unexplained fever, cough, chest pain, dyspnea) in conjunction with radiologic evidence (computed tomography scan); a definitive diagnosis is often not established before fungal proliferation becomes overwhelming and refractory to therapy. Recently, a serologic assay was approved by the US Food and Drug Administration for the detection of galactomannan, a molecule found in the cell wall ofAspergillusspecies. Serum galactomannan (Aspergillusantigen) can often be detected a mean of 7 to 14 days before other diagnostic clues become apparent, and monitoring ofAspergillusantigen can potentially allow initiation of preemptive antifungal therapy before life-threatening infection occurs. The clinical utility ofAspergillusantigen testing in BAL specimens as an early prognostic indicator of IA has recently been assessed. These studies demonstrated equivalent or higher sensitivity compared to detection ofAspergillusantigen in serum.(1-4) This assay may be useful in the assessment of therapeutic response as antigen levels typically decline in response to effective antimicrobial therapy. | <0.5 Index | A positive result in bronchoalveolar lavage (BAL) fluid supports a diagnosis of invasive, pulmonary aspergillosis. Positive results should be considered in conjunction with other diagnostic procedures, such as microbiologic culture, histological examination of biopsy specimens, and radiographic evidence (see Cautions). A negative result in BAL fluid does not rule out the diagnosis of invasive aspergillosis (IA). Patients at risk of IA should be monitored twice a week forAspergillusantigen levels in serum until determined to be clinically unnecessary. Aspergillusantigen levels typically decline in response to effective antimicrobial therapy. | False-positive results are reported to occur at rates of 8% to 14% with this assay when performed on serum. Numerous foods (eg, pasta, rice, etc) contain galactomannan. It is thought that damage to the gut wall by cytotoxic therapy, irradiation, or graft-versus-host disease enables translocation of the galactomannan from the gut lumen into the blood and may be partially responsible for the high false-positive rate of this assay when serum is tested. Whether false-positive results in bronchoalveolar lavage (BAL) fluid are associated with the consumption of certain foods, as is observed in serum samples, remains to be determined. Other genera of fungi such asPenicilliumandPaecilomyceshave shown reactivity with the rat EBA-2 monoclonal antibody used in the assay. These species are rarely implicated in invasive fungal disease. Specimens containingHistoplasmaantigen may cross-react in theAspergillusantigen assay. Cross-reactivity withAlternariaspecies has also been reported. The specificity of the assay forAspergillusspecies cannot exclude the involvement of other fungal pathogens with similar clinical presentations such asFusarium,Alternaria, andMucorales. The performance of the assay has not been evaluated other specimen types such as urine or cerebrospinal fluid. The assay may exhibit reduced detection ofAspergillusantigen in patients with chronic granulomatous disease or autosomal dominant hyper-IgE syndrome (formerly known as Job syndrome). The concomitant use of antifungal therapy in some patients with invasive aspergillosis may result in reduced sensitivity of the assay. False-positive results are possible in patients receiving PLASMA-LYTE for intravenous hydration or if PLASMA-LYTE is usedduring bronchoscopy for the collection ofBAL fluid. | 1. Park SY, Lee SO, Choi SH, et al: Aspergillusgalactomannanantigenassayin bronchoalveolar lavagefluidfordiagnosisof invasivepulmonary aspergillosis.J Infect. 2010 Dec;61(6):492-498 2.Husain S, Clancy CJ, Nguyen MH, et al: Performance characteristics of the platelia aspergillus enzyme immunoassay for detection of Aspergillus galactomannan antigen in bronchoalveolar lavage fluid. Clin Vaccine Immunol. 2008 Dec;15(12):1760-1763 3.Meersseman W, Lagrou K, Maertens J, et al: Galactomannan in bronchoalveolar lavage fluid: a tool for diagnosing aspergillosis in intensive care unit patients. Am J Respir Crit Care Med. 2008 Jan 1;177(1):27-34 4.Becker MJ, Lugtenburg EJ, Cornelissen JJ, Van Der Schee C, Hoogsteden HC, De Marie S: Galactomannan detection in computerized tomography-based bronchoalveolar lavage fluid and serum in haematological patients at risk for invasive pulmonary aspergillosis. Br J Haematol. 2003 May;121(3):448-457 5. Xavier MO, Pasqualotto AC, Cardoso ICE, Severo LC: Cross-reactivity of Paracoccidioides brasiliensis, Histoplasma capsulatum, and Cryptococcus species in the commercial Platelia Aspergillus enzyme immunoassay. Clin Vaccine Immunol. 2009 Jan;16(1):132-133 6. Thompson GR, Patterson TF:Aspergillusspecies. In: Bennett JE, Dolin R, Blaser MJ, eds. Mandell, Douglas, and Bennett's Principles and Practice of Infectious Diseases. 9th ed. Elsevier; 2020:3103-3116 | The PlateliaAspergillusenzyme immunoassay) is a 1-stage immunoenzymatic sandwich microplate assay that detects galactomannan in bronchoalveolar lavage specimens. The assay uses the rat monoclonal antibody EBA-2, which is directed againstAspergillusgalactomannan. The monoclonal antibody is used to coat the wells of the microplate and bind the antigen and as the detector antibody in the conjugate reagent (peroxidase-linked monoclonal antibody). Samples are heat-treated in the presence of EDTA to dissociate immune complexes and to precipitate proteins that could possibly interfere with the test. The treated samples and conjugate are added to the wells coated with the monoclonal antibody and incubated. A monoclonal antibody-galactomannan-monoclonal antibody/peroxidase complex is formed in the presence ofAspergillusantigen. The strips are washed to remove any unbound material, and the substrate solution is added, which will react with the complex bound to the well to form a blue color reaction. The enzyme reaction is stopped by the addition of acid, which changes the blue color to yellow. The optical absorbance of specimens and controls is determined with a spectrophotometer set at 450 nm and 620/630 nm wavelengths. Negative, cutoff (low-positive), and high-positive controls are analyzed each time the assay is performed. The presence or absence ofAspergillus(galactomannan) antigen in the test sample is determined by calculation of an index for the specimen. The index is the optical density (OD) value of the specimen divided by the mean OD of wells containing the cutoff control serum (low-positive control).(Package insert: PlateliaAspergillusEIA. Bio-Rad Laboratories; 10/2020) | 1 to 2 days | 14 days | This test has been cleared, approved, or is exempt by the US Food and Drug Administration and is used per manufacturer's instructions. Performance characteristics were verified by Mayo Clinic in a manner consistent with CLIA requirements. | 87305 | Aspergillus Ag, BAL | 62467-6 | 61009 | Aspergillus Ag, BAL | 62467-6
FAFE | Aspergillus flavus IgE |  | Enzyme Immunoassay (EIA) | Yes | Aspergillus flavus IgE | Serum | Specimen Type:Serum Container/Tube:Red Top Specimen Volume:0.5 mL Collection Instructions:Draw blood in a plain red-top tube(s), serum gel tube(s) is acceptable. Spin down and send 0.5 mL of serum refrigerated in a plastic vial. | 0.5 mL |  | <0.35 kU/L | Class IgE (kU/L) Comment 0 <0.35 Below Detection 1 0.35-0.69 Low Positive 2 0.70-3.49 Moderate Positive 3 3.50-17.49 Positive 4 17.50-49.99 Strong Positive 5 >49.99 Very Strong Positive |  |  |  | 4 to 7 days |  | This test was developed and its performance characteristics determined by Eurofins Viracor. It has not been cleared or approved by the U.S. Food and Drug Administration. | 86003 | Aspergillus flavus IgE | 6024-4 | Z3859 | CLASS | 103101-2
ASP | Aspergillus fumigatus, IgE, Serum | Establishing a diagnosis of an allergy toAspergillus fumigatus Defining the allergen responsible for eliciting signs and symptoms Identifying allergens: -Responsible for allergic response and/or anaphylactic episode -To confirm sensitization prior to beginning immunotherapy -To investigate the specificity of allergic reactions to insect venom allergens, drugs, or chemical allergens | Fluorescence Enzyme Immunoassay (FEIA) | Yes | Aspergillus Fumigatus, IgE | Serum | Collection Container/Tube: Preferred:Serum gel Acceptable:Red top Submission Container/Tube:Plastic vial Specimen Volume:0.5 mL for every 5 allergens requested Collection Instructions:Centrifuge and aliquot serum into a plastic vial. | For 1 allergen: 0.3 mL For more than 1 allergen: (0.05 mL x number of allergens) + 0.25 mL deadspace | Clinical manifestations of immediate hypersensitivity (allergic) diseases are caused by the release of proinflammatory mediators (histamine, leukotrienes, and prostaglandins) from IgE-sensitized effector cells (mast cells and basophils) when cell-bound IgE antibodies interact with an allergen. In vitro serum testing for IgE antibodies provides an indication of the immune response to allergens that may be associated with allergic disease. The allergens chosen for testing often depend upon the age of the patient, history of allergen exposure, season of the year, and clinical manifestations. In individuals predisposed to develop allergic disease, the sequence of sensitization and clinical manifestations proceed as follows: eczema and respiratory disease (rhinitis and bronchospasm) in infants and children less than 5 years due to food sensitivity (milk, egg, soy, and wheat proteins) followed by respiratory disease (rhinitis and asthma) in older children and adults due to sensitivity to inhalant allergens (dust mite, mold, and pollen inhalants). | Class,IgE kU/L,Interpretation, 0,<0.10,Negative, 0/1,0.10-0.34,Borderline/equivocal, 1,0.35-0.69,Equivocal, 2,0.70-3.49,Positive, 3,3.50-17.4,Positive, 4,17.5-49.9,Strongly positive, 5,50.0-99.9,Strongly positive, 6,> or =100,Strongly positive, | Detection of IgE antibodies in serum (class 1 or greater) indicates an increased likelihood of allergic disease as opposed to other etiologies and defines the allergens that may be responsible for eliciting signs and symptoms. The level of IgE antibodies in serum varies directly with the concentration of IgE antibodies expressed as a class score or kU/L. | Testing for IgE antibodies is not useful in patients previously treated with immunotherapy to determine if residual clinical sensitivity exists or in patients in whom the medical management does not depend upon identification of allergen specificity. Some individuals with clinically insignificant sensitivity to allergens may have measurable levels of IgE antibodies in serum, and test results must be interpreted in the clinical context. False-positive results for IgE antibodies may occur in patients with markedly elevated serum IgE (>2500 kU/L) due to nonspecific binding to allergen solid phases. | Homburger HA, Hamilton RG: Allergic diseases. In: McPherson RA, Pincus MR, eds. Henry's Clinical Diagnosis and Management by Laboratory Methods. 23rd ed. Elsevier; 2017:1057-1070 | Specific IgE from the patient's serum reacts with the allergen of interest, which is covalently coupled to an ImmunoCAP. After washing away nonspecific IgE, enzyme-labeled anti-IgE antibody is added to form a complex. After incubation, unbound anti-IgE is washed away, and the bound complex incubated with a developing agent. After stopping the reaction, the fluorescence of the eluate is measured. Fluorescence is proportional to the amount of specific IgE present in the patient's sample (ie, the higher the fluorescence value, the more IgE antibody is present).(Package insert: ImmunoCAP System Specific IgE FEIA. Phadia; Rev 06/2020) | Same day/1 to 3 days | 14 days | This test has been cleared, approved, or is exempt by the US Food and Drug Administration and is used per manufacturer's instructions. Performance characteristics were verified by Mayo Clinic in a manner consistent with CLIA requirements. | 86003 | Aspergillus Fumigatus, IgE | 6025-1 | ASP | Aspergillus Fumigatus, IgE | 6025-1
SASP | Aspergillus fumigatus, IgG Antibodies, Serum | Evaluation of patients suspected of having hypersensitivity pneumonitis (HP) induced by exposure toAspergillus fumigatus Evaluation of patients suspected of having HP who have documented environmental exposures to high-humidity environments | Fluorescence Enzyme Immunoassay (FEIA) | Yes | Aspergillus fumigatus, IgG Ab, S | Serum | Collection Container/Tube: Preferred:Serum gel Acceptable:Red top Submission Container/Tube:Plastic vial Specimen Volume:0.5 mL Collection Instructions:Centrifuge and aliquot serum into a plastic vial. | 0.3 mL | Hypersensitivity pneumonitis (HP) is a type of interstitial lung disease caused by an immune-mediated response to inhaled environmental antigens.(1) Patients with HP commonly display symptoms of cough, dyspnea, and midinspiratory squeaks. Patients may present with an acute onset of symptoms (within hours of antigen exposure) or a chronic onset (which may occur over a course of weeks to months). The nature of an individual’s disease course will be affected by several factors, including quantity of inhaled antigen, intensity/frequency of exposure, and genetic background. The epidemiology of HP is also challenging to understand, as incidence and prevalence of the disease varies with geographic areas, climate, and local customs. While the immunopathogenesis of HP is not completely understood, it is presumed to involve both type III and type IV hypersensitivity reactions, with the type III reaction characterized by the presence of IgG antibodies specific for the inciting antigen. There are many antigens, both organic and inorganic, that have been associated with development of HP.(2) Causative organic antigens include a wide array of bacteria, mycobacteria, fungi, and animal proteins.Aspergillus fumigatusis a fungus found in locations with high humidity, including soil, greenhouses, and compost heaps. It is fairly ubiquitous and may even be found in household dust. Some individuals exposed toA fumigatus,particularly those individuals with routine exposure to high-humidity environments, may develop IgG antibodies against this antigen, which could lead to development of HP. Clinical practice guidelines for HP include a diagnostic algorithm which focuses on exposure identification, imaging evaluation, and bronchoalveolar lavage/histopathology.(3) Detection of IgG antibodies specific for certain environmental antigens can help to document the causative exposure for an individual. This is critical, as an important treatment for these patients is antigen avoidance. However, IgG testing is only useful as supportive information for the diagnosis of HP; a positive result only indicates sensitization to the antigen and a negative result does not exclude the possibility that a patient with HP may be sensitized to another antigen. | <4 years: not established > or =4 years: < or =102 mg/L | Positive results for IgG antibodies toAspergillus fumigatus,in patients with signs and symptoms ofhypersensitivity pneumonitis,may be consistent with sensitization to this fungus. | Positive results for IgG antibodies toAspergillus fumigatusmay be found in sera from healthy individuals who are sensitized to this fungus but do not display symptoms consistent with hypersensitivity pneumonitis (HP). Negative results for IgG antibodies toAfumigatusdo not exclude HP as a diagnosis; patients with clinical symptoms consistent with HP may be sensitized to a different antigen. Elevatedconcentration of antibodies toA fumigatusmay be also found in patients with invasive aspergillosis and cavitary lung disease. | 1. Sforza GG, Marinou A: Hypersensitivity pneumonitis: a complex lung disease. Clin Mol Allergy. 2017; Mar 7;15(6). doi: 10.1186/s12948-017-0062-7 2. Costabel U, Miyazaki Y, Pardo A, et al: Hypersensitivity pneumonitis. Nat Rev Dis Primers. 2020 Aug 6;6(1):65. doi: 10.1038/s41572-020-0191-z 3. Raghu G, Remy-Jardin M, Ryerson CJ, et al: Diagnosis of hypersensitivity pneumonitis in adults. An Official ATS/JRS/ALAT Clinical Practice Guideline.Am J Respir Crit Care Med. 2020 August 1;202(3):e36-e69. doi: 10.1164/rccm.202005-2032ST | The Phadia ImmunoCAP System specific IgG fluorescent enzyme immunoassay provides an in vitro method for measuring the concentrations of circulating specific IgG antibodies in human blood samples. Specific IgG from the patient's serum reacts with the antigen of interest, which is covalently coupled to an ImmunoCAP. After washing away nonspecific IgG, enzyme-labeled anti-IgG antibodies are added to form a complex. After incubation, unbound enzyme-anti IgG is washed away, and the bound complex is then incubated with a developing agent. After stopping the reaction, the fluorescence of the eluate is measured. The fluorescence is proportional to the amount of specific IgG, which is present in the patient's sample, ie, the higher the fluorescence value, the more specific IgG antibody is present.(Package insert: ImmunoCAP Aspergillus. Phadia AB; 10/2019) | 2 to 4 days | 14 days | This test was developed and its performance characteristics determined by Mayo Clinic in a manner consistent with CLIA requirements. It has not been cleared or approved by the US Food and Drug Administration. | 86606 | Aspergillus fumigatus, IgG Ab, S | 26954-8 | SASP | Aspergillus fumigatus, IgG Ab, S | 26954-8
FASPG | Aspergillus IgG Precipitins Panel |  | Gel Diffusion | Yes | Aspergillus IgG Precipitins Panel | Serum | Specimen Type: Serum Container/Tube: Red or SST Specimen Volume: 1 mL Collection Instructions: Draw blood in a plain red-top tube(s), serum gel tube is acceptable. Spin down and send 1 mL of serum refrigerated in a plastic vial. | 0.5 mL |  | Negative | The gel diffusion method was used to test this patients serum for the presence of precipitating antibodies (IgG) to the antigens indicated. These antibodies are serological markers for exposure and immunological sensitization. The clinical significance varies, depending on the history and symptoms. |  |  |  | 5 to 11 days |  | This test was developed and its performance characteristics determined by Eurofins Viracor. It has not been cleared or approved by the U.S. Food and Drug Administration. | 86331 x 6 | Aspergillus IgG Precipitins Panel | Not Provided | Z5922 | Aspergillus versicolor | Not Provided
ASPG | Aspergillus niger, IgE, Serum | Establishing a diagnosis of an allergy toAspergillus niger Defining the allergen responsible for eliciting signs and symptoms Identifying allergens: -Responsible for allergic response and/or anaphylactic episode -To confirm sensitization prior to beginning immunotherapy -To investigate the specificity of allergic reactions to insect venom allergens, drugs, or chemical allergens | Fluorescence Enzyme Immunoassay (FEIA) | Yes | Aspergillus niger, IgE | Serum | Collection Container/Tube: Preferred:Serum gel Acceptable:Red top Submission Container/Tube:Plastic vial Specimen Volume:0.5 mL for every 5 allergens requested Collection Instructions:Centrifuge and aliquot serum into a plastic vial. | For 1 allergen: 0.3 mL For more than 1 allergen: (0.05 mL x number of allergens) + 0.25 mL deadspace | Clinical manifestations of immediate hypersensitivity (allergic) diseases are caused by the release of proinflammatory mediators (histamine, leukotrienes, and prostaglandins) from IgE-sensitized effector cells (mast cells and basophils) when cell-bound IgE antibodies interact with an allergen. In vitro serum testing for IgE antibodies provides an indication of the immune response to allergens that may be associated with allergic disease. The allergens chosen for testing often depend upon the age of the patient, history of allergen exposure, season of the year, and clinical manifestations. In individuals predisposed to develop allergic disease, the sequence of sensitization and clinical manifestations proceed as follows: eczema and respiratory disease (rhinitis and bronchospasm) in infants and children less than 5 years due to food sensitivity (milk, egg, soy, and wheat proteins) followed by respiratory disease (rhinitis and asthma) in older children and adults due to sensitivity to inhalant allergens (dust mite, mold, and pollen inhalants). | Class,IgE kU/L,Interpretation, 0,<0.10,Negative, 0/1,0.10-0.34,Borderline/equivocal, 1,0.35-0.69,Equivocal, 2,0.70-3.49,Positive, 3,3.50-17.4,Positive, 4,17.5-49.9,Strongly positive, 5,50.0-99.9,Strongly positive, 6,> or =100,Strongly positive, | Detection of IgE antibodies in serum (class 1 or greater) indicates an increased likelihood of allergic disease as opposed to other etiologies and defines the allergens that may be responsible for eliciting signs and symptoms. The level of IgE antibodies in serum varies directly with the concentration of IgE antibodies expressed as a class score or kU/L. | Testing for IgE antibodies is not useful in patients previously treated with immunotherapy to determine if residual clinical sensitivity exists or in patients in whom the medical management does not depend upon identification of allergen specificity. Some individuals with clinically insignificant sensitivity to allergens may have measurable levels of IgE antibodies in serum, and test results must be interpreted in the clinical context. False-positive results for IgE antibodies may occur in patients with markedly elevated serum IgE (>2500 kU/L) due to nonspecific binding to allergen solid phases. | Homburger HA, Hamilton RG: Allergic diseases. In: McPherson RA, Pincus MR, eds. Henry's Clinical Diagnosis and Management by Laboratory Methods. 23rd ed. Elsevier; 2017:1057-1070 | Specific IgE from the patient's serum reacts with the allergen of interest, which is covalently coupled to an ImmunoCAP. After washing away nonspecific IgE, enzyme-labeled anti-IgE antibody is added to form a complex. After incubation, unbound anti-IgE is washed away, and the bound complex incubated with a developing agent. After stopping the reaction, the fluorescence of the eluate is measured. Fluorescence is proportional to the amount of specific IgE present in the patient's sample (ie, the higher the fluorescence value, the more IgE antibody is present).(Package insert: ImmunoCAP System Specific IgE FEIA. Phadia; Rev 06/2020) | Same day/1 to 3 days | 14 days | This test has been cleared, approved, or is exempt by the US Food and Drug Administration and is used per manufacturer's instructions. Performance characteristics were verified by Mayo Clinic in a manner consistent with CLIA requirements. | 86003 | Aspergillus niger, IgE | 6830-4 | ASPG | Aspergillus niger, IgE | 6830-4
ADMA | Asymmetric Dimethylarginine, Plasma | Assessing the likelihood of future coronary events in patients with coronary heart disease, type II diabetes mellitus, or kidney disease Prompting intervention and assessing improvements among subjects with elevated ADMA and hypercholesterolemia or type II diabetes mellitus | Liquid Chromatography-Tandem Mass Spectrometry (LC-MS/MS) | Yes | Asymmetric dimethylarginine, P | Plasma EDTA | Patient Preparation:Fasting-overnight (12 hours) Collection Container/Tube:Lavender top (EDTA) Submission Container/Tube:Plastic vial Specimen Volume:1 mL Collection Instructions: 1. Centrifuge and aliquot 1 mL of plasma into plastic vial. 2. Send specimen frozen. | 0.5 mL | Asymmetric dimethylarginine (ADMA) is an independent risk factor for major adverse cardiovascular events.(1-7) ADMA inhibits nitric oxide (NO) synthesis and is elevated in diseases related to endothelial dysfunction including hypertension, hyperlipidemia, and type II diabetes mellitus. Elevation in ADMA and subsequent NO synthesis inhibition leads to vasoconstriction, reduced peripheral blood flow, and reduced cardiac output. Elevated plasma ADMA confers a 4- to 6-fold increased risk of subsequent cardiovascular events or mortality among patients with acute coronary syndrome,(3) unstable angina,(4) type II diabetes mellitus,(5) end-stage renal disease,(6) coronary heart disease,(7) and peripheral artery disease.(1) Baseline ADMA remained a significant risk factor of adverse events even after adjusting for low-density lipoprotein-cholesterol (LDL-C), high-density lipoprotein-cholesterol (HDL-C), triglycerides, creatinine, and high-sensitivity C-reactive protein. Plasma ADMA concentrations are lowered by rosuvastatin and atorvastatin, but not simvastatin in patients with hypercholesterolemia.(8) Addition of vildagliptin (Galvus) to metformin significantly reduced ADMA concentrations among patients with type II diabetes mellitus.(9) | > or =18 years: 63-137 ng/mL Reference values have not been established for patients who are <18 years of age | In patients with preexisting coronary conditions or at high risk for coronary events (diabetes, renal insufficiency), asymmetric dimethylarginine levels in the upper tertile, above 112 ng/mL, confer an increased risk for future coronary events. | No significant cautionary statements | 1. Chu R, Yu D, Chu J, et al. Prognostic efficacy of circulating asymmetric dimtheylarginine in patients with peripheral arterial disease: A meta-analysis of prospective cohort studies. Vascular. 2018;26:322-330 2. Schulze F, Lenzen H, Hanefeld C, et al. Asymmetric dimethylarginine is an independent risk factor for coronary heart disease: results from the multicenter Coronary Artery Risk Determination investigating the Influence of ADMA Concentration (CARDIAC) study. Am Heart J. 2006;152(3):493.e1-8 3. Cavusoglu E, Ruwende C, Chopra V, et al. Relationship of baseline plasma ADMA levels to cardiovascular outcomes at 2 years in men with acute coronary syndrome referred for coronary angiography. Coron Artery Dis. 2009;20:112-117 4. Krempl TK, Maas R, Sydow K, et al. Elevation of asymmetric dimethylarginine in patients with unstable angina and recurrent cardiovascular events. Eur Heart J. 2005;26:1846-1851 5. Cavusoglu E, Ruwende C, Chopra V, et al. Relation of baseline plasma ADMA levels to cardiovascular morbidity and mortality at two years in men with diabetes mellitus referred for coronary angiography. Atherosclerosis. 2010;210(1):226-231 6. Abedini S, Meinitzer A, Holme I, et al. Asymmetrical dimethylarginine is associated with renal and cardiovascular outcomes and all-cause mortality in renal transplant recipients. Kidney Int. 2010;77(1):44-50 7. Valkonen VP, Paiva H, Salonen JT, et al. Risk of acute coronary events and serum concentration of asymmetrical dimethylarginine. Lancet. 2001;358:2127-2128 8. Kurtoglu E, Sevket B, Sincer I, et al. Comparison of effects of Rosuvastatin versus Atorvastatin treatment on plasma levels of asymmetric dimethylarginine in patients with hyperlipidemia having coronary artery disease. Angiology. 2014;65:788-793 9. Cakirca M, Karatoprak C, Zorlu M, et al. Effect of vildagliptin add-on treatment to metformin on plasma asymmetric dimethylarginine in type 2 diabetes mellitus patients. Drug Des Devel Ther. 2014;8:239-243 10. Ravani P, Tripepi G, Malberti F, et al. Asymmetrical dimethylarginine predicts progression to dialysis and death in patients with chronic kidney disease: a competing risks modeling approach. J Am Soc Nephrol. 2005;16:2449-2455 11. Elesber AA, Solomon H, Lennon RJ, et al. Coronary endothelial dysfunction is associated with erectile dysfunction and elevated asymmetric dimethylarginine in patients with early atherosclerosis. Eur Heart J. 2006;27(7):824-31 | Asymmetric dimethylarginine is separated and quantified by liquid chromatography-tandem mass spectrometry.(Unpublished Mayo method) | 2 to 9 days | 7 days | This test was developed and its performance characteristics determined by Mayo Clinic in a manner consistent with CLIA requirements. It has not been cleared or approved by the US Food and Drug Administration. | 82542 | Asymmetric dimethylarginine, P | 80981-4 | 83651 | Asymmetric dimethylarginine, P | 80981-4
ATRX | ATRX Immunostain, Technical Component Only | Distinguishing differentiated from undifferentiated neoplasms | Immunohistochemistry (IHC) | Yes | ATRX IHC, Tech Only | For the initial technical component only immunohistochemical (IHC) stain performed, the appropriate bill-only test ID will be reflexed and charged (IHTOI). For each additional technical component only IHC stain performed, an additional bill-only test ID will be reflexed and charged (IHTOA). | Supplies:Immunostain Technical Only Envelope (T693) Specimen Type:Tissue Container/Tube:Immunostain Technical Only Envelope Preferred:2 Unstained positively charged glass slide (25- x 75- x 1-mm) per test ordered; sections 4-microns thick. Acceptable:Formalin-fixed, paraffin-embedded (FFPE) tissue block | See Specimen Required | This test is intended to identify the presence of adenosine triphosphate (ATP)-dependent helicase ATRX, X-linked helicase II (ATRX) protein. ATRX is produced by most mitotically active normal cells and can be useful in the distinction of differentiated from undifferentiated neoplasms. |  | This test does not include pathologist interpretation; only technical performance of the stain. If interpretation is required, order PATHC / Pathology Consultation for a full diagnostic evaluation or second opinion of the case. The positive and negative controls are verified as showing appropriate immunoreactivity and documentation is retained at Mayo Clinic Rochester. If a control tissue is not included on the slide, a scanned image of the relevant quality control tissue is available upon request, call 855-516-8404. Interpretation of this test should be performed in the context of the patient's clinical history and other diagnostic tests by a qualified pathologist. | Age of a cut paraffin section can affect immunoreactivity. Stability thresholds vary widely among published literature and are antigen dependent. Best practice is for paraffin sections to be cut within 6 weeks. | 1. Wiestler B, Capper D, Holland-Letz T, et al. ATRX loss refines the classification of anaplastic gliomas and identifies a subgroup of IDH mutant astrocytic tumors with better prognosis. Acta Neuropathol. 2013;126(3):443-451 2. De La Fuente R, Baumann C, Viveiros MM. Role of ATRX in chromatin structure and function: implications for chromosome instability and human disease. Reproduction. 2011;142(2):221-234 3. Zhang J, Francois R, Iyer R, Seshadri M, Zajac-Kaye M, Hochwald SN. Current understanding of the molecular biology of pancreatic neuroendocrine tumors. J Natl Cancer Inst. 2013;105(14):1005-1017 4. Magaki S, Hojat SA, Wei B, So A, Yong WH. An introduction to the performance of immunohistochemistry. Methods Mol Biol. 2019;1897:289-298. doi:10.1007/978-1-4939-8935-5_25 | Immunohistochemistry on sections of paraffin-embedded tissue.(Unpublished Mayo method) | 1 to 3 days | Until staining is complete. | This test has been cleared, approved, or is exempt by the US Food and Drug Administration and is used per manufacturer's instructions. Performance characteristics were verified by Mayo Clinic in a manner consistent with CLIA requirements. | 88342-TC, primary88341-TC, if additional IHC | ATRX IHC, Tech Only | Order only;no result | 70673 | ATRX IHC, Tech Only | Bill only; no result
AHUGP | Atypical Hemolytic Uremic Syndrome (aHUS)/Thrombotic Microangiopathy (TMA) /Complement 3 Glomerulopathy (C3G) Gene Panel, Varies | Providing a genetic evaluation for patients with a personal or family history suggestive of atypical hemolytic uremic syndrome (aHUS), thrombotic microangiopathy (TMA), or complement 3 glomerulopathy (C3G) Establishing a diagnosis of genetic aHUS, TMA, or C3G and, in some cases, allowing for appropriate management and surveillance for disease features based on the gene involved Identifying variants in genes encoding complement alternate pathway components and specific coagulation pathway genes known to be associated with increased risk for aHUS, TMA, and C3G allowing for predictive testing of at-risk family members Providing genetic information that may be considered when making treatment decisions, including duration of therapy and recurrence risk, as well as consideration of transplantation | Sequence Capture and Amplicon-Based Next-Generation Sequencing (NGS) | Yes | aHUS/TMA/C3G Gene Panel | For skin biopsy or cultured fibroblast specimens,fibroblast culture will be performed at an additional charge. If viable cells are not obtained, the client will be notified. | Patient Preparation:A previous bone marrow transplant from an allogenic donor will interfere with testing. Call 800-533-1710 for instructions for testing patients who have received a bone marrow transplant. Submit only 1 of the following specimens: Specimen Type:Whole blood Container/Tube: Preferred:Lavender top (EDTA) or yellow top (ACD) Acceptable:Any anticoagulant Specimen Volume:3 mL Collection Instructions: 1. Invert several times to mix blood. 2. Send whole blood specimen in original tube. Do not aliquot. Specimen Stability Information:Ambient (preferred) 4 days/Refrigerated Specimen Type:Skin biopsy Supplies:Fibroblast Biopsy Transport Media (T115) Container/Tube:Sterile container with any standard cell culture media (eg, minimal essential media, RPMI 1640). The solution should be supplemented with 1% penicillin and streptomycin. Tubes of culture media can be supplied upon request (Eagle's minimum essential medium with 1% penicillin and streptomycin). Specimen Volume:4-mm punch Specimen Stability Information:Refrigerated (preferred)/Ambient Additional Information:A separate culture charge will be assessed under CULFB / Fibroblast Culture for Biochemical or Molecular Testing, Tissue. An additional 3 to 4 weeks is required to culture fibroblasts before genetic testing can occur. Specimen Type: Cultured fibroblasts Container/Tube:T-25 flask Specimen Volume:2 Flasks Collection Instructions:Submit confluent cultured fibroblast cells from a skin biopsy from another laboratory. Cultured cells from a prenatal specimen will not be accepted. Specimen Stability Information:Ambient (preferred)/Refrigerated (<24 hours) Additional Information:A separate culture charge will be assessed under CULFB / Fibroblast Culture for Biochemical or Molecular Testing, Tissue. An additional 3 to 4 weeks is required to culture fibroblasts before genetic testing can occur. | Blood: 1 mL; Skin biopsy or cultured fibroblasts: See Specimen Required | Thrombotic microangiopathy (TMA) is a pathologic condition characterized by abnormalities in the walls of small blood vessels (arterioles and capillaries) that result in microvascular thrombosis. Typically, they feature microangiopathic hemolytic anemia (MAHA) and thrombocytopenia, but these features may not be apparent in kidney-limited disease. Laboratory findings may include anemia, thrombocytopenia, presence of schistocytes on peripheral smear, elevated lactate dehydrogenase, and elevated serum creatinine.(1,2) The main categories of TMA include complement-mediated thrombotic microangiopathy (CM-TMA; also known as atypical hemolytic syndrome [aHUS]), thrombotic thrombocytopenic purpura (TTP), Shiga toxin-mediated hemolytic uremic syndrome, and drug-induced TMA. Due to the overlapping clinical features, laboratory testing is useful in differentiated these disorders.(3) CM-TMA (aHUS) is a well-recognized disease entity characterized by complement activation in the microvasculature. Abnormalities of the alternate pathway of complement, which may be inherited (genetic) or acquired, underlie both the sporadic and familial forms of the disease and are identified in approximately 60% of patients.(3,4) Unlike many other monogenic disorders of the immune system, multiple hits may be required for disease manifestation, which may include a trigger event (transplantation, pregnancy, malignant hypertension, autoimmune disorders, sepsis, malignancy, etc) and one or more contributing genetic variants or risk haplotypes in the alternate pathway complement genes.(3) Individuals with genetic CM-TMA (aHUS) may experience relapse even after complete recovery following the presenting episode. TTP is a rare clinical entity but is important to diagnose properly since it is associated with very high mortality (90%) if untreated. Mortality can be reduced by early plasma exchange. Congenital TTP is due to genetic defects in theADAMTS13gene, while acquired TTP is related to autoantibodies against ADAMTS13, which reduces function. While TTP was initially characterized by thrombocytopenia, MAHA, fluctuating neurological signs, kidney failure and fever, not all of these features may be present in the manifestation of the disease.(1,2) The hereditary form of CM-TMA is characterized by the presence of disease-causing variants in one or more of the genes known to be associated with aHUS, irrespective of familial history, or when two or more members of the same family are affected by the disease at least 6 months apart and exposure to a common triggering infectious agent has been excluded.(3) A patient may have both genetic variants in the alternative complement pathway and autoantibodies. While genetic testing may be used during the diagnostic work-up, the presence of disease-causing variants may also alter recurrence risk and impact decisions related to continuation of anti-complement therapy after resolution of symptoms. Complement 3 glomerulopathies (C3G) include dense deposit disease and C3 glomerulonephritis and are characterized by C3 deposition within the glomeruli. In these disorders, the activity of the C3 convertase is increased by C3 nephritic factors, which are antibodies that stabilize the convertase, or loss of complement regulator activity, which may be due to genetic variants, autoantibodies, or other immunoglobulins. C3G may be preceded by an upper respiratory tract infection in some cases. Patients typically have proteinuria or hematuria and may present with variable kidney impairment. In addition to medical therapy, patients may be treated with kidney transplantation; however, disease recurrence and graft loss may occur. It is important to note that while TMA and C3G are associated with complement dysregulation, disease-causing variants in these genes may also result in complement deficiency, which is associated with recurrent infections with encapsulated pathogens or connective tissue diseases with no evidence of aHUS/TMA.(5) Two risk alleles associated with increased susceptibility to aHUS/TMA and variants inC5associated with poor response to anticomplement therapy are also included on this panel to aid in risk assessment: -CFH-H3 Risk Haplotype: The variants that comprise this risk haplotype are common in the general population, but in the context of additional pathogenic genetic and environmental factors, the presence of this risk haplotype is associated with an increased risk for development or progression of atypical hemolytic uremic syndrome. (6) -MCP/CD46Risk Haplotype: The variants that comprise this risk haplotype are common in the general population, but in the context of additional pathogenic genetic and environmental factors, the presence of this risk haplotype is associated with an increased risk for development or progression of atypical hemolytic uremic syndrome.6) -C5Genotype: Two variants, p.Arg885His and p.Arg885Cys, have been associated with poor response to eculizumab.(7) | An interpretive report will be provided. | All detected variants are evaluated according to American College of Medical Genetics and Genomics recommendations.(8) Variants are classified based on known, predicted, or possible pathogenicity and reported with interpretive comments detailing their potential or known significance. | Clinical Correlations: Test results should be interpreted in the context of clinical findings, family history, and other laboratory data. Misinterpretation of results may occur if the information provided is inaccurate or incomplete. If testing was performed because of a clinically significant family history, it is often useful to first test an affected family member. Detection of a reportable variant in an affected family member would allow for more informative testing of at-risk individuals. To discuss the availability of additional testing options or for assistance in the interpretation of these results, contact the Mayo Clinic Laboratories genetic counselors at 800-533-1710. Technical Limitations: Next-generation sequencing may not detect all types of genomic variants. In rare cases, false-negative or false-positive results may occur. The depth of coverage may be variable for some target regions; assay performance below the minimum acceptable criteria or for failed regions will be noted. Given these limitations, negative results do not rule out the diagnosis of a genetic disorder. If a specific clinical disorder is suspected, evaluation by alternative methods can be considered. There may be regions of genes that cannot be effectively evaluated by sequencing or deletion and duplication analysis as a result of technical limitations of the assay, including regions of homology, high guanine-cytosine (GC) content, and repetitive sequences. Confirmation of select reportable variants will be performed by alternate methodologies based on internal laboratory criteria. This test is validated to detect 95% of deletions up to 75 base pairs (bp) and insertions up to 47 bp. Deletions-insertions (delins) of 40 or more bp, including mobile element insertions, may be less reliably detected than smaller delins. Deletion/Duplication Analysis: This analysis targets single and multi-exon deletions/duplications; however, in some instances single exon resolution cannot be achieved due to isolated reduction in sequence coverage or inherent genomic complexity. Balanced structural rearrangements (such as translocations and inversions), including hybrid alleles formed betweenCFHandCFHRgenes, may not be detected. This test is not designed to detect low levels of mosaicism or to differentiate between somatic and germline variants. If there is a possibility that any detected variant is somatic, additional testing may be necessary to clarify the significance of results. Genes may be added or removed based on updated clinical relevance. Refer to theTargeted Genes and Methodology Details for Atypical Hemolytic Uremic Syndrome / Thrombotic Microangiopathy / Complement 3 Glomerulopathy Gene Panelfor the most up to date list of genes included in this test. For detailed information regarding gene specific performance and technical limitations, see Method Description or contact a laboratory Genetic Counselor. If the patient has had an allogeneic hematopoietic stem cell transplant or a recent blood transfusion, results may be inaccurate due to the presence of donor DNA. Call Mayo Clinic Laboratories for instructions for testing patients who have received a bone marrow transplant. Reclassification of Variants: At this time, it is not standard practice for the laboratory to systematically review previously classified variants on a regular basis. The laboratory encourages healthcare providers to contact the laboratory at any time to learn how the classification of a particular variant may have changed over time. Variant Evaluation: Evaluation and categorization of variants are performed using published American College of Medical Genetics and Genomics and the Association for Molecular Pathology recommendations as a guideline.(8) Other gene-specific guidelines may also be considered. Variants are classified based on known, predicted, or possible pathogenicity and reported with interpretive comments detailing their potential or known significance. Variants classified as benign or likely benign are not reported. Multiple in silico evaluation tools may be used to assist in the interpretation of these results. The accuracy of predictions made by in silico evaluation tools is highly dependent upon the data available for a given gene, and periodic updates to these tools may cause predictions to change over time. Results from in silico evaluation tools are interpreted with caution and professional clinical judgement. Rarely, incidental findings or secondary findings may implicate another predisposition or presence of active disease. Incidental findings may include, but are not limited to, results related to the sex chromosomes. These findings will be carefully reviewed to determine whether they will be reported. | 1. George JN, Nester CM: Syndromes of thrombotic microangiopathy. N Engl J Med. 2014 Aug 14;371(7):1654-1666 2. Go RS, Winters JL, Leung N, et al: Thrombotic microangiopathy care pathway: A consensus statement for the Mayo Clinic Complement Alternative Pathway-Thrombotic Microangiopathy (CAP-TMA) Disease-Oriented Group. Mayo Clin Proc. 2016 Sep;91(9):1189-1211 3. Noris M, Bresin E, Mele C, Remuzzi G: Genetic atypical hemolytic-uremic syndrome. In: Adam MP, Ardinger HH, Pagon RA, et al, eds. GeneReviews [Internet]. University of Washington, Seattle; 2007. Updated September 23, 2021. Accessed June 7, 2022. Available atwww.ncbi.nlm.nih.gov/books/NBK1367/ 4. Kavanagh D, Goodship TH. Atypical hemolytic uremic syndrome, genetic basis, and clinical manifestations. Hematology Am Soc Hematol Educ Program. 2011:15-20. doi: 10.1182/asheducation-2011.1.15 5. Picard C, Gaspar HB, Al-Herz W, et al: International Union of Immunological Societies: 2017 Primary Immunodeficiency Disease Committee report on inborn errors of immunity. J Clin Immunol. 2018 Jan;38(1):96-128 6. Bernabeu-Herrero ME, Jimenez-Alcazar M, Anter J, et al. Complement factor H, FHR-3 and FHR-1 variants associate in an extended haplotype conferring increased risk of atypical hemolytic uremic syndrome. Mol Immunol. 2015;67(2 Pt B):276-286. doi: 10.1016/j.molimm.2015.06.021 7. Nishimura J, Yamamoto M, Hayashi S, et al. Genetic variants in C5 and poor response to eculizumab. N Engl J Med. 2014 Feb 13;370(7):632-639 doi: 10.1056/NEJMoa1311084 8. Richards S, Aziz N, Bale S, et al: Standards and guidelines for the interpretation of sequence variants: a joint consensus recommendation of the American College of Medical Genetics and Genomics and the Association for Molecular Pathology. Genet Med. 2015 May;17(5):405-424. | Capture-based and amplicon-based next-generation sequencing (NGS) are performed to test for the presence of variants in coding regions and intron/exon boundaries of the genes analyzed, as well as other regions that have known disease-causing variants. The human genome reference GRCh37/hg19 build was used for sequence read alignment. At least 99% of the bases are covered at a read depth over 30X. Sensitivity is estimated at above 99% for single nucleotide variants, above 94% for deletions-insertions (delins) less than 40 base pairs (bp), above 95% for deletions up to 75 bp and insertions up to 47 bp. NGS based quantitative method is performed to test for the presence of deletions and duplications in the genes analyzed. There may be regions of genes that cannot be effectively evaluated by sequencing or deletion and duplication analysis as a result of technical limitations of the assay, including regions of homology, high guanine-cytosine (GC) content, and repetitive sequences. SeeTargeted Genes and Methodology Details for Atypical Hemolytic Uremic Syndrome / Thrombotic Microangiopathy / Complement 3 Glomerulopathy Gene Panelfor details regarding the targeted genes analyzed for each test and specific gene regions not routinely covered.(Unpublished Mayo method) Confirmation of select reportable variants may be performed by alternate methodologies based on internal laboratory criteria. Genes analyzed:ADAMTS13, C3, C5[Chr9(GRCh37):g.123759950-123759973 only],CD46 (MCP), CFB, CFH, CFHR1, CFHR2, CFHR3, CFHR4, CFHR5, CFI, DGKE, MMACHC, THBD | 28 to 42 days | Whole blood: 2 weeks (if available); Extracted DNA: 3 months; Cultured fibroblasts: 1 month | This test was developed and its performance characteristics determined by Mayo Clinic in a manner consistent with CLIA requirements. It has not been cleared or approved by the US Food and Drug Administration. | 814048147981479 (if appropriate for government payers) | aHUS/TMA/C3G Gene Panel | 99967-2 | 618029 | Released By | 18771-6
AHUSD | Atypical Hemolytic Uremic Syndrome Complement Panel, Serum and Plasma | Detecting deficiencies in the alternative pathway that can cause atypical-hemolytic uremic syndrome, dense deposit disease, and C3 glomerulonephritis A second-tier test that aids in the differential diagnosis of thrombotic microangiopathies | C3HUS, C4HUS, FBCA, FHCA: Nephelometry COM3: Automated Liposome Lysis Assay AH503, C4D, CBB, SC5B9: Enzyme-Linked Immunosorbent Assay (ELISA) | Yes | aHUS Complement Panel, S and P | Plasma Na Cit | Both plasma and serum are required for this test. Patient Preparation: 1. Fasting preferred. 2.Samples should not be collected earlier than 48 hours following plasma exchange. Supplies:Sarstedt Aliquot Tube 5 mL (T914) Specimen Type:Plasma Collection Container/Tube:Light-blue top (3.2% sodium citrate) Submission Container/Tube:3 plastic vials Specimen Volume:1.5 mL in 3 plastic vials, each containing 0.5 mL Collection Instructions: 1. Immediately after specimen collection, place the tube on wet ice. 2. Centrifuge; 1500 x g for 10 minutes at 4 degreesC and aliquot plasma into plastic vial. 3. Freeze specimen within 30 minutes. Specimen Type:Serum Collection Container/Tube:Red top (serum gel/SST arenot acceptable) Submission Container/Tube:3 plastic vials Specimen Volume:1.5 mL in 3 plastic vials, each containing 0.5 mL Collection Instructions: 1. Immediately after specimen collection, place the tube on wet ice. 2. Centrifuge at 4 degrees C and aliquot serum into 5 mL plastic vial. 3. Freeze specimen within 30 minutes. | Serum, Plasma: 1 mL each | Individuals presenting with thrombotic microangiopathies (TMA) require clinical testing to identify the underlying cause. Thrombotic thrombocytopenic purpura (TTP) and hemolytic uremic syndrome (HUS) are both acute syndromes with many overlapping clinical features. Reduced levels of ADAMTS13 (a disintegrin and metalloproteinase with thrombospondin type 1 motives, member 13) activity is associated with TTP and is one laboratory feature that distinguishes TTP from HUS. HUS can also have a number of causes; one of the rarer forms of disease is caused by defects in the alternative pathway of the complement system, so called atypical-HUS (aHUS). Patients with defective alternative pathway regulation can benefit from biologics that suppress the complement system. The purpose of this panel is to aid in the differential diagnosis of TMA. The suggested approach is to rule-out other causes of TMA first, since aHUS is one of the rarer causes of TMA. Additionally, the assays can be used in the setting of membranoproliferative glomerulonephritis (MPGN) and can help distinguish between immune-complex mediated or complement-mediated kidney disease. MPGN mediated by immune-complexes are ones resulting from infectious processes, autoimmune diseases, or monoclonal gammopathies; whereas complement-mediated MPGN can be subdivided in C3 glomerulonephritis and dense deposit disease, based on electron microscopy of the kidney biopsy histological findings. Despite phenotypic differences, these glomerular diseases share dysfunction of the alternative pathway as the defining pathophysiology. | FACTOR B COMPLEMENT ANTIGEN 15.2-42.3 mg/dL SC5b-9 COMPLEMENT < or =250 ng/mL FACTOR H COMPLEMENT ANTIGEN 18.5 to 40.8 mg/dL C4d COMPLEMENT ACTIVATION FRAGMENT < or =9.8 mcg/mL CBb COMPLEMENT ACTIVATION FRAGMENT < or =1.6 mcg/mL COMPLEMENT C4 14-40 mg/dL COMPLEMENT C3 75-175 mg/dL ALTERNATIVE COMPLEMENT, PATHWAY (AH50) FUNCTIONAL > or =46% normal COMPLEMENT, TOTAL 30-75 U/mL | An interpretive report will be included. | As with all complement assays, proper sample handling is of utmost importance to ensure that the complement system is not activated before clinical testing. | 1. Daha MR. Role of complement in innate immunity and infections. Crit Rev Immunol. 2010;30(1):47-52. doi:10.1615/critrevimmunol.v30.i1.30 2. Prohaszka Z, Varga L, Fust G. The use of "real-time" complement analysis to differentiate atypical haemolytic uraemic syndrome from other forms of thrombotic microangiopathies. Br J Haematol. 2012;158(3):424-425. doi:10.1111/j.1365-2141.2012.09168.x 3. Cataland SR, Holers VM, Geyer S, Yang S, Wu HM. Biomarkers of terminal complement activation confirm the diagnosis of aHUS and differentiate aHUS from TTP. Blood. 2014;123(24):3733-3738. doi:10.1182/blood-2013-12-547067 4. Go RS, Winters JL, Leung N, et al. Thrombotic microangiopathy care pathway: A consensus statement for the Mayo Clinic Complement Alternative Pathway-Thrombotic Microangiopathy (CAP-TMA) Disease-Oriented Group. Mayo Clin Proc. 2016;91(9):1189-1211. doi:10.1016/j.mayocp.2016.05.015 5. Willrich MAV, Andreguetto BD, Sridharan M, et al. The impact of eculizumab on routine complement assays. J Immunol Methods. 2018;460:63-71. doi:10.1016/j.jim.2018.06.010 | Complement, Total: An automated method is performed using liposomes as the target for the serum complement system. The dinitrophenyl (DNP)-labeled liposomes are sensitized with antibody to DNP. Serum complement causes lysis and release of entrapped glucose-6-phosphate dehydrogenase. Glucose-6-phosphate dehydrogenase reacts with glucose-6-phosphate and nicotinamide adenine dinucleotide (NAD[+]). NAD(+) is reduced to NADH and the conversion is measured at 340 nm. The assay correlates with the CH50 assay based on sheep red blood cell lysis, has lower variability, and is simpler to perform.(Package insert: Fujifilm Autokit CH50. Fujifilm Wako Pure Chemical Corporation; 04/01/2018; Yamamoto S, Kubotsu K, Kida M, et al. Automated homogeneous liposome-based assay system for total complement activity. Clin Chem. 1995;41:586-590) Alternative Complement, Pathway Functional: The Wieslab enzyme-linked immunosorbent assay complement assay for the alternative pathway combines principles of the hemolytic assay for complement activation with the use of labeled antibodies specific for neoantigens produced as a result of complement activation. The micro titer plate strips are coated with lipopolysaccharide. Patient serum is diluted in diluent containing specific blocker to ensure that only the alternative pathway is activated. During the first incubation, the diluted patient serum in the wells is activated by the coating. The wells are then washed and C5b-9 (membrane attack complex: MAC) is detected with a specific alkaline phosphatase labeled antibody to the neoantigen expressed during MAC formation. After a final wash, an alkaline phosphatase substrate is added. The amount of alternative pathway complement activity correlates with the color intensity of the solution and is measured in terms of absorbance (optical density).(Frazer-Abel A, Sepiashvili L, Mbughuni MM, Willrich MA. Overview of laboratory testing and clinical presentations of complement deficiencies and dysregulation. Adv Clin Chem. 2016;77:1-75. doi:10.1016/bs.acc.2016.06.001) Complements C3 and C4; Factor B and Factor H Complement Antigens: In these Siemens Nephelometer II methods, the light scattered onto the antigen-antibody complexes is measured. The intensity of the measured scattered light is proportional to the amount of antigen-antibody complexes in the sample under certain conditions. If the antibody volume is kept constant, the signal behaves proportionally to the antigen volume. A reference curve is generated by a standard with a known antigen content on which the scattered light signals of the samples can be evaluated and calculated as an antigen concentration. Antigen-antibody complexes are formed when a sample containing antigen and the corresponding antiserum are put into a cuvette. A light beam is generated with a light emitting diode, which is transmitted through the cuvette. The light is scattered onto the immuno-complexes that are present. Antigen and antibody are mixed in the initial measurement, but no complex is formed yet. An antigen-antibody complex is formed in the final measurement. The result is calculated by subtracting value of the final measurement from the initial measurement. The distribution of intensity of the scattered light depends on the ratio of the particle size of the antigen-antibody complexes to the radiated wavelength.(Instruction manual: Siemens Nephelometer II Operations. Siemens, Inc; Version 2.3, 2008; Addendum to the Instruction Manual 2.3, 08/2017) C4d Complement Activation Fragment: Microtiter plates are coated with monoclonal antibody specific to the C4d fragment of the fourth component of the complement cascade. Controls, standards, and patient samples are exposed to the plate. After washing the plate, a horseradish peroxidase-conjugated polyclonal C4d antibody is added followed by a substrate to initiate color change.(Package insert: MicroVue C4d Fragment EIA Kit. Quidel Corporation; A009000EN00 10/2017) CBb Complement Activation Fragment: Microtiter plates are coated with monoclonal antibody specific to the complement factor Bb (CBb) fragment of the fourth component of the complement cascade. Controls, standards, and patient samples are exposed to the plate. After washing the plate, a horseradish peroxidase-conjugated polyclonal CBb antibody is added followed by a substrate to initiate color change.(Package insert: MicroVue CBb Plus EIA Kit. Quidel Corporation; 027002EN00 09/2016) SC5b-9 Complement Activation Complex: Microtiter plates are coated with monoclonal antibody specific to the C9 ring of the SC5b-9 complex. Controls, standards, and patient samples are exposed to the plate. After washing the plate, a horseradish peroxidase-conjugated anti-SC5b-9 complex antibody is added followed by a substrate to initiate color change.(Package insert: MicroVue SC5b-9 Plus EIA Kit. Quidel Corporation; 020001EN00 05/2017) | 12 to 21 days | 14 days | This test was developed and its performance characteristics determined by Mayo Clinic in a manner consistent with CLIA requirements. It has not been cleared or approved by the US Food and Drug Administration. | 86160 x 78616186162 | aHUS Complement Panel, S and P | In Process | ECPRO | Is Eculizumab or Ravulizumab taken? | 86955-2
AHLP | AudioloGene Hearing Loss Panel, Varies | Establishing a diagnosis of a syndromic or nonsyndromic hereditary hearing loss disorder Identifying variants within genes known to be associated with hereditary hearing loss, allowing for predictive testing of at-risk family members | Sequence Capture and Amplicon-Based Targeted Next-Generation Sequencing, Polymerase Chain Reaction (PCR), Digital Droplet PCR (ddPCR), Sanger Sequencing, and Gene Dosage Analysis by Multiplex Ligation-Dependent Probe Amplification (MLPA) | Yes | AudioloGene Hearing Loss Panel | For skin biopsy or cultured fibroblast specimens, fibroblast culture will be performed at an additional charge. If viable cells are not obtained, the client will be notified. | Patient Preparation:A previous bone marrow transplant from an allogenic donor will interfere with testing. Call 800-533-1710 for instructions for testing patients who have received a bone marrow transplant. Submit only 1 of the following specimens: Specimen Type:Whole blood Container/Tube: Preferred:Lavender top (EDTA) or yellow top (ACD) Acceptable:Any anticoagulant Specimen Volume:3 mL Collection Instructions: 1. Invert several times to mix blood. 2. Send whole blood specimen in original tube.Do not aliquot. Specimen Stability Information:Ambient (preferred)/Refrigerated Specimen Type: Skin biopsy Supplies: Fibroblast Biopsy Transport Media (T115) Container/Tube: Sterile container with any standard cell culture media (eg, minimal essential media, RPMI 1640). The solution should be supplemented with 1% penicillin and streptomycin. Specimen Volume: 4-mm punch Specimen Stability Information: Refrigerated (preferred)/Ambient Additional Information:A separate culture charge will be assessed under CULFB / Fibroblast Culture for Biochemical or Molecular Testing. An additional 3 to 4 weeks is required to culture fibroblasts before genetic testing can occur. SpecimenType: Cultured fibroblasts Container/Tube: T-25 Flask SpecimenVolume: 2 Flasks CollectionInstructions: Submit confluent cultured fibroblast cells from a skin biopsy from another laboratory. Cultured cells from a prenatal specimen willnotbe accepted. Specimen Stability Information: Ambient (preferred)/Refrigerated (<24 hours) Additional Information:A separate culture charge will be assessed under CULFB / Fibroblast Culture for Biochemical or Molecular Testing. An additional 3 to 4 weeks is required to culture fibroblasts before genetic testing can occur. |  | Hereditary hearing loss encompasses a heterogeneous group of syndromic and nonsyndromic conditions. A comprehensive diagnostic genetic test is useful to help determine a molecular etiology for hearing loss and, therefore, identify other organ systems that may be involved, establish long-term prognosis, and ascertain the inheritance pattern and recurrence risk within a family. Individuals with syndromic hearing loss typically have other organ or organ system involvement and may have malformations of the external ear. Individuals with nonsyndromic hearing loss may have abnormalities of the middle ear or inner ear but typically do not have visible abnormalities of the external ear. Additionally, they often do not have additional organ system involvement or other related medical problems. In developed countries, approximately 50% to 60% of individuals with congenital hearing loss have a genetic etiology. Of those, approximately 70% of individuals have a nonsyndromic condition, and the remaining 30% have one of over 400 syndromes involving hearing loss. Of the individuals with nonsyndromic hearing loss, at least three-quarters have an autosomal recessive condition, approximately 25% of whom have variants in theGJB2orGJB6genes.(1) | An interpretive report will be provided. | All detected variants are evaluated according to American College of Medical Genetics and Genomics recommendations.(2,3) Variants are classified based on known, predicted, or possible pathogenicity and reported with interpretive comments detailing their potential or known significance. | Clinical Correlations:Test results should be interpreted in the context of clinical findings, family history, and other laboratory data. Misinterpretation of results may occur if the information provided is inaccurate or incomplete. If testing was performed because of a clinically significant family history, it is often useful to first test an affected family member. Detection of a reportable variant in an affected family member would allow for more informative testing of at-risk individuals. To discuss the availability of additional testing options or for assistance in the interpretation of these results, contact the Mayo Clinic Laboratories genetic counselors at 800-533-1710. Technical Limitations:Next-generation sequencing may not detect all types of genomic variants. In rare cases, false-negative or false-positive results may occur. The depth of coverage may be variable for some target regions; assay performance below the minimum acceptable criteria or for failed regions will be noted. Given these limitations, negative results do not rule out the diagnosis of a genetic disorder. If a specific clinical disorder is suspected, evaluation by alternative methods can be considered. There may be regions of genes that cannot be effectively evaluated by sequencing or deletion and duplication analysis as a result of technical limitations of the assay, including regions of homology, high guanine-cytosine (GC) content, and repetitive sequences. Confirmation of select reportable variants will be performed by alternate methodologies based on internal laboratory criteria. This test is validated to detect 95% of deletions up to 75 base pairs (bp) and insertions up to 47 bp. Deletions-insertions (delins) of 40 or more bp, including mobile element insertions, may be less reliably detected than smaller delins. Deletion/Duplication Analysis: This analysis targets single and multi-exon deletions/duplications; however, in some instances, single exon resolution cannot be achieved due to isolated reduction in sequence coverage or inherent genomic complexity. Balanced structural rearrangements (such as translocations and inversions) may not be detected. This test is not designed to detect low levels of mosaicism or to differentiate between somatic and germline variants. If there is a possibility that any detected variant is somatic, additional testing may be necessary to clarify the significance of results. Genes may be added or removed based on updated clinical relevance. Refer to theTargeted Genes and Methodology Details for AudioloGene Hearing Loss Panelfor the most up to date list of genes included in this test. For detailed information regarding gene specific performance and technical limitations, see Method Description or contact a laboratory genetic counselor. If the patient has had an allogeneic hematopoietic stem cell transplant or a recent blood transfusion, results may be inaccurate due to the presence of donor DNA. Call Mayo Clinic Laboratories for instructions for testing patients who have received a bone marrow transplant. Reclassification of Variants:At this time, it is not standard practice for the laboratory to systematically review previously classified variants on a regular basis. The laboratory encourages healthcare providers to contact the laboratory at any time to learn how the classification of a particular variant may have changed over time. Variant Evaluation:Evaluation and categorization of variants are performed using published American College of Medical Genetics and Genomics and the Association for Molecular Pathology recommendations as a guideline.(2,3) Other gene-specific guidelines may also be considered. Variants are classified based on known, predicted, or possible pathogenicity and reported with interpretive comments detailing their potential or known significance. Variants classified as benign or likely benign are not reported. Multiple in silico evaluation tools may be used to assist in the interpretation of these results. The accuracy of predictions made by in silico evaluation tools is highly dependent upon the data available for a given gene, and periodic updates to these tools may cause predictions to change over time. Results from in silico evaluation tools should be interpreted with caution and professional clinical judgment. Rarely, incidental or secondary findings may implicate another predisposition or presence of active disease. These findings will be carefully reviewed to determine whether they will be reported. | 1. Sloan-Heggen CM, Bierer AO, Shearer AE, et al: Comprehensive genetic testing in the clinical evaluation of 1119 patients with hearing loss. Hum Genet. 2016 Apr;135(4):441-450 2. Richards S, Aziz N, Bale S, et al: Standards and guidelines for the interpretation of sequence variants: a joint consensus recommendation of the American College of Medical Genetics and Genomics and the Association for Molecular Pathology. Genet Med. 2015 May;17(5):405-424 3. Oza AM, DiStefano MT, Hemphill SE, et al: Expert specification of the ACMG/AMP variant interpretation guidelines for genetic hearing loss. Hum Mutat. 2018 Nov;39(11):1593-1613 4. Alford RL, Arnos KS, Fox M, et al: American College of Medical Genetics and Genomics guideline for the clinical evaluation and etiologic diagnosis of hearing loss. Genet Med. 2014 Apr;16(4):347-355 5. DiStefano MT, Hemphill SE, Oza AM, et al: ClinGen expert clinical validity curation of 164 hearing loss gene-disease pairs. Genet Med. 2019 Oct;21(10):2239-2247 6. Morton CC, Nance WE: Newborn hearing screening-a silent revolution. N Engl J Med. 2006 May 18;354(20):2151-2164 7. Shearer AE, Hildebrand MS, Smith RJH: Hereditary hearing loss and deafness overview. In: Adam MP, Everman DB, Mirzaa GM, et al, eds. GeneReviews [Internet]. University of Washington, Seattle; 1999. Updated July 27, 2017. Accessed October 25, 2022. Available at www.ncbi.nlm.nih.gov/books/NBK1434/ | Capture-based or amplicon-based next-generation sequencing (NGS) is performed to test for the presence of variants in coding regions and intron/exon boundaries of the genes analyzed, as well as some other regions that have known disease-causing variants. The human genome reference GRCh37/hg19 build was used for sequence read alignment. At least 99% of the bases are covered at a read depth over 30X. Sensitivity is estimated at above 99% for single nucleotide variants, above 94% for deletions-insertions (delins) less than 40 base pairs (bp), above 95% for deletions up to 75 bp and insertions up to 47 bp. NGS and/or multiplex ligation-dependent probe amplification is performed to test for the presence of deletions and duplications in the genes analyzed. Digital droplet polymerase chain reaction is performed to test for 3 mitochondrial variants. There may be regions of genes that cannot be effectively evaluated by sequencing or deletion and duplication analysis as a result of technical limitations of the assay, including regions of homology, high guanine-cytosine (GC) content, and repetitive sequences.(Unpublished Mayo method) SeeTargeted Genes and Methodology Details for AudioloGene Hearing Loss Panelthe for details regarding the targeted genes analyzed for each test and specific gene regions not routinely covered. Reference transcript numbers may be updated due to transcript re-versioning. Always refer to the final patient report for gene transcript information referenced at the time of testing. Confirmation of select reportable variants may be performed by alternate methodologies based on internal laboratory criteria. Genes analyzed:ABHD12, ACTG1, ADCY1, ADGRV1 (GPR98), AIFM1, ALMS1, ARSG, ATP2B2, ATP6V1B1, ATP6V1B2, BCS1L, BSND, BTD, CABP2, CACNA1D, CATSPER2, CCDC50, CD164, CDC14A, CDH23, CEACAM16, CEP250, CEP78, CHD7, CIB2, CISD2, CLDN14, CLIC5, CLPP, CLRN1, COCH, COL11A1, COL11A2, COL2A1, COL4A3, COL4A4, COL4A5, COL4A6, COL9A1, COL9A2, COL9A3, CRYL1, CRYM, DCDC2, DIABLO, DIAPH1, DIAPH3, DMXL2, DNMT1, DSPP, EDN3, EDNRB, ELMOD3, EPS8, EPS8L2, ESPN, ESRRB, EYA1, EYA4, FDXR, FGF3, FGFR2, FGFR3, FITM2, FLNA, FOXC1, FOXI1, GATA3, GIPC3, GJB2 (DFNB1), GJB6, GPSM2, GREB1L, GRHL2, GRXCR1, GRXCR2, GSDME, HARS2, HGF, HOMER2, HOXA2, HSD17B4, ILDR1, KARS1, KCNE1, KCNJ10, KCNQ1, KCNQ4, KITLG, LARS2, LHFPL5, LMX1A, LOXHD1, LRP2, LRTOMT, MAN2B1, MANBA, MARVELD2, MCM2, MET, MIR96, MITF, MPZL2, MSRB3, MT-RNR1, MT-TS1, MYH14, MYH9, MYO15A, MYO3A, MYO6, MYO7A, NARS2, NDRG1, NF2, NLRP3, OPA1, OSBPL2, OTOA, OTOF, OTOG, OTOGL, P2RX2, PAX3, PCDH15, PDZD7, PEX1, PEX10, PEX11B, PEX12, PEX13, PEX14, PEX16, PEX19, PEX2, PEX26, PEX3, PEX5, PEX6, PEX7, PHYH, PJVK, PLS1, PNPT1, POLR1B, POLR1C, POLR1D, POU3F4, POU4F3, PRPS1, PTPN11, PTPRQ, RAI1, RDX, RIPOR2, RMND1, S1PR2, SALL1, SERAC1, SERPINB6, SIX1, SLC12A2, SLC17A8, SLC19A2, SLC22A4, SLC26A4, SLC26A5, SLC29A3, SLC4A11, SLC52A2, SLC52A3, SLITRK6, SMPX, SNAI2, SOX10, SPATA5, STRC, SUCLA2, SYNE4, TBC1D24, TCOF1, TECTA, TFAP2A, TIMM8A, TJP2, TMC1, TMEM132E, TMIE, TMPRSS3, TNC, TPRN, TRIOBP, TUBB4B, TWNK, USH1C, USH1G, USH2A, WBP2, WFS1,andWHRN | 28 to 42 days | Whole blood: 2 weeks (if available); Extracted DNA: 3 months; Cultured fibroblasts and skin biopsy: 1 month | This test was developed and its performance characteristics determined by Mayo Clinic in a manner consistent with CLIA requirements. It has not been cleared or approved by the US Food and Drug Administration. | 814308143188233-Tissue culture, skin, solid tissue biopsy (if appropriate)88240-Cryopreservation (if appropriate) | AudioloGene Hearing Loss Panel | 99972-2 | 619385 | Released By | 18771-6
AUPU | Aureobasidium pullulans, IgE, Serum | Establishing a diagnosis of an allergy toAureobasidium pullulans Defining the allergen responsible for eliciting signs and symptoms Identifying allergens: -Responsible for allergic response and/or anaphylactic episode -To confirm sensitization prior to beginning immunotherapy -To investigate the specificity of allergic reactions to insect venom allergens, drugs, or chemical allergens | Fluorescence Enzyme Immunoassay (FEIA) | Yes | Aureobasidium Pullulans, IgE | Serum | Collection Container/Tube: Preferred:Serum gel Acceptable:Red top Submission Container/Tube:Plastic vial Specimen Volume:0.5 mL for every 5 allergens requested Collection Instructions:Centrifuge and aliquot serum into a plastic vial. | For 1 allergen: 0.3 mL For more than 1 allergen: (0.05 mL x number of allergens) + 0.25 mL deadspace | Clinical manifestations of immediate hypersensitivity (allergic) diseases are caused by the release of proinflammatory mediators (histamine, leukotrienes, and prostaglandins) from IgE-sensitized effector cells (mast cells and basophils) when cell-bound IgE antibodies interact with an allergen. In vitro serum testing for IgE antibodies provides an indication of the immune response to allergens that may be associated with allergic disease. The allergens chosen for testing often depend upon the age of the patient, history of allergen exposure, season of the year, and clinical manifestations. In individuals predisposed to develop allergic disease, the sequence of sensitization and clinical manifestations proceed as follows: eczema and respiratory disease (rhinitis and bronchospasm) in infants and children less than 5 years due to food sensitivity (milk, egg, soy, and wheat proteins) followed by respiratory disease (rhinitis and asthma) in older children and adults due to sensitivity to inhalant allergens (dust mite, mold, and pollen inhalants). | Class,IgE kU/L,Interpretation, 0,<0.10,Negative, 0/1,0.10-0.34,Borderline/equivocal, 1,0.35-0.69,Equivocal, 2,0.70-3.49,Positive, 3,3.50-17.4,Positive, 4,17.5-49.9,Strongly positive, 5,50.0-99.9,Strongly positive, 6,> or =100,Strongly positive, | Detection of IgE antibodies in serum (class 1 or greater) indicates an increased likelihood of allergic disease as opposed to other etiologies and defines the allergens that may be responsible for eliciting signs and symptoms. The level of IgE antibodies in serum varies directly with the concentration of IgE antibodies expressed as a class score or kU/L. | Testing for IgE antibodies is not useful in patients previously treated with immunotherapy to determine if residual clinical sensitivity exists or in patients in whom the medical management does not depend upon identification of allergen specificity. Some individuals with clinically insignificant sensitivity to allergens may have measurable levels of IgE antibodies in serum, and test results must be interpreted in the clinical context. False-positive results for IgE antibodies may occur in patients with markedly elevated serum IgE (>2500 kU/L) due to nonspecific binding to allergen solid phases. | Homburger HA, Hamilton RG: Allergic diseases. In: McPherson RA, Pincus MR, eds. Henry's Clinical Diagnosis and Management by Laboratory Methods. 23rd ed. Elsevier; 2017:1057-1070 | Specific IgE from the patient's serum reacts with the allergen of interest, which is covalently coupled to an ImmunoCAP. After washing away nonspecific IgE, enzyme-labeled anti-IgE antibody is added to form a complex. After incubation, unbound anti-IgE is washed away, and the bound complex incubated with a developing agent. After stopping the reaction, the fluorescence of the eluate is measured. Fluorescence is proportional to the amount of specific IgE present in the patient's sample (ie, the higher the fluorescence value, the more IgE antibody is present).(Package insert: ImmunoCAP System Specific IgE FEIA. Phadia; Rev 06/2020) | Same day/1 to 3 days | 14 days | This test has been cleared, approved, or is exempt by the US Food and Drug Administration and is used per manufacturer's instructions. Performance characteristics were verified by Mayo Clinic in a manner consistent with CLIA requirements. | 86003 | Aureobasidium Pullulans, IgE | 6029-3 | AUPU | Aureobasidium Pullulans, IgE | 6029-3
APIN | Australian Pine, IgE, Serum | Establishing a diagnosis of an allergy to the Australian pine Defining the allergen responsible for eliciting signs and symptoms Identifying allergens: -Responsible for allergic response and/or anaphylactic episode -To confirm sensitization prior to beginning immunotherapy -To investigate the specificity of allergic reactions to insect venom allergens, drugs, or chemical allergens | Fluorescence Enzyme Immunoassay (FEIA) | Yes | Australian Pine, IgE | Serum | Collection Container/Tube: Preferred:Serum gel Acceptable:Red top Submission Container/Tube:Plastic vial Specimen Volume:0.5 mL for every 5 allergens requested Collection Instructions:Centrifuge and aliquot serum into a plastic vial. | For 1 allergen: 0.3 mL For more than 1 allergen: (0.05 mL x number of allergens) + 0.25 mL deadspace | Clinical manifestations of immediate hypersensitivity (allergic) diseases are caused by the release of proinflammatory mediators (histamine, leukotrienes, and prostaglandins) from IgE-sensitized effector cells (mast cells and basophils) when cell-bound IgE antibodies interact with an allergen. In vitro serum testing for IgE antibodies provides an indication of the immune response to allergens that may be associated with allergic disease. The allergens chosen for testing often depend upon the age of the patient, history of allergen exposure, season of the year, and clinical manifestations. In individuals predisposed to develop allergic disease, the sequence of sensitization and clinical manifestations proceed as follows: eczema and respiratory disease (rhinitis and bronchospasm) in infants and children less than 5 years due to food sensitivity (milk, egg, soy, and wheat proteins) followed by respiratory disease (rhinitis and asthma) in older children and adults due to sensitivity to inhalant allergens (dust mite, mold, and pollen inhalants). | Class,IgE kU/L,Interpretation, 0,<0.10,Negative, 0/1,0.10-0.34,Borderline/equivocal, 1,0.35-0.69,Equivocal, 2,0.70-3.49,Positive, 3,3.50-17.4,Positive, 4,17.5-49.9,Strongly positive, 5,50.0-99.9,Strongly positive, 6,> or =100,Strongly positive, | Detection of IgE antibodies in serum (class 1 or greater) indicates an increased likelihood of allergic disease as opposed to other etiologies and defines the allergens that may be responsible for eliciting signs and symptoms. The level of IgE antibodies in serum varies directly with the concentration of IgE antibodies expressed as a class score or kU/L. | Testing for IgE antibodies is not useful in patients previously treated with immunotherapy to determine if residual clinical sensitivity exists or in patients in whom the medical management does not depend upon identification of allergen specificity. Some individuals with clinically insignificant sensitivity to allergens may have measurable levels of IgE antibodies in serum, and test results must be interpreted in the clinical context. False-positive results for IgE antibodies may occur in patients with markedly elevated serum IgE (>2500 kU/L) due to nonspecific binding to allergen solid phases. | Homburger HA, Hamilton RG: Allergic diseases. In: McPherson RA, Pincus MR, eds. Henry's Clinical Diagnosis and Management by Laboratory Methods. 23rd ed. Elsevier; 2017:1057-1070 | Specific IgE from the patient's serum reacts with the allergen of interest, which is covalently coupled to an ImmunoCAP. After washing away nonspecific IgE, enzyme-labeled anti-IgE antibody is added to form a complex. After incubation, unbound anti-IgE is washed away, and the bound complex incubated with a developing agent. After stopping the reaction, the fluorescence of the eluate is measured. Fluorescence is proportional to the amount of specific IgE present in the patient's sample (ie, the higher the fluorescence value, the more IgE antibody is present).(Package insert: ImmunoCAP System Specific IgE FEIA. Phadia; Rev 06/2020) | Same day/1 to 3 days | 14 days | This test has been cleared, approved, or is exempt by the US Food and Drug Administration and is used per manufacturer's instructions. Performance characteristics were verified by Mayo Clinic in a manner consistent with CLIA requirements. | 86003 | Australian Pine, IgE | 6032-7 | APIN | Australian Pine, IgE | 6032-7
ALDG2 | Autoimmune Liver Disease Panel, Serum | Evaluating patients with suspected autoimmune liver disease, specifically autoimmune hepatitis or primary biliary cholangitis Evaluating patients with liver disease of unknown etiology | AMA: Enzyme Immunoassay (EIA) NAIFA, SMAS, SMAT: Indirect Immunofluorescence | Yes | Autoimmune Liver Disease Panel, S | If smooth muscle antibody (SMA) screen is positive, then the SMA titer will be performed at an additional charge. | Supplies:Sarstedt Aliquot Tube, 5 mL (T914) Container/Tube: Preferred:Serum gel Acceptable:Red top Submission Container/Tube:Plastic vial Specimen Volume:1.5 mL Collection Instructions:Centrifuge and aliquot serum into a plastic vial. | 1.1 mL | Autoimmune liver diseases result from damage to hepatocytes or cholangiocytes caused by an inflammatory immune reaction. Included within this disease group are autoimmune hepatitis (AIH), primary biliary cholangitis (PBC), and primary sclerosing cholangitis (PSC).(1) In some cases, patients with these diseases may present asymptomatically, with increases in various liver enzymes being identified incidentally during an unrelated clinical evaluation. On the other end of the spectrum are patients who present with clinical evidence of liver disease, including fatigue, hepatomegaly, ascites, esophageal varices, and jaundice. Diagnosis of an autoimmune liver disease first requires that other etiologies of liver injury, including viral, drug, and metabolic causes, be excluded. In some situations, a liver biopsy may be indicated. For those patients in whom an autoimmune liver disease is suspected, autoantibody serology testing may be considered. These assays include markers that may support a diagnosis of an autoimmune liver disease, specifically AIH or PBC. Unfortunately, there are no known autoantibodies specific for PSC that are useful as diagnostic markers.(1) Patients with AIH may be positive for smooth muscle antibodies (SMA) and/or antinuclear antibodies (ANA).(2) SMA are generally identified by indirect immunofluorescence using a smooth muscle substrate. The antigen specificity of SMA in the context of AIH has been identified as filamentous-acting (F-actin). SMA and F-actin antibodies with liver histology and thorough clinical evaluation are useful in the evaluation of patients with suspected autoimmune hepatitis.(3) SMA have a specificity of 80% to 90% for AIH, although the sensitivity is only in the range of 70% to 80%. In contrast, ANA, although relatively sensitive for AIH, lack specificity, being associated with a variety of autoimmune diseases.(4) Both SMA and ANA, along with other lab markers and biopsy evaluation, are included in the international diagnostic criteria for AIH.(5) In association with chronic cholestasis after exclusion of known causes of liver disease, antimitochondrial antibodies (AMA) are strongly suggestive of a diagnosis of PBC.(6) AMA have a variable prevalence in other autoimmune diseases that can also be found in some apparently healthy individuals.(7,8) AMA are found in more than 90% of patients with PBC, with a specificity of greater than 95%. AMA are included in the clinical practice guidelines for PBC, which were developed through an international collaborative effort.(9) For more information seeFirst-Line Screening for Autoimmune Liver Disease Algorithm. | MITOCHONDRIAL ANTIBODIES (M2) Negative: <0.1 Units Borderline: 0.1-0.3 Units Weakly positive: 0.4-0.9 Units Positive: > or =1.0 Units Reference values apply to all ages. ANTINUCLEAR ANTIBODIES Negative: <1:80 SMOOTH MUSCLE ANTIBODIES Negative If positive, results are titered. Reference values apply to all ages. | The presence of smooth muscle antibodies (SMA) or antinuclear antibodies (ANA) is consistent with a diagnosis of chronic autoimmune hepatitis, in patients with clinical or laboratory evidence of hepatocellular damage. A positive result for antimitochondrial antibodies (AMA) of M2 specificity in the setting of chronic cholestasis after exclusion of other causes of liver disease is highly suggestive of primary biliary cholangitis. Negative results for SMA, ANA, or AMA does not exclude a diagnosis of an autoimmune liver disease. This test isnot useful forindicating the stage or prognosis of the disease or for monitoring the course of disease. | Smooth muscle antibodies (SMA) may be found in patients with active hepatitis caused by alcohol or drug exposure. Positive results for antimitochondrial antibodies (AMA) are found (infrequently) in patients with CREST (calcinosis, Raynaud phenomenon, esophageal hypomotility, sclerodactyly, and telangiectasia) syndrome, relatives of patients with primary biliary cholangitis, and other autoimmune diseases. Antinuclear antibodies (ANA) occur in patients with a variety of systemic autoimmune diseases, including systemic lupus erythematosus, rheumatoid arthritis, Sjogren syndrome, and systemic sclerosis. ANA may also be detectable following viral illnesses, in chronic infections, or in patients treated with many different medications. The presence of SMA, ANA, and AMA should not be exclusively relied upon to diagnose an autoimmune liver disease. Correlation with clinical presentation and other laboratory parameters of liver disease is required. | 2. Mieli-Vergani G, Vergani D, Czaja AJ, et al: Autoimmune hepatitis. Nat Rev Dis Primers. 2018 Apr 12;4:18017 3. Invernizzi P, Lleo A, Podda M: Interpreting serological tests in diagnosing autoimmune liver diseases. Sem Liver Dis. 2007 May;27(2):161-172 4. Terziroli Beretta-Piccoli B, Mieli-Vergani G, Vergani D: Serology in autoimmune hepatitis: A clinical-practice approach. Eur J Intern Med. 2018 Feb;48:35-43 5. Hennes EM, Zeniya M, Czaja AJ, et al: Simplified criteria for the diagnosis of autoimmune hepatitis. Hepatol. 2008 Jul;48(1):169-176 6. Muratori L, Granito A, Muratori P, Pappas G, Bianchi FB: Antimitochondrial antibodies and other antibodies in primary biliary cirrhosis: diagnostic and prognostic value. Clin Liver Dis. 2008 May;12(2):261-276 9. European Association for the Study of the Liver: EASL Clinical Practice Guidelines: The diagnosis and management of patients with primary biliary cholangitis. J Hepatol. 2017 Jul;67(1):145-172 | Mitochondrial Antibodies: This method is an enzyme immunosorbent assay that detects both IgG and IgM antibodies to M2 antigens. A dilution of patient serum is added to the wells coated with M2 antigen and incubated. After incubation and washing, all unbound human antibodies are washed away, and enzyme-conjugated IgG and IgM anti-human is added. The enzyme conjugate binds to the antibody complex. Excess enzyme-conjugate is washed away, and substrate is added. After incubation, the enzyme substrate reaction is stopped. The complete assay is measured on a spectrophotometer plate reader. The intensity of the color generated is proportional to the amount of IgG and IgM specific antibody in the sample.(Package insert: Kallestad Anti-Mitochondrial Kit. Bio-Rad Laboratories; 10/2014) Antinuclear Antibodies: Antibodies to nuclear antigens in a human epithelial type 2 (HEp-2) cell line by an indirect immunofluorescent technique. Commercial slides prepared from HEp-2 cells are used as a substrate. IgG antibodies in serum specimens are detected after incubation of serum with the commercial slides by the addition of a fluorescein isothiocyanate (FITC)-labeled antihuman-IgG reagent. All patient specimens are initially screened at 1:80.(Package insert: NOVA Lite DAPI ANA. Inova Diagnostics; 06/2018) Smooth Muscle Antibody: The patient's serum in 1:20 and 1:40 dilutions is added to fresh tissue from mouse stomach/kidney and incubated; fluorescein-conjugated antiglobulin is then added. The slides are read with a fluorescence microscope.(Package insert: Kallestad Mouse Stomach/Kidney. Bio-Rad Laboratories, Inc; 06/2015) | 3 to 4 days | 14 days | See Individual Test IDs | 86381860398601586015-Titer (if appropriate) | Autoimmune Liver Disease Panel, S | 94700-2 | 609515 | Smooth Muscle Ab Screen, S | 26971-2
ALPSG | Autoimmune Lymphoproliferative Syndrome (ALPS) Gene Panel, Varies | Providing a comprehensive genetic evaluation for patients with a personal or family history suggestive of autoimmune lymphoproliferative syndrome (ALPS) or related disorders Establishing a diagnosis of ALPS or a related disorder, allowing for appropriate management and surveillance for disease features based on the gene or variant involved Identifying variants within genes known to be associated with ALPS or a related disorder, allowing for predictive testing of at-risk family members | Sequence Capture and Targeted Next-Generation Sequencing (NGS) | Yes | ALPS Gene Panel | For skin biopsy or cultured fibroblast specimens,fibroblast culture will be performed at an additional charge. If viable cells are not obtained, the client will be notified. | Patient Preparation:A previous bone marrow transplant from an allogenic donor will interfere with testing. Call 800-533-1710 for instructions for testing patients who have received a bone marrow transplant. Submit only 1 of the following specimens: Specimen Type:Whole blood Container/Tube: Preferred:Lavender top (EDTA) or yellow top (ACD) Acceptable:Any anticoagulant Specimen Volume:3 mL Collection Instructions: 1. Invert several times to mix blood. 2. Send whole blood specimen in original tube.Do not aliquot. Specimen Stability Information:Ambient (preferred)/Refrigerated Specimen Type: Skin biopsy Supplies: Fibroblast Biopsy Transport Media (T115) Container/Tube: Sterile container with any standard cell culture media (eg, minimal essential media, RPMI 1640). The solution should be supplemented with 1% penicillin and streptomycin. Specimen Volume: 4-mm punch Specimen Stability Information: Refrigerated (preferred)/Ambient Additional Information:A separate culture charge will be assessed under CULFB / Fibroblast Culture for Biochemical or Molecular Testing. An additional 3 to 4 weeks is required to culture fibroblasts before genetic testing can occur. SpecimenType: Cultured fibroblasts Container/Tube: T-25 flask SpecimenVolume: 2 Flasks CollectionInstructions: Submit confluent cultured fibroblast cells from a skin biopsy from another laboratory. Cultured cells from a prenatal specimen will not be accepted. Specimen Stability Information: Ambient (preferred)/Refrigerated (<24 hours) Additional Information:A separate culture charge will be assessed under CULFB / Fibroblast Culture for Biochemical or Molecular Testing. An additional 3 to 4 weeks is required to culture fibroblasts before genetic testing can occur. | Blood: 1 mL; Skin biopsy or cultured fibroblasts: See Specimen Required | Autoimmune lymphoproliferative syndrome (ALPS) is a complex clinical disorder of dysregulated lymphocyte homeostasis characterized by chronic nonmalignant lymphoproliferative disease, splenomegaly, lymphadenopathy, and autoimmunity (mainly autoimmune cytopenias), with an increased susceptibility to lymphomas. Typically, ALPS is diagnosed by childhood or young adulthood. Lymphoproliferation and autoimmunity are usually the first presentations. Lymphomas (Hodgkin and non-Hodgkin) can occur at any age but are usually late complications. ALPS is reported worldwide in various racial and ethnic backgrounds but affects more men than women (approximately 2.2 affected men per 1.6 affected women). Laboratory investigations showed that ALPS patients have an increase in a normally rare population of T cells (typically <1%) that are alpha beta T-cell receptor-positive, as well as negative for both CD4 and CD8 coreceptors (double-negative T cells). In addition, there are elevated peripheral blood interleukin (IL)-10, IL-18, vitamin B12, and soluble FAS ligand (FASL) levels. Defective FAS-mediated apoptosis on in vitro assays is another main characteristic of ALPS. Genetic defects in the apoptosis (programmed cell death) pathway have been determined for most cases of ALPS. Apoptosis plays a role in normal immune homeostasis by limiting lymphocyte accumulation and autoimmune reactivity. The interaction of the surface receptor CD95 (FAS) and its ligand (FASL or CD95L) triggers the apoptotic pathway in lymphocytes. Germline variants in CD95 (FAS) are the most common cause (60%-75%) of ALPS (ALPS-FAS), followed by somatic mutations in CD95 (ALPS-sFAS). Variants in CD95L (ALPS-FASL), CASP10 (ALPS-CAS10), and others are rare causes. Currently, up to 20% of patients do not have an identifiable genetic variant (ALPS-U). All these forms present with the main clinical features of ALPS, but there are differences in the results of laboratory tests used to evaluate ALPS patients. Genotype-phenotype correlations are noted in ALPS-FAS, which is the only form common enough for these studies. Both mono- and bi-allelic variants inFAScan cause disease. Dominant negative, haploinsufficient mechanisms are invoked to explain the disease mechanism. It appears that biallelic disease-causingFASvariants cause a more severe clinical phenotype than the monoallelic forms. Lymphomas are mostly associated with disease-causing variants in the intracellular domain ofFAS. Penetrance of the clinical phenotype is reduced and varies based on the location and type of causative variant (30%-90%). The latest diagnostic criteria for ALPS were published in 2010.(1) A definitive diagnosis is based on the presence of both required criteria and one primary accessory criterion. A probable diagnosis is based on the presence of both required criteria plus one secondary accessory criterion. Several other diseases can present with an ALPS-like phenotype, including other inborn errors of immunity, likeCTLA4deficiency (also known asCTLA4haploinsufficiency orCTLA4haploinsufficiency with autoimmune infiltration [CHAI]) and LRBA (lipopolysaccharide-responsive and beige-like anchor protein) deficiency, gain-of-function variants inSTAT3andCARD11genes, as well as conditions like Evans syndrome (a combination of autoimmune hemolytic anemia and autoimmune thrombocytopenic purpura) and malignant conditions like Hodgkin disease and large granular lymphocyte leukemias. Genes associated with several ALPS-like disorders are also included on this panel. | An interpretive report will be provided. | All detected variants are evaluated according to American College of Medical Genetics and Genomics recommendations.(2) Variants are classified based on known, predicted, or possible pathogenicity and reported with interpretive comments detailing their potential or known significance. | Clinical Correlations: Test results should be interpreted in the context of clinical findings, family history, and other laboratory data. Misinterpretation of results may occur if the information provided is inaccurate or incomplete. If testing was performed because of a clinically significant family history, it is often useful to first test an affected family member. Detection of a reportable variant in an affected family member would allow for more informative testing of at-risk individuals. To discuss the availability of additional testing options or for assistance in the interpretation of these results, contact Mayo Clinic Laboratories genetic counselors at 800-533-1710. Technical Limitations: Next-generation sequencing may not detect all types of genomic variants. In rare cases, false-negative or false-positive results may occur. The depth of coverage may be variable for some target regions; assay performance below the minimum acceptable criteria or for failed regions will be noted. Given these limitations, negative results do not rule out the diagnosis of a genetic disorder. If a specific clinical disorder is suspected, evaluation by alternative methods can be considered. There may be regions of genes that cannot be effectively evaluated by sequencing or deletion and duplication analysis as a result of technical limitations of the assay, including regions of homology, high guanine-cytosine (GC) content, and repetitive sequences. Confirmation of select reportable variants will be performed by alternate methodologies based on internal laboratory criteria. This test is validated to detect 95% of deletions up to 75 base pairs (bp) and insertions up to 47 bp. Deletions-insertions (delins) of 40 or more bp, including mobile element insertions, may be less reliably detected than smaller delins. Deletion/Duplication Analysis: This analysis targets single and multi-exon deletions/duplications; however, in some instances, single exon resolution cannot be achieved due to isolated reduction in sequence coverage or inherent genomic complexity. Balanced structural rearrangements (such as translocations and inversions) may not be detected. This test is not designed to detect low levels of mosaicism or to differentiate between somatic and germline variants. If there is a possibility that any detected variant is somatic, additional testing may be necessary to clarify the significance of results. Genes may be added or removed based on updated clinical relevance. Refer to theTargeted Genes and Methodology Details for Autoimmune Lymphoproliferative Syndrome (ALPS) Gene Panelfor the most up to date list of genes included in this test. For detailed information regarding gene-specific performance and technical limitations, see Method Description or contact a laboratory genetic counselor. If the patient has had an allogeneic hematopoietic stem cell transplant or a recent nonleukoreduced blood transfusion, results may be inaccurate due to the presence of donor DNA. Call Mayo Clinic Laboratories for instructions for testing patients who have received a bone marrow transplant. Reclassification of Variants: Currently, it is not standard practice for the laboratory to systematically review previously classified variants on a regular basis. The laboratory encourages healthcare providers to contact the laboratory at any time to learn how the classification of a particular variant may have changed over time. Due to broadening genetic knowledge, it is possible that the laboratory may discover new information of relevance to the patient. Should that occur, the laboratory may issue an amended report. Variant Evaluation: Evaluation and categorization of variants are performed using published American College of Medical Genetics and Genomics and the Association for Molecular Pathology recommendations as a guideline.(2) Other gene-specific guidelines may also be considered. Variants are classified based on known, predicted, or possible pathogenicity and reported with interpretive comments detailing their potential or known significance. Variants classified as benign or likely benign are not reported. Multiple in silico evaluation tools may be used to assist in the interpretation of these results. The accuracy of predictions made by in silico evaluation tools is highly dependent upon the data available for a given gene, and periodic updates to these tools may cause predictions to change over time. Results from in silico evaluation tools should be interpreted with caution and professional clinical judgment. Rarely, incidental or secondary findings may implicate another predisposition or presence of active disease. These findings will be carefully reviewed to determine whether they will be reported. | 1. Oliveira JB, Bleesing JJ, Dianzani U, et al: Revised diagnostic criteria and classification for the autoimmune lymphoproliferative syndrome (ALPS): report from the 2009 NIH International Workshop. Blood. 2010 Oct 7;116(14):e35-40 2. Richards S, Aziz N, Bale S, et al; ACMG Laboratory Quality Assurance Committee: Standards and guidelines for the interpretation of sequence variants: a joint consensus recommendation of the American College of Medical Genetics and Genomics and the Association for Molecular Pathology. Genet Med. 2015 May;17(5):405-424 3. Consonni F, Gambineri E, Favre C: ALPS, FAS, and beyond: from inborn errors of immunity to acquired immunodeficiencies. Ann Hematol. 2022 Mar;101(3):469-484. doi: 10.1007/s00277-022-04761-7 4. Lopez-Nevado M, Gonzalez-Granado LI, Ruiz-Garcia R, et al: Primary immune regulatory disorders with an autoimmune lymphoproliferative syndrome-like phenotype: Immunologic evaluation, early diagnosis and management. Front Immunol. 2021 Aug 10;12:671755. doi:10.3389/fimmu.2021.671755 5. Molnar E, Radwan N, Kovacs G, et al: Key diagnostic markers for autoimmune lymphoproliferative syndrome with molecular genetic diagnosis. Blood. 2020 Oct 22;136(17):1933-1945. doi: 10.1182/blood.2020005486 6. Price S, Shaw PA, Seitz A, et al: Natural history of autoimmune lymphoproliferative syndrome associated with FAS gene mutations. Blood. 2014 Mar 27;123(13):1989-1999. doi: 10.1182/blood-2013-10-535393 | Next-generation sequencing (NGS) and/or Sanger sequencing are performed to test for the presence of variants in coding regions and intron/exon boundaries of the genes analyzed, as well as some other regions that have known disease-causing variants. The human genome reference GRCh37/hg19 build was used for sequence read alignment. At least 99% of the bases are covered at a read depth over 30X. Sensitivity is estimated at above 99% for single nucleotide variants, above 94% for deletions/insertions (delins) less than 40 base pairs (bp), and above 95% for deletions up to 75 bp and insertions up to 47 bp. NGS and/or a polymerase chain reaction-based quantitative method is performed to test for the presence of deletions and duplications in the genes analyzed. There may be regions of genes that cannot be effectively evaluated by sequencing or deletion and duplication analysis as a result of technical limitations of the assay, including regions of homology, high guanine-cytosine (GC) content, and repetitive sequences.(Unpublished Mayo method) SeeTargeted Genes and Methodology Details for Autoimmune Lymphoproliferative Syndrome (ALPS) Gene Panelfor details regarding the targeted genes analyzed for each test and specific gene regions not routinely covered. Confirmation of select reportable variants may be performed by alternate methodologies based on internal laboratory criteria. Genes analyzed:ADA2, CARD11, CASP10, CASP8, CTLA4, DEF6, FADD, FAS, FASLG, IL2RA, IL2RB, ITK, LRBA, MAGT1, PIK3CD, PIK3R1, PRKCD, RASGRP1, SH2D1A, STAT3, STK4, TET2, TNFAIP3, TNFRSF9, TPP2,andXIAP | 28 to 42 days | Whole blood: 2 weeks (if available); Extracted DNA: 3 months; Cultured fibroblasts, skin biopsy: 1 month | This test was developed and its performance characteristics determined by Mayo Clinic in a manner consistent with CLIA requirements. It has not been cleared or approved by the US Food and Drug Administration. | 8144388233-Tissue culture, skin, solid tissue biopsy (if appropriate)88240-Cryopreservation (if appropriate) | ALPS Gene Panel | 103743-1 | 619759 | Released By | 18771-6
FARP | Autoimmune Retinopathy Panel by Immunoblot (ARP) |  | Immunoblot | Yes | Autoimmune Retinopathy Panel (ARP) | Varies | Submit only one of the following specimens: Serum: Draw blood in a plain, red-top tube(s), serum gel tube(s) is acceptable. Spin down and send 5 mL serum refrigerated in a plastic vial. Plasma: Draw blood in a lavender-top (EDTA) tube(s). Spin down and send 5 mL EDTA plasma refrigerated in a plastic vial. Complete and submit with specimen: -NOTE: Without this information, testing cannot be completed. | 3 mL |  | A final report will be provided. |  |  |  |  | 16 to 35 days |  |  | 84182 x 8 | Autoimmune Retinopathy Panel (ARP) | Not Provided | FARP | Autoimmune Retinopathy Panel (ARP) | Not Provided
AUTOG | Autoinflammatory Disorders Gene Panel, Varies | Providing a comprehensive genetic evaluation for patients with a personal or family history suggestive of an inherited autoinflammatory disorder Establishing a diagnosis of a monogenic autoinflammatory disorder, allowing for appropriate management and surveillance for disease features based on the gene or variant involved Identifying variants within genes known to be associated with monogenic autoinflammatory disorders, allowing for predictive testing of at-risk family members | Sequence Capture and Amplicon-Based Next-Generation Sequencing (NGS)/Quantitative Real-Time Polymerase Chain Reaction (qPCR) and Sanger Sequencing as needed. | Yes | Autoinflammatory Gene Panel | For skin biopsy or cultured fibroblast specimens, fibroblast culture will be performed at an additional charge. If viable cells are not obtained, the client will be notified. | Patient Preparation:A previous bone marrow transplant from an allogenic donor will interfere with testing. Call 800-533-1710 for instructions for testing patients who have received a bone marrow transplant. Submit only 1 of the following specimens: Specimen Type:Whole blood Container/Tube: Preferred:Lavender top (EDTA) or yellow top (ACD) Acceptable:Any anticoagulant Specimen Volume:3 mL Collection Instructions: 1. Invert several times to mix blood. 2. Send whole blood specimen in original tube.Do not aliquot. Specimen Stability Information:Ambient (preferred) 4 days/Refrigerated Specimen Type: Skin biopsy Supplies: Fibroblast Biopsy Transport Media (T115) Container/Tube: Sterile container with any standard cell culture media (eg, minimal essential media, RPMI 1640). The solution should be supplemented with 1% penicillin and streptomycin. Specimen Volume: 4-mm punch Specimen Stability Information: Refrigerated (preferred)/Ambient Additional Information:A separate culture charge will be assessed under CULFB / Fibroblast Culture for Biochemical or Molecular Testing. An additional 3 to 4 weeks is required to culture fibroblastsbefore genetic testing can occur. SpecimenType: Cultured fibroblasts Container/Tube: T-25 flask SpecimenVolume: 2 Flasks CollectionInstructions: Submit confluent cultured fibroblast cells from a skin biopsy from another laboratory. Cultured cells from a prenatal specimen will not be accepted. Specimen Stability Information: Ambient (preferred)/Refrigerated (<24 hours) Additional Information:A separate culture charge will be assessed under CULFB / Fibroblast Culture for Biochemical or Molecular Testing. An additional 3 to 4 weeks is required to culture fibroblastsbefore genetic testing can occur. | Blood: 1 mL; Skin biopsy or cultured fibroblasts: See Specimen Required | Systemic autoinflammatory disorders result from dysregulation of the innate immune system and are characterized by a hyperinflammatory state with elevated acute phase reactants. These disorders may present at any age, but symptoms often begin in childhood with unexplained fever that may be accompanied by a rash. While these features can mimic infections or hematological neoplasias, the inflammatory lesions are noncancerous and sterile. Additional features may be present and highly variable, depending on the organ or organs impacted by cytokine amplification loops and sterile inflammation. Symptoms may involve the gastrointestinal (GI) tract (eg, serositis, abdominal pain, early-onset inflammatory bowel disease), bone, eyes (eg, uveitis), musculoskeletal system (eg, arthritis and arthralgias), central nervous system (eg, meningitis), or other tissues. Some autoinflammatory disorders are also associated with an increased risk of developing AA amyloidosis. These disorders include familial Mediterranean fever (FMF), tumor necrosis factor receptor-associated periodic syndrome (TRAPS), cryopyrin-associated autoinflammatory syndrome (CAPS), and hyper-IgD syndrome/mevalonate kinase deficiency (HIDS/MKD). Autoinflammatory disorders are classified by molecular pathogenesis or clinical features. Pathophysiologic classification is based on the pathway or cytokine that drives disease, such as interleukin (IL)-1, interferon, nuclear factor kappa B, and IL-18. Disease classification based on clinical features often focuses on skin involvement or fever duration and frequency. Age of onset, triggers, and additional organ system involvement are also used to classify these disorders and aid clinical diagnosis. The genetic basis of many heritable autoinflammatory disorders has been identified. Autoinflammatory disorders may be inherited in an autosomal recessive, autosomal dominant, or X-linked manner. Disease-causing variants may also arisede novo. The inheritance pattern appears more complicated for some disorders. For example, FMF is typically inherited in an autosomal recessive manner. However, some affected individuals appear to have only one disease-causing alteration. For other autoinflammatory disorders, cases of digenic and oligogenic inheritance have also been described. Inheritance may also be multifactorial, requiring an environmental component along with low-penetrance variants. One example is Yao syndrome, a recently described clinical entity characterized by recurrent fever, dermatitis, inflammatory arthritis, and GI symptoms in most affected individuals. While some variants inNOD2have been reported in association with Yao syndrome, they are relatively common among the general population. They may confer an increased risk for developing Yao syndrome but are not diagnostic and appear insufficient to cause disease by themselves. Some disorders such as PFAPA (periodic fever, aphthous stomatitis, pharyngitis, adenitis) syndrome, systemic juvenile idiopathic arthritis, adult-onset Still disease, and Behcet disease have significant phenotypic overlap with monogenic autoinflammatory conditions, but a genetic cause of these disorders has not been identified. Finally, several examples of post-zygotic (mosaic or somatic) genetic alterations causing autoinflammatory disorders have been described. While it may be possible to identify mosaic variants, this test is primarily intended for the identification of germline variants and the diagnosis of inherited monogenic autoinflammatory disorders. Determining the underlying genetic cause of an autoinflammatory condition may help guide treatment decisions. For example, colchicine is an effective therapy for many patients with FMF, but some patients may not respond. Instead, these individuals, and others affected by a subset of autoinflammatory disorders, may respond to IL-1 blocking therapies. Anakinra, rilonacept, and canakinumab are several examples of medications that target IL-1. However, another subset of autoinflammatory disorders is not responsive to IL-1 blockade, such as proteasome-associated autoinflammatory syndromes (PRAAS), CANDLE (chronic atypical neutrophilic dermatosis with lipodystrophy), deficiency of IL-36 receptor antagonist, and CAMPS (CARD14-mediated psoriasis). Medications that target other components of the IL-1 pathway are under development. In addition, medications that target other pathways (eg, anti-tumor necrosis factor, anti-IL-6, and JAK-inhibitors) have demonstrated efficacy in some patients. | An interpretive report will be provided. | All detected variants are evaluated according to American College of Medical Genetics and Genomics recommendations.(1) Variants are classified based on known, predicted, or possible pathogenicity and reported with interpretive comments detailing their potential or known significance. | Clinical Correlations: Test results should be interpreted in the context of clinical findings, family history, and other laboratory data. Misinterpretation of results may occur if the information provided is inaccurate or incomplete. If testing was performed because of a clinically significant family history, it is often useful to first test an affected family member. Detection of a reportable variant in an affected family member would allow for more informative testing of at-risk individuals. To discuss the availability of additional testing options or for assistance in the interpretation of these results, contact Mayo Clinic Laboratories genetic counselors at 800-533-1710. Technical Limitations: Next-generation sequencing may not detect all types of genomic variants. In rare cases, false-negative or false-positive results may occur. The depth of coverage may be variable for some target regions; assay performance below the minimum acceptable criteria or for failed regions will be noted. Given these limitations, negative results do not rule out the diagnosis of a genetic disorder. If a specific clinical disorder is suspected, evaluation by alternative methods can be considered. There may be regions of genes that cannot be effectively evaluated by sequencing or deletion and duplication analysis as a result of technical limitations of the assay, including regions of homology, high guanine-cytosine (GC) content, and repetitive sequences. Confirmation of select reportable variants will be performed by alternate methodologies based on internal laboratory criteria. This test is validated to detect 95% of deletions up to 75 base pairs (bp) and insertions up to 47 bp. Deletions-insertions (delins) of 40 or more bp, including mobile element insertions, may be less reliably detected than smaller delins. Deletion/Duplication Analysis: This analysis targets single and multi-exon deletions/duplications; however, in some instances, single exon resolution cannot be achieved due to isolated reduction in sequence coverage or inherent genomic complexity. Balanced structural rearrangements (such as translocations and inversions) may not be detected. This test is not designed to detect low levels of mosaicism or differentiate between somatic and germline variants. If there is a possibility that any detected variant is somatic, additional testing may be necessary to clarify the significance of results. Genes may be added or removed based on updated clinical relevance. For detailed information regarding gene specific performance and technical limitations, see Method Description or contact a laboratory genetic counselor. If the patient has had an allogeneic hematopoietic stem cell transplant or a recent non-leukoreduced blood transfusion, results may be inaccurate due to the presence of donor DNA. Call Mayo Clinic Laboratories for instructions for testing patients who have received a bone marrow transplant. Reclassification of Variants: Currently, it is not standard practice for the laboratory to systematically review previously classified variants on a regular basis. The laboratory encourages healthcare providers to contact the laboratory at any time to learn how the classification of a particular variant may have changed over time. Due to broadening genetic knowledge, it is possible that the laboratory may discover new information of relevance to the patient. Should that occur, the laboratory may issue an amended report. Variant Evaluation: Evaluation and categorization of variants are performed using published American College of Medical Genetics and Genomics and the Association for Molecular Pathology recommendations as a guideline.(1) Other gene-specific guidelines may also be considered. Variants are classified based on known, predicted, or possible pathogenicity and reported with interpretive comments detailing their potential or known significance. Variants classified as benign or likely benign are not reported. Multiple in silico evaluation tools may be used to assist in the interpretation of these results. The accuracy of predictions made by in silico evaluation tools is highly dependent upon the data available for a given gene, and periodic updates to these tools may cause predictions to change over time. Results from in silico evaluation tools should be interpreted with caution and professional clinical judgement. Rarely, incidental or secondary findings may implicate another predisposition or presence of active disease. These findings will be carefully reviewed to determine whether they will be reported. | 1. Richards S, Aziz N, Bale S, et al. Standards and guidelines for the interpretation of sequence variants: a joint consensus recommendation of the American College of Medical Genetics and Genomics and the Association for Molecular Pathology. Genet Med. 2015;17(5):405-424 2. Hashkes PJ, Laxer RM, Simon A. Textbook of Autoinflammation. Springer Nature; 2019 3. Tangye SG, Al-Herz W, Bousfiha A, et al. Human inborn errors of immunity: 2022 update on the classification from the International Union of Immunological Societies Expert Committee. J Clin Immunol. 2022;42(7):1473-1507 4. Rood JE, Behrens EM. Inherited autoinflammatory syndromes. Annu Rev Pathol. 2022;17:227-249 5. Gutierrez MJ, Lapidus SK. Systemic autoinflammatory diseases. Rheum Dis Clin North Am. 2022;48(1):371-395 6. Broderick L, Hoffman HM. IL-1 and autoinflammatory disease: biology, pathogenesis and therapeutic targeting. Nat Rev Rheumatol. 2022;18(8):448-463 | Next-generation sequencing (NGS) and/or Sanger sequencing are performed to test for the presence of variants in coding regions and intron/exon boundaries of the genes analyzed, as well as some other regions that have known disease-causing variants. The human genome reference GRCh37/hg19 build was used for sequence read alignment. At least 99% of the bases are covered at a read depth over 30X. Sensitivity is estimated at above 99% for single nucleotide variants, above 94% for deletions/insertions (delins) less than 40 base pairs (bp), and above 95% for deletions up to 75 bp and insertions up to 47 bp. NGS and/or a polymerase chain reaction based quantitative method is performed to test for the presence of deletions and duplications in the genes analyzed. There may be regions of genes that cannot be effectively evaluated by sequencing or deletion and duplication analysis as a result of technical limitations of the assay, including regions of homology, high guanine-cytosine (GC) content, and repetitive sequences.SeeTargeted Genes and Methodology Details for Autoinflammatory Disorders Gene Panelfor details regarding the targeted gene regions identified by this test.(UnpublishedMayo method) Confirmation of select reportable variants may be performed by alternate methodologies based on internal laboratory criteria. Genes analyzed: ACP5, ADA, ADA2, ADAM17, ADAR, AIRE, ALPI, AP3B1, AP3D1, ARPC1B, ASAH1, C1QA, C1QB, C1QC, C1R, C1S, C2, CARD11, CARD14, CASP10, CASP8, CD3G, CD40LG, CD48, CD55, CDC42, COPA, CTLA4, DDX58, DNASE1, DNASE1L3, DNASE2, DOCK8, FADD, FOXP3, GATA2, HAVCR2, ICOS, IFIH1, IKBKG, IL10, IL10RA, IL10RB, IL1RN, IL2RA, IL2RB, IL2RG, IL36RN, ISG15, ITCH, ITGB2, ITK, JAK1, LACC1, LIG4, LPIN2, LRBA, LSM11, LYN, LYST, MEFV, MVK, NLRC4, NLRP1, NLRP12, NLRP3, NOD2, OAS1, OTULIN, PIK3CD, PIK3R1, PLCG2, POLA1, POMP, PRF1, PRKCD, PSMA3, PSMB10, PSMB4, PSMB8, PSMB9, PSMG2, PSTPIP1, RAB27A, RBCK1, RIPK1, RNASEH2A, RNASEH2B, RNASEH2C, RNF31, RNU7-1, SAMD9L, SAMHD1, SH2D1A, SH3BP2, SKIV2L, SLC29A3, SLC37A4, STAT1, STAT2, STAT3, STIM1, STING1, STX11, STXBP2, TLR7, TNFAIP3, TNFRSF1A, TPP2, TREX1, TRNT1, UNC13D, USP18, WAS, WDR1, XIAP,andZAP70 | 28 to 42 days | Whole blood: 2 weeks (if available); Extracted DNA: 3 months; Cultured fibroblasts, skin biopsy: 1 month | This test was developed and its performance characteristics determined by Mayo Clinic in a manner consistent with CLIA requirements. It has not been cleared or approved by the US Food and Drug Administration. | 8144388233-Tissue culture, skin, solid tissue biopsy (if appropriate)88240-Cryopreservation (if appropriate) | Autoinflammatory Gene Panel | In Process | 620105 | Released By | 18771-6
FAVCG | Avocado IgG |  | Enzyme Immunoassay (FEIA) | No | Avocado IgG | Serum | Specimen Type:Serum Container/Tube:Red Top Specimen Volume:0.5 mL Collection Instructions:Draw blood in a plain red-top tube(s), serum gel tube(s) is acceptable. Spin down and send 0.5 mL of serum refrigerated in a plastic vial. | 0.5 mL |  | Reference ranges have not been established for food-specific IgG tests. | The clinical utility of food-specific IgG tests has not been established. These tests can be used in special clinical situations to select foods for evaluation by diet elimination and challenge in patients who have food-related complaints. It should be recognized that the presence of food-specific IgG alone cannot be taken as evidence of food allergy and only indicates immunologic sensitization by the food allergen in question. This test should only be ordered by physicians who recognize the limitations of the test. |  |  |  | 5 to 7 days |  | This test was developed and its performance characteristics determined by Eurofins Viracor. It has not been cleared or approved by the U.S. Food and Drug Administration. | 86001 | Avocado IgG | 60398-5 | FAVCG | Avocado IgG | 60398-5
AVOC | Avocado, IgE, Serum | Establishing a diagnosis of an allergy to avocados Defining the allergen responsible for eliciting signs and symptoms Identifying allergens: -Responsible for allergic response and/or anaphylactic episode -To confirm sensitization prior to beginning immunotherapy -To investigate the specificity of allergic reactions to insect venom allergens, drugs, or chemical allergens | Fluorescence Enzyme Immunoassay (FEIA) | Yes | Avocado, IgE | Serum | Collection Container/Tube: Preferred:Serum gel Acceptable:Red top Submission Container/Tube:Plastic vial Specimen Volume:0.5 mL for every 5 allergens requested Collection Instructions:Centrifuge and aliquot serum into a plastic vial. | For 1 allergen: 0.3 mL For more than 1 allergen: (0.05 mL x number of allergens) + 0.25 mL deadspace | Clinical manifestations of immediate hypersensitivity (allergic) diseases are caused by the release of proinflammatory mediators (histamine, leukotrienes, and prostaglandins) from IgE-sensitized effector cells (mast cells and basophils) when cell-bound IgE antibodies interact with an allergen. In vitro serum testing for IgE antibodies provides an indication of the immune response to allergens that may be associated with allergic disease. The allergens chosen for testing often depend upon the age of the patient, history of allergen exposure, season of the year, and clinical manifestations. In individuals predisposed to develop allergic disease, the sequence of sensitization and clinical manifestations proceed as follows: eczema and respiratory disease (rhinitis and bronchospasm) in infants and children less than 5 years due to food sensitivity (milk, egg, soy, and wheat proteins) followed by respiratory disease (rhinitis and asthma) in older children and adults due to sensitivity to inhalant allergens (dust mite, mold, and pollen inhalants). | Class,IgE kU/L,Interpretation, 0,<0.10,Negative, 0/1,0.10-0.34,Borderline/equivocal, 1,0.35-0.69,Equivocal, 2,0.70-3.49,Positive, 3,3.50-17.4,Positive, 4,17.5-49.9,Strongly positive, 5,50.0-99.9,Strongly positive, 6,> or =100,Strongly positive, | Detection of IgE antibodies in serum (class 1 or greater) indicates an increased likelihood of allergic disease as opposed to other etiologies and defines the allergens that may be responsible for eliciting signs and symptoms. The level of IgE antibodies in serum varies directly with the concentration of IgE antibodies expressed as a class score or kU/L. | Testing for IgE antibodies is not useful in patients previously treated with immunotherapy to determine if residual clinical sensitivity exists or in patients in whom the medical management does not depend upon identification of allergen specificity. Some individuals with clinically insignificant sensitivity to allergens may have measurable levels of IgE antibodies in serum, and test results must be interpreted in the clinical context. False-positive results for IgE antibodies may occur in patients with markedly elevated serum IgE (>2500 kU/L) due to nonspecific binding to allergen solid phases. | Homburger HA, Hamilton RG: Allergic diseases. In: McPherson RA, Pincus MR, eds. Henry's Clinical Diagnosis and Management by Laboratory Methods. 23rd ed. Elsevier; 2017:1057-1070 | Specific IgE from the patient's serum reacts with the allergen of interest, which is covalently coupled to an ImmunoCAP. After washing away nonspecific IgE, enzyme-labeled anti-IgE antibody is added to form a complex. After incubation, unbound anti-IgE is washed away, and the bound complex incubated with a developing agent. After stopping the reaction, the fluorescence of the eluate is measured. Fluorescence is proportional to the amount of specific IgE present in the patient's sample (ie, the higher the fluorescence value, the more IgE antibody is present).(Package insert: ImmunoCAP System Specific IgE FEIA. Phadia; Rev 06/2020) | Same day/1 to 3 days | 14 days | This test has been cleared, approved, or is exempt by the US Food and Drug Administration and is used per manufacturer's instructions. Performance characteristics were verified by Mayo Clinic in a manner consistent with CLIA requirements. | 86003 | Avocado, IgE | 6033-5 | AVOC | Avocado, IgE | 6033-5
AIAES | Axonal Neuropathy, Autoimmune/Paraneoplastic Evaluation, Serum | Evaluation of patients who present with a subacute neurological disorder of undetermined etiology, especially those with known risk factors for cancer Directing a focused search for cancer Investigating neurological symptoms that appear during, or after, cancer therapy, and are not explainable by metastasis Differentiating autoimmune neuropathies from neurotoxic effects of chemotherapy Detecting early evidence of cancer recurrence in previously seropositive patients | APBCS, CS2CS, LG1CS, AINCS, NFLCS, NFHCS, GFACS, IG5CS: Cell Binding Assay (CBA) AGN1S, AGNTS, AMPHS, APHTS, ANN1S, AN1TS, ANN3S, AN3TS, APBIS, APBTS, NIFIS, NIFTS, PCABP, PCAB2, PC1TS, PC2TS, GFAIS, GFATS, CRMTS, IG5TS: Indirect Immunofluorescence Assay (IFA) CRMWS; Western Blot (WB) AGNBS, AMIBS, AN1BS, PC1BS, AN2BS: Immunoblot (IB) | Yes | Axonal, Autoimm/Paraneo, S | If the indirect immunofluorescence assay (IFA) patterns suggest antiglial nuclear antibody-1 (AGNA-1), then the AGNA-1 antibody IFA titer and AGNA-1 antibody immunoblot will be performed at an additional charge. | Patient Preparation: For optimal antibody detection, specimen collection is recommended prior to initiation of immunosuppressant medication or intravenous immunoglobulin (IVIg) treatment. Supplies:Sarstedt Aliquot Tube, 5 mL (T914) Collection Container/Tube: Preferred:Red top Acceptable:Serum gel Submission Container/Tube:Plastic vial Specimen Volume:4 mL Collection Instructions:Centrifuge and aliquot serum into a plastic vial. | 2 mL | Neuropathy patients have variable sensory disturbance (loss or exaggerated sensation) with pain, weakness, and autonomic involvements such as sweat abnormalities, gastrointestinal dysfunction, and lightheadedness on standing. These symptoms result from injury to the distal nerves, roots, ganglia, or their gathering points (nerve plexus in the thighs and arms). Patients may have symmetric or asymmetric involvements of the extremities, trunk, and head, including extraocular muscles. Subacute onsets and asymmetric involvements favor inflammatory or immune causes over inherited or metabolic forms. Depending on the specific inflammatory or immune mediated causes other parts of the nervous system may also be affected (brain, cerebellum, spinal cord). In the evaluation of patients with immune mediated autoantibody neuropathies, nerve conduction studies and needle electromyography can help to classify the neuropathy as either primary axonal, primary demyelinating, or mixed axonal and demyelinating. This evaluation focuses on persons with primary axonal forms. Well established neuronal autoantibodies responsible for axonal neuropathies include antineuronal nuclear antibody (ANNA1 and 3), Purkinje cytoplasmic antibody (PCA1 and 2), amphiphysin antibody, collapsin response mediator protein 5 (CRMP5) antibody, leucine-rich glioma inactivated 1 protein (LGI1) antibody, and contactin-associated response protein 2 (CASPR2) antibody. Other autoantibodies have preliminary evidence to support their association with neuropathy, including antiglial nuclear antibody (AGNA), antineuronal nuclear antibody type 2 (ANNA2), and glial fibrillary acidic protein (GFAP) antibody. A patient's humoral and cellular immune response leads to the neurological syndrome. This may be related to an underlying cancer or unidentified antigen trigger. If related to cancer, it may be a new or recurrent malignancy, is usually limited in metastatic volume, and is often occult by standard imaging procedures. Autoantibodies specific for onconeural proteins found in the plasma membrane, cytoplasm, and nucleus of neurons, glia, or muscle are generated in this immune response and serve as serological markers of paraneoplastic autoimmunity. Cancers recognized in this context most commonly are small-cell lung carcinoma, thymoma, ovarian (or related Mullerian) carcinoma, breast carcinoma, and Hodgkin lymphoma. Pertinent childhood neoplasms recognized thus far include neuroblastoma, thymoma, Hodgkin lymphoma, and chondroblastoma. This evaluation focuses on those antibodies with known associations with varied forms of peripheral axonal neuropathy. Seropositive patients usually present with subacute neurological symptoms of radiculopathy; plexopathy; or sensory, sensorimotor, or autonomic neuropathy, with or without a neuromuscular transmission disorder, such as neuromuscular hyperexcitability. Other peripheral manifestations include cranial neuropathies, especially loss of vision, hearing, smell, or taste. Commonly beyond the peripheral manifestation are encephalopathy, seizures, cerebellar ataxia, and myelopathy. Initial signs may be subtle, but a subacute multifocal and progressive syndrome usually evolves. Sensorimotor neuropathy and cerebellar ataxia are common presentations, but the clinical picture in some patients is dominated by striking gastrointestinal dysmotility and limbic encephalopathy. Some patients may present with mostly pain and have a limited small fiber neuropathy with or without autonomic symptoms. Cancer risk factors include previous or family history of cancer, history of smoking, or social or environmental exposure to carcinogens. | Test ID,Reporting name,Methodology,Reference value, AIAEI,Autoimmune Axonal Interp, S,Medical interpretation,NA, AGN1S,Anti-Glial Nuclear Ab, Type 1,IFA,Negative, AMPHS,Amphiphysin Ab, S,IFA,Negative, ANN1S,ANNA-1, S,IFA,Negative, ANN3S,ANNA-3, S,IFA,Negative, APBIS,AP3B2 IFA, S,IFA,Negative, CRMWS,CRMP-5-IgG Western Blot, S,WB,Negative, CS2CS,CASPR2-IgG CBA, S,CBA,Negative, IG5CS,IgLON5 CBA, S,CBA,Negative, LG1CS,LGI1-IgG CBA, S,CBA,Negative, NIFIS,NIF IFA, S,IFA,Negative, PCAB2,PCA-2, S,IFA,Negative, PCABP,PCA-1, S,IFA,Negative, GFAIS,GFAP IFA, S,IFA,Negative, Test ID,Reporting name,Methodology,Reference value, AGNBS,AGNA-1 Immunoblot, S,IB,Negative, AGNTS,AGNA-1 Titer, S,IFA,<1:240, AINCS,Alpha Internexin CBA, S,CBA,Negative, AMIBS,Amphiphysin Immunoblot, S,IB,Negative, AN1BS,ANNA-1 Immunoblot, S,IB,Negative, AN1TS,ANNA-1 Titer, S,IFA,<1:240, AN2BS,ANNA-2 Immunoblot, S,IB,Negative, AN3TS,ANNA-3 Titer, S,IFA,<1:240, APBCS,AP3B2 CBA, S,CBA,Negative, APBTS,AP3B2 IFA Titer, S,IFA,<1:240, APHTS,Amphiphysin Ab Titer, S,IFA,<1:240, CRMTS,CRMP-5-IgG Titer, S,IFA,<1:240, GFACS,GFAP CBA, S,CBA,Negative, GFATS,GFAP IFA Titer, S,IFA,<1:240, IG5TS,IgLON5 IFA Titer, S,IFA,<1:240, NFHCS,NIF Heavy Chain CBA, S,CBA,Negative, NFLCS,NIF Light Chain CBA, S,CBA,Negative, NIFTS,NIF IFA Titer, S,IFA,<1:240, PC1BS,PCA-1 Immunoblot, S,IB,Negative, PC1TS,PCA-1 Titer, S,IFA,<1:240, PC2TS,PCA-2 Titer, S,IFA,<1:240, | Antibodies directed at onconeural proteins shared by neurons, glia, muscle, and certain cancers are valuable serological markers of a patient's immune response to cancer. They are not found in healthy subjects and are usually accompanied by subacute neurological signs and symptoms. Several autoantibodies have a syndromic association, but no autoantibody predicts a specific neurological syndrome. More than one paraneoplastic autoantibody may be detected and associated with specific cancers. | Negative results do not exclude the possibility of a cancer diagnosis. Intravenous immunoglobulin treatment prior to the serum collection may cause a false-positive result. | 1. Klein CJ Autoimmune-mediated peripheral neuropathies and autoimmune pain. In: Pittock SJ, Vincent A, eds. Autoimmune Neurology. Elsevier; 2016:417-446. Aminoff MJ, Boller F, Swaab DF, eds. Handbook of Clinical Neurology; vol 133 2. Cutsforth-Gregory JK, McKeon A, Coon EA, et al. Ganglionic antibody level as a predictor of severity of autonomic failure. Mayo Clin Proc. 2018;93(10):1440-1447 3. Wei YC, Huang CC, Liu CH, Kuo HC, Lin JJ. Peripheral neuropathy in limbic encephalitis with anti-glutamate receptor antibodies: Case report and systematic literature review. Brain Behav. 2017;7(9):e00779 4. Lucchinetti CF, Kimmel DW, Lennon VA. Paraneoplastic and oncologic profiles of patients seropositive for type 1 antineuronal nuclear autoantibodies. Neurology. 1998;50(3):652-657. doi:10.1212/wnl.50.3.652 5. Pittock SJ, Lucchinetti CF, Lennon VA. Anti-neuronal nuclear autoantibody type 2: paraneoplastic accompaniments. Ann Neurol. 2003;53(5):580-587 6. Chan KH, Vernino S, Lennon VA. ANNA-3 anti-neuronal nuclear antibody: marker of lung cancer-related autoimmunity. Ann Neurol. 2001;50(3):301-311 7. Dubey D, Lennon VA, Gadoth A, et al. Autoimmune CRMP5 neuropathy phenotype and outcome defined from 105 cases. Neurology. 2018;90(2):e103-e110 8. Gadoth A, Pittock SJ, Dubey D, et al. Expanded phenotypes and outcomes among 256 LGI1/CASPR2-IgG-positive patients. Ann Neurol. 2017;82(1):79-92 9. Honnorat J, Trouillas P, Thivolet C, Aguera M, Belin MF. Autoantibodies to glutamate decarboxylase in a patient with cerebellar cortical atrophy, peripheral neuropathy, and slow eye movements. Arch Neurol. 1995;52(5):462-468 10. McKeon A, Tracy JA. GAD65 neurological autoimmunity. Muscle Nerve. 2017;56(1):15-27 11. Bradshaw MJ, Haluska P, McKeon A, Klein CJ. Multifocal neuropathy as the presenting symptom of Purkinje cell cytoplasmic autoantibody-1. Muscle Nerve. 2013;48:827-831 12. Pittock SJ, Lucchinetti CF, Parisi JE, et al. Amphiphysin autoimmunity: paraneoplastic accompaniments. Ann Neurol. 2005;58(1):96-107 | Cell-Binding Assay: Patient sample is applied to a composite slide containing transfected and nontransfected HEK-293 cells. After incubation and washing, fluorescein-conjugated goat-antihuman IgG is applied to detect the presence of patient IgG binding.(Package insert: IIFT: Neurology Mosaics, Instructions for the indirect immunofluorescence test. EUROIMMUN; FA_112d-1_A_UK_C13, 02/2019) Indirect Immunofluorescence Assay: The patient's sample is tested by a standardized immunofluorescence assay that uses a composite frozen section of mouse cerebellum, kidney, and gut tissues. After incubation with sample and washing, fluorescein-conjugated goat-antihuman IgG is applied. Neuron-specific autoantibodies are identified by their characteristic fluorescence staining patterns. Samples that are scored positive for any neuronal nuclear or cytoplasmic autoantibody are titrated to an endpoint. Interference by coexisting non-neuron-specific autoantibodies can usually be eliminated by serologic absorption.(Honorat JA, Komorowski L, Josephs KA, et al. IgLON5 antibody: neurological accompaniments and outcomes in 20 patients. Neurol Neuroimmunol Neuroinflamm. 2017;4[5]:e385. doi:10.1212/NXI.0000000000000385) Western Blot: Full-length recombinant human collapsin response mediator protein 5 (CRMP-5) antigen is used to detect CRMP-5-IgG using traditional western blot.(Yu Z, Kryzer TJ, Griesmann GE, et al. CRMP-5 neuronal autoantibody: marker of lung cancer and thymoma-related autoimmunity. Ann Neurol. 2001;49[2]:145-154;Dubey D, Jitprapaikulsan J, Bi H, et al.Amphiphysin-IgG autoimmune neuropathy: A recognizable clinicopathologic syndrome.Neurology. 2019;93[20]:e1873-e1880. doi:10.1212/WNL.0000000000008472) Immunoblot: All steps are performed at ambient temperature (18-28 degrees C) utilizing the EUROBlot One instrument. Diluted patient serum is added to test strips (strips containing recombinant antigen manufactured and purified using biochemical methods) in individual channels and incubated for 30 minutes. Positive serum samples will bind to the purified recombinant antigen and negative serum samples will not bind. Strips are washed to remove unbound serum antibodies and then are incubated with antihuman IgG antibodies (alkaline phosphatase-labelled) for 30 minutes. The strips are again washed to remove unbound antihuman IgG antibodies and nitroblue tetrazolium chloride/5-bromo-4-chloro-3-indolylphosphate substrate is added. Alkaline phosphatase enzyme converts the soluble substrate into a colored insoluble product on the membrane to produces a black band. Strips are digitized via picture capture on the EUROBlot One instrument and evaluated with the EUROLineScan software.(O'ConnorK, Waters P, Komorowski L, et al.GABAA receptor autoimmunity: A multicenter experience.Neurol Neuroimmunol Neuroinflamm. 2019;6[3]:e552. doi:10.1212/NXI.0000000000000552) | 8 to 12 days | 28 days | This test was developed and its performance characteristics determined by Mayo Clinic in a manner consistent with CLIA requirements. It has not been cleared or approved by the US Food and Drug Administration. | 86255 x 128418284182 AGNBS (if appropriate)86256 AGNTS (if appropriate)86255 AINCS (if appropriate)84182 AMIBS (if appropriate)84182 AN1BS (if appropriate)86256 AN1TS (if appropriate)84182 AN2BS (if appropriate)86256 AN3TS (if appropriate)86255 APBCS (if appropriate)86256 APBTS (if appropriate)86256 APHTS (if appropriate)86256 CRMTS (if appropriate)86255 GFACS (if appropriate)86256 GFATS (if appropriate)86256 IG5TS (if appropriate)86255 NFHCS (if appropriate)86255 NFLCS (if appropriate)86256 NIFTS (if appropriate)84182 PC1BS (if appropriate)86256 PC1TS (if appropriate)86256 PC2TS (if appropriate) | Axonal, Autoimm/Paraneo, S | 94695-4 | 615863 | AP3B2 IFA, S | 101907-4
FAZAT | Azathioprine (Imuran) as 6-Mercaptopurine |  | High Performance Liquid Chromatography with Ultraviolet Detection (HPLC-UV) | Yes | Azathioprine (Imuran) | Varies | Submit only 1 of the following specimens: Plasma Draw blood in a green-top (sodium heparin) tube(s),plasma gel tube is not acceptable.Spin down and send 2 mL of sodium heparin plasma refrigerated in a plastic vial. Serum Draw blood in a plain, red-top tube(s),serum gel tube is not acceptable.Spin down and send 2 mL of serum refrigerated in a plastic vial. | 0.3 mL |  | Units:ng/mL Azathioprine is measured as the metabolite, 6-mercaptopurine. Therapeutic and toxic ranges have not been established. Usual therapeutic doses produce 6-mercaptopurine serum concentrations of less than 1000 ng/ml. |  |  |  |  | 5 to 9 days |  |  | 80299 | Azathioprine (Imuran) | 16419-4 | Z2055 | 6-Mercaptopurine | 16419-4
FAZSP | Azole Susceptibility Panel |  | CLSI Broth dilution | Yes | Azole Susceptibility Panel | Varies | Container/Tube:Agar slant or other appropriate media Specimen volume:Organism in pure culture Complete and submit with specimen: 1.Fungus Testing Lab request form Collection Instructions: 1. Organism must be in pure culture, actively growing. 2. Place specimen in a large infectious container (T146) and label as etiologic agent/infectious substance. | [7 empty] | 7 to 21 days |  |  | 87999-Unlisted Microbiology Procedure (Refer to patient report to apply the appropriate CPT code in place of this unlisted CPT code based on specimen organism.)87188 x 4 for mould MIC microdilution or agar dilution (if appropriate)87186 x 4 for yeast MIC microdilution or agar dilution (if appropriate) | Azole Susceptibility Panel | Not Provided | FAZSP | Azole Susceptibility Panel | Not Provided
CTNBT | B-Catenin Mutation Analysis, Next-Generation Sequencing, Tumor | Distinguishing desmoid-type fibromatosis from other soft tissue tumors by assessing gene targets within the beta-catenin (CTNNB1) gene | Sequence Capture and Targeted Next-Generation Sequencing (NGS) | Yes | B-Catenin Mutations Analysis, Tumor | When this test is ordered, slide review will always be performed at an additional charge. | This assay requires at least 20% tumor nuclei. -Preferred amount of tumor area with sufficient percent tumor nuclei: tissue 216 mm(2) -Minimum amount of tumor area: tissue 36 mm(2) -These amounts are cumulative over up to 10 unstained slides and must have adequate percent tumor nuclei. -Tissue fixation: 10% neutral buffered formalin, not decalcified -For specimen preparation guidance, seeTissue Requirement for Solid Tumor Next-Generation Sequencing. In this document, the sizes are given as 4 mm x 4 mm x 10 slides as preferred: approximate/equivalent to 144 mm(2) and the minimum as 3 mm x 1 mm x 10 slides: approximate/equivalent to 36 mm(2) Preferred: Specimen Type:Tissue block Collection Instructions: Submit a formalin-fixed, paraffin-embedded tissue block with acceptable amount of tumor tissue. Acceptable: Specimen Type:Tissue slides Slides: 1 Stained and 10 unstained Collection Instructions: Submit 1 slide stained with hematoxylin and eosin and 10 unstained, nonbaked slides with 5-micron thick sections of the tumor tissue. Note:The total amount of required tumor nuclei can be obtained by scraping up to 10 slides from the same block. Additional Information: Unused unstained slides will not be returned. Specimen Type:Cytology slides (direct smears or ThinPrep) Slides:1 to 3 Slides Collection Instructions:Submit 1 to 3 slides stained and coverslipped with a preferred total of 5000 nucleated cells, or a minimum of at least 3000 nucleated cells. Note:Glass coverslips are preferred; plastic coverslips are acceptable but will result in longer turnaround times. Additional Information: Cytology slides will not be returned. | See Specimen Required | Desmoid-type fibromatosis is a locally invasive soft tissue tumor. The histological diagnosis of desmoid-type fibromatosis is challenging. Mutations in exon 3 of the beta-catenin (CTNNB1) gene have been identified in 50% to 87% of desmoid-type fibromatosis, including T41A (121 A>G), S45P (133 T>C), and S45F (134 C>T), but not in other soft tissue tumors. Patients harboring beta-catenin mutations may have a higher recurrence rate compared to the patients with wildtype beta-catenin. This test uses formalin-fixed paraffin-embedded tissue or cytology slides to assess for common somatic mutations in the beta-catenin gene known to be associated with desmoid-type fibromatosis. The results of this test can be useful for supporting a diagnosis of desmoid-type fibromatosis and predicting prognosis. | An interpretive report will be provided. | The interpretation of molecular biomarker analysis includes an overview of the results and the associated diagnostic, prognostic, and therapeutic implications. | This test cannot differentiate between somatic and germline alterations. Additional testing may be necessary to clarify the significance of results if there is a potential hereditary risk. DNA variants of uncertain significance may be identified. A negative result does not rule out the presence of a variant that may be present below the limits of detection of this assay. The analytical sensitivity of this assay for sequence reportable alterations is 5% mutant allele frequency with a minimum coverage of 500X in a sample with 20% or more tumor content. Point mutations and small insertion/deletion mutations will be detected in the beta-catenin (CTNNB1) gene only. This test may detect single exon deletions but does not detect multi-exon deletions, duplications, or genomic copy number variants. Variant allele frequency (VAF) is the percentage of sequencing reads supporting a specific variant divided by the total sequencing reads at that position. In somatic testing, VAF should be interpreted in the context of several factors including, but not limited to: tumor purity/heterogeneity/copy number status (ploidy, gains/losses, loss of heterozygosity) and sequencing artifact/misalignment.(1,2) Rare polymorphisms may be present that could lead to false-negative or false-positive results. Test results should be interpreted in the context of clinical, tumor sampling, histopathological, and other laboratory data. If results obtained do not match other clinical or laboratory findings, contact the laboratory for discussion. Misinterpretation of results may occur if the information provided is inaccurate or incomplete. Reliable results are dependent on adequate specimen collection and processing. This test has been validated on cytology slides and formalin-fixed, paraffin-embedded tissues; other types of fixatives are discouraged. Improper treatment of tissues, such as decalcification, may cause polymerase chain reaction failure. | 1. Strom SP. Current practices and guidelines for clinical next-generation sequencing oncology testing. Cancer Biol Med. 2016;13(1):3-11. doi:10.28092/j.issn.2095-3941.2016.0004 2. Spurr L, Li M, Alomran N, et al: Systematic pan-cancer analysis of somatic allele frequency. Sci Rep. 2018;8(1):7735. Published 2018 May 16. doi:10.1038/s41598-018-25462-0 3. Lazar AJ, Tuvin D, Hajibashi S, et al: Specific mutations in the beta-catenin gene (CTNNB1) correlate with local recurrence in sporadic desmoid tumors. Am J Pathol. 2008;173(5):1518-1527 4. Amary MF, Pauwels P, Meulemans E, et al: Detection of beta-catenin mutations in paraffin-embedded sporadic desmoid-type fibromatosis by mutation-specific restriction enzyme digestion (MSRED): an ancillary diagnostic tool. Am J Surg Pathol. 2007;31(9):1299-1309 5. Domont J, Salas S, Lacroix L, et al: High frequency of beta-catenin heterozygous mutations in extra-abdominal fibromatosis: a potential molecular tool for disease management. Br J Cancer. 2010;102(6):1032-1036 | Next-generation sequencing is performed to evaluate the presence of a mutation in all coding regions of theCTNNB1gene. SeeTargeted Genes and Methodology Details for B-Catenin Mutation Analysisfor details regarding the targeted gene regions evaluated by this test.(Unpublished Mayo method) A pathology review and macro dissection to enrich for tumor cells are performed prior to slide scraping. | 12 to 20 days | FFPE tissue block: Unused portions of blocks will be returned within 10 to 14 days after testing is complete; FFPE tissue/cytology slides: Unused tissue slides are stored indefinitely; Digital images are obtained and stored for all slides used in testing | This test was developed and its performance characteristics determined by Mayo Clinic in a manner consistent with CLIA requirements. It has not been cleared or approved by the US Food and Drug Administration. | 88381-Microdissection, manual81479 | B-Catenin Mutations Analysis, Tumor | 103678-9 | 617928 | Released By | 18771-6
COGBF | B-Cell Acute Lymphoblastic Leukemia/Lymphoma (ALL), Children's Oncology Group Enrollment Testing, FISH, Varies | Evaluation of pediatric bone marrow and peripheral blood specimens by fluorescence in situ hybridization probe analysis for classic rearrangements and chromosomal copy number changes associated with B-cell acute lymphoblastic leukemia/lymphoma (B-ALL) and Philadelphia chromosome-like acute lymphoblastic leukemia (Ph-like ALL) in patients being considered for enrollment in Children's Oncology Group (COG) clinical trials and research protocols As an adjunct to conventional chromosome studies in performed in pediatric patients with B-ALL and Ph-like ALL being considered for enrollment in COG protocols | Fluorescence In Situ Hybridization (FISH) | Yes | COG, ALL (B-cell), FISH | This test is only performed on specimens from pediatric patients being considered for enrollment in a Children's Oncology Group (COG) protocol. | Submit only 1 of the following specimens: Preferred: Specimen Type:Bone marrow Container/Tube: Preferred:Yellow top (ACD) Acceptable:Green top (heparin) or lavender top (EDTA) Specimen Volume:2 to 3 mL Collection Instructions: 1. It is preferable to send the first aspirate from the bone marrow collection. 2. Invert several times to mix bone marrow. 3. Send bone marrow specimen in original tube.Do not aliquot. Acceptable: Specimen Type:Blood Container/Tube: Preferred:Yellow top (ACD) Acceptable:Green top (heparin) or lavender top (EDTA) Specimen Volume:6 mL Collection Instructions: 1. Invert several times to mix blood. 2. Send whole blood specimen in original tube.Do not aliquot. | Blood: 2 mL Bone Marrow: 1 mL | In the United States, the incidence of acute lymphoblastic leukemia (ALL) is roughly 6000 new cases per year (as of 2019). ALL accounts for approximately 70% of all childhood leukemia cases (ages 0-19 years), making it the most common type of childhood cancer. Approximately 85% of pediatric cases of ALL are B-cell lineage (B-ALL) and 15% are T-cell lineage (T-ALL). It has a peak incidence at 2 to 5 years of age. The incidence decreases with increasing age, before increasing again at around 50 years of age. ALL is slightly more common in male patients than female patients. There is an increased incidence of ALL in individuals with Down syndrome, Fanconi anemia, Bloom syndrome, ataxia telangiectasia, X-linked agammaglobulinemia, and severe combined immunodeficiency. The overall cure rate for ALL in children is about 90% and about 45% to 60% of adults have long-term disease-free survival.CRLF2/IGHrearrangements are more commonly observed in patients with Down syndrome or of Hispanic descent. Specific genetic abnormalities are identified in the majority of cases of B-ALL, either by conventional chromosome studies or fluorescence in situ hybridization (FISH) studies.For more than 25 years, the Mayo Clinic Genomics Laboratory has served as a Children's Oncology Group (COG) accredited laboratory for the performance of cytogenetic testing inpediatricpatients being considered forenrollmentin COG clinical trials and research.The laboratory is highly equipped to perform the time sensitive and critical cytogenetic testing necessary to assign risk stratification and facilitate enrollment in COG protocols. Each of the B-ALL genetic subgroups is important to detect and can be critical prognostic markers. The decision for early transplantation may be made if t(9;22)(q34;q11.2),MLL(KMT2A) translocations,RUNX1duplication/amplification (iAMP21) or a hypodiploid clone is identified. In contrast, if theETV6/RUNX1fusion is detected by FISH or hyperdiploidy is identified by chromosome studies, the patient has a favorable prognosis and transplantation is rarely considered. A newly recognized World Health Organization entityBCR-ABL1-like ALL, also known as Philadelphia chromosome-like acute lymphoblastic leukemia (Ph-like ALL), is increasing in importance due to the poor prognosis seen in pediatric, adolescent, and young adult ALL. Common features of this entity involve rearrangements with tyrosine kinase genes involving the following genes:ABL2, PDGFRB, JAK2,ABL1, CRLF2,andP2RY8.Deletion ofIKZF1often accompanies this entity. Some patients who have failed conventional therapies have demonstrated favorable responses to targeted therapies in clinical trials when rearrangements involving these specific gene regions have been identified. Evaluation of theMYCgene region is included in all diagnostic B-ALL panels to evaluate for Burkitt lymphoma. If a positive result is obtained, additional testing for theBCL2andBCL6gene regions will be performed. Metaphase FISH confirmation of classic translocations that are cryptic and not visually detectable by chromosome analysis [ie, t(12;21) associated withETV6/RUNX1fusion] is performed, as required by COG, and is included as part of the electronic case submission by the Mayo Clinic Genomics Laboratory to COG for central review. Additional cytogenetic techniques such as chromosomal microarray (CMAH / Chromosomal Microarray, Hematologic Disorders, Varies) may be helpful to resolve questions related to ploidy (hyperdiploid clone vs doubled hypodiploid clone) or to resolve certain clonal structural rearrangements such as the presence or absence of intra-chromosomal amplification of chromosome 21 (iAMP21). A summary of the characteristic chromosome abnormalities identified in B-ALL is listed in the following table. Table.Common Chromosome Abnormalities in B-cell Acute Lymphoblastic Leukemia Leukemia type Cytogenetic change Typical demographic Risk category B-cell acute lymphoblasticleukemia t(12;21)(p13;q22),ETV6(TEL)/RUNX1(AML1) Pediatric Favorable Hyperdiploidy Pediatric Favorable t(1;19)(q23;p13.3),PBX1/TCF3 Pediatric Intermediate t(9;22)(q34;q11.2),BCR/ABL1 Pediatric/adult Unfavorable iAMP21,RUNX1 Pediatric Unfavorable del(9p),CDKN2A(p16) All ages Unknown t(11q23;var),MLL Allages Unfavorable t(4;11)(q21;q23),AFF1(AF4)/MLL Allages Unfavorable t(6 ;11)(q27;q23),MLLT4(AFDN)/MLL Allages Unfavorable t(9;11)(p22;q23),MLLT3(AF9)/MLL Allages Unfavorable t(10;11)(p12;q23),MLLT10/MLL Allages Unfavorable t(11;19)(q23;p13.1),MLL/ELL Allages Unfavorable t(11;19)(q23;p13.3),MLL/MLLT1(ENL) Allages Unfavorable t(14q32;var),IGH Allages Variable t(X;14)(p22;q32)/t(Y;14)(p11;q32),CRLF2/IGH Adolescent/young adult Unfavorable t(Xp22.33;var) or t(Yp11.32;var),CRLF2 Allages Unfavorable t(Xp22.3;var) or t(Yp11.32;var),P2RY8 Allages Unfavorable -17/17p-,TP53 Allages Unfavorable t(8q24.1;var),MYC Pediatric/ adolescent/ young adult Complex karyotype (> or =4 abnormalities) Adult Unfavorable Low hypodiploidy/near triploidy Adult Unfavorable Near-haploid/hypodiploid All ages Unfavorable 7p-,IKZF1 All ages Unfavorable in absence of ERG deletion Philadelphia chromosome-like acute lymphoblastic leukemia (Ph-like ALL) t(1q25;var),ABL2 Pediatric/ adolescent/ young adult Unfavorable t(5q32;var),PDGFRB t(9p24.1;var),JAK2 t(9q34;var),ABL1 t(Xp22.33;var) or t(Yp11.32;var),CRLF2 t(Xp22.33;var) or t(Yp11.32;var),P2RY8 | An interpretive report will be provided. | A neoplastic clone is detected when the percent of cells with an abnormality exceeds the normal reference range for any given probe. The absence of an abnormal clone does not rule out the presence of a neoplastic disorder. | This test is not approved by the US Food and Drug Administration, and it is best used as an adjunct to clinical and pathologic information. Fluorescence in situ hybridization (FISH) is not a substitute for conventional chromosome studies because the latter detects chromosome abnormalities associated with other hematological disorders that would be missed by this FISH panel test. Bone marrow is the preferred specimen type for this FISH test. If bone marrow is not available, a blood specimen may be used if there are malignant cells in the blood specimen (as verified by a hematopathologist). | 1. Moorman AV, Harrison CJ, Buck GAN, et al: Karyotype is an independent prognostic factor in adult acute lymphoblastic leukemia (ALL): analysis of cytogenetic data from patients treated on the Medical Research Council (MRC) UKALLXII/Eastern Cooperative Oncology Group (ECOG) 2993 trial. Blood. 2007 Apr 15;109(8):3189-3197 2. Moorman AV: The clinical relevance of chromosomal and genetic abnormalities in B-cell precursor acute lymphoblastic leukemia. Blood Rev. 2012 May;26(3):123-135 3. Roberts KG, Li Y, Payne-Turner D, et al: Targetable kinase-activating lesions in Ph-like acute lymphoblastic leukemia. N Engl J Med. 2014 Sep 11;371(11):1005-1015 4. Mullighan CG: The genomic landscape of acute lymphoblastic leukemia in children and young adults. Hematology Am Soc Hematol Educ Program.2014 Dec 5;2014(1):174-180.doi: 10.1182/asheducation-2014.1.174 5.Swerdlow SH,Campo E, HarrisNL, et al, eds: WHO Classification of Tumours. Vol 2.WHO Classification of Tumours of Haematopoietic and Lymphoid Tissues. 4th ed. IARC Press; 2017 | This test is performed using commercially available and laboratory-developedprobes. Deletion of theCDKN2Alocus on chromosome 9,TP53on chromosome 17, deletion ofIKZF1on chromosome 7, and gain of chromosomes 4, 10, and 17 are detected using enumeration strategy probes.Rearrangements involvingABL2, PDGFRB,MYC,JAK2,ABL1, MLL, ETV6, IGH,MYC,CRLF2andP2RY8are detected using a dual-color break-apart (BAP) strategy probe.Dual-color, dual-fusion fluorescence in situ hybridization (D-FISH) strategy probe sets are used to detect t(X/Y;14), t(9;22), t(12;21), t(1;19),and in reflex testing when rearrangements of theMLLgene is detected. If aMYCgene region separation is identified, break-apartBCL2andBCL6will be evaluated using a dual-color break-apart (BAP) strategy probe.For enumeration and BAP strategy probe sets, 100 interphase nuclei are scored; 200 interphase nuclei are scored when D-FISH probes are used. Results are expressed as the percent abnormal nuclei.(Unpublished Mayo method) | 7 to 10 days | 4 weeks | This test was developed and its performance characteristics determined by Mayo Clinic in a manner consistent with CLIA requirements. It has not been cleared or approved by the US Food and Drug Administration. | 88271 x 2, 88275, 88291-FISH Probe, Analysis, Interpretation; 1 probe set88271 x 2, 88275-FISH Probe, Analysis; each additional probe set (if appropriate) | COG, ALL (B-cell), FISH | 102100-5 | 602305 | Released By | 18771-6
BALAF | B-Cell Acute Lymphoblastic Leukemia/Lymphoma (ALL), FISH, Adult, Varies | Detecting, at diagnosis, recurrent common chromosome abnormalities associated with B-cell acute lymphoblastic leukemia/lymphoma (B-ALL/LBL) and Philadelphia chromosome-like acute lymphoblastic leukemia (Ph-like ALL) in adult patients As an adjunct to conventional chromosome studies in patients with B-ALL/LBL Evaluating specimens in which chromosome studies are unsuccessful This testshould not be usedto screen for residual B-ALL/LBL. | Fluorescence In Situ Hybridization (FISH) | Yes | Adult ALL (B-cell), FISH | This test includes a charge for the probe application, analysis, and professional interpretation of results for 2 probe sets (4 individual fluorescence in situ hybridization [FISH] probes). Additional charges will be incurred for all reflex or additional probe sets performed. | Submit only 1 of the following specimens: Preferred Specimen Type:Bone marrow Container/Tube: Preferred:Yellow top (ACD) Acceptable:Green top (heparin) or lavender top (EDTA) Specimen Volume:2 to 3 mL Collection Instructions: 1. It is preferable to send the first aspirate from the bone marrow collection. 2. Invert several times to mix bone marrow. 3. Send bone marrow specimen in original tube.Do not aliquot. Acceptable Specimen Type:Whole blood Container/Tube: Preferred:Yellow top (ACD) Acceptable:Green top (heparin) or lavender top (EDTA) Specimen Volume:6 mL Collection Instructions: 1. Invert several times to mix blood. 2. Send whole blood specimen in original tube.Do not aliquot. | Whole blood: 2 mL; Bone marrow: 1 mL | In the United States, the incidence of B-lymphoblastic leukemia/lymphoma (B-ALL/LBL) is roughly 6000 new cases per year, or approximately 1 in 50,000. B-ALL/LBL accounts for approximately 70% of all childhood leukemia cases (ages 0 to 19 years), making it the most common type of childhood cancer. It has a peak incidence at 2 to 5 years of age. This incidence decreases with age before increasing again at around 50 years of age. B-ALL/LBL is slightly more common in male patients than female patients. There is also an increased incidence of B-ALL/LBL in individuals with genetic conditions such as Down syndrome, Fanconi anemia, Bloom syndrome, ataxia telangiectasia, Li-Fraumeni syndrome, X-linked agammaglobulinemia, and severe combined immunodeficiency. The overall cure rate for B-ALL/LBL in children is approximately 90%, and about 45% to 60% of adults have long-term disease-free survival. Of note,CRLF2::IGHfusion is more commonly observed in patients with Down syndrome or of Hispanic descent. Specific cytogenetic abnormalities are identified in the majority of cases of B-ALL/LBL, by conventional chromosome studies and/or fluorescence in situ hybridization (FISH) studies. B-ALL genetic subgroups are important to detect and can be critical prognostic markers. For example, a decision for early transplantation may be made ifBCR::ABL1fusion,KMT2Arearrangement, iAMP21, or a hypodiploid clone is identified. In contrast, ifETV6::RUNX1fusion or hyperdiploidy is identified, the patient has a more favorable prognosis and transplantation is rarely initially considered. A newly recognized World Health Organization entity calledBCR-ABL1-like ALL, also known as Philadelphia chromosome-like acute lymphoblastic leukemia, is increasing in importance due to the poor prognosis seen in pediatric, adolescent, and young adult ALL. Common features of this entity involve rearrangements with tyrosine kinase genes involving the following genes:ABL2,PDGFRB,JAK2,ABL1,CRLF2, andP2RY8, as well as deletions involvingIKZF1. Patients who have failed conventional therapies have demonstrated favorable responses to targeted therapies when rearrangements involving these specific gene regions have been identified. Evaluation of theMYCgene region is included in all diagnostic pediatric B-ALL panels to evaluate for Burkitt lymphoma. If a positive result is obtained, additional testing for theBCL2andBCL6gene regions may be considered. Per National Comprehensive Cancer Network guidelines, a combination of cytogenetic and FISH testing is currently recommended in all pediatric and adult patients with B-ALL/lymphoblastic lymphoma (LBL). Additional cytogenetic techniques such as chromosomal microarray (CMAH / Chromosomal Microarray, Hematologic Disorders, Varies) may be helpful to resolve questions related to ploidy (hyperdiploid clone vs doubled hypodiploid clone) or to resolve certain clonal structural rearrangements such as the presence or absence of intra-chromosomal amplification of chromosome 21 (iAMP21). A summary of the characteristic chromosome abnormalities identified in B-ALL is listed in the following table. Table.Common Chromosome Abnormalities in B-cell Acute Lymphoblastic Leukemia Leukemia type Cytogenetic change Typical demographic Risk category B-acute lymphoblastic leukemia t(12;21)(p13;q22),ETV6::RUNX1 Pediatric Favorable Hyperdiploidy Pediatric Favorable t(1;19)(q23;p13.3),PBX1::TCF3 Pediatric Intermediate to favorable t(9;22)(q34;q11.2),BCR::ABL1 All ages Unfavorable iAMP21,RUNX1 Pediatric Unfavorable del(9p),CDKN2A All ages Unknown t(11q23;var),MLLrearrangement All ages Unfavorable t(4;11)(q21;q23),AFF1::MLL All ages Unfavorable t(6;11)(q27;q23), MLLT4(AFDN)::MLL All ages Unfavorable t(9;11)(p22;q23),MLLT3::MLL All ages Unfavorable t(10;11)(p12;q23),MLLT10::MLL All ages Unfavorable t(11;19)(q23;p13.1),MLL::ELL All ages Unfavorable t(11;19)(q23;p13.3),MLL::MLLT1 All ages Unfavorable t(14q32;var),IGHrearrangement All ages Variable t(X;14)(p22;q32)/t(Y;14)(p11;q32),CRLF2::IGH Adolescent/ young adult Unfavorable t(Xp22.33;var) or t(Yp11.32;var),CRLF2rearrangement All ages Unfavorable t(Xp22.33;var) or t(Yp11.32;var),P2RY8rearrangement All ages Unfavorable -17/17p-,TP53 All ages Unfavorable t(8q24.2;var),MYCrearrangement*representing Burkitt or other mature B-cell lymphoma Pediatric/ adolescent/ young adult Complex karyotype (> or =4 abnormalities) Adult Unfavorable Low hypodiploidy/near triploidy Adult Unfavorable Near-haploid/hypodiploid All ages Unfavorable del(7p)IKZF1 All ages Unfavorable in absence ofERGdeletion Philadelphia chromosome-like acute lymphoblastic leukemia (Ph-like ALL) t(1q25;var),ABL2 Pediatric/ adolescent/ young adult Unfavorable t(5q32;var),PDGFRB t(9p24.1;var),JAK2 t(9q34;var),ABL1 t(Xp22.33;var) or t(Yp11.32;var),CRLF2 t(Xp22.33;var) or t(Yp11.32;var),P2RY8 | An interpretive report will be provided. | A neoplastic clone is detected when the percent of cells with an abnormality exceeds the normal reference range for any given probe set. The absence of an abnormal clone does not rule out the presence of an acute B-cell lymphoblastic leukemia/lymphoma or another neoplastic disorder. | This test is not approved by the US Food and Drug Administration, and it is best used as an adjunct to clinical and pathologic information. Fluorescence in situ hybridization (FISH) is not a substitute for conventional chromosome studies because the latter detects chromosome abnormalities associated with other hematological disorders that would be missed in a targeted B-ALL FISH panel test. Bone marrow is the preferred specimen type for this FISH test. If bone marrow is not available, a blood specimen may be used if there are circulating malignant cells in the blood specimen (as verified by a hematopathologist). | 1. Moorman AV, Harrison CJ, Buck GA, et al. Karyotype is an independent prognostic factor in adult acute lymphoblastic leukemia (ALL): analysis of cytogenetic data from patients treated on the Medical Research Council (MRC) UKALLXII/Eastern Cooperative Oncology Group (ECOG) 2993 trial. Blood. 2007;109(8):3189-3197. doi:10.1182/blood-2006-10-051912 2. Moorman AV. The clinical relevance of chromosomal and genetic abnormalities in B-cell precursor acute lymphoblastic leukemia. Blood Rev. 2012;26:123-135. doi:10.1016/j.blre.2012.01.001 3. Roberts KG, Li Y, Payne-Turner D, et al. Targetable kinase-activating lesions in Ph-like acute lymphoblastic leukemia. N Engl J Med. 2014;371(11):1005-1015. doi:10.1056/NEJMoa1403088 4. Mullighan CG. The genomic landscape of acute lymphoblastic leukemia in children and young adults. Hematology Am Soc Hematol Educ Program. 2014;2014(1):174-180. doi:10.1182/asheducation-2014.1.174 5. Swerdlow SH, Campo E, Harris NL, et al, eds. WHO Classification of Tumours of Haematopoietic and Lymphoid Tissues. 4th ed. IARC Press; 2017. WHO Classification of Tumours. Vol 2. | This test is performed using commercially available and laboratory-developed probes. Deletion of theCDKN2Alocus on chromosome 9,TP53on chromosome 17, deletion ofIKZF1on chromosome 7, and gain of chromosomes 4, 10, and 17 are detected using enumeration strategy probes. Rearrangements involvingABL2, PDGFRB, MYC,JAK2,ABL1, MLL, IGH,CRLF2,andP2RY8are detected using a dual-color break-apart (BAP) strategy probe. Dual-color, dual-fusion fluorescence in situ hybridization (D-FISH) strategy probe sets are used to detect t(X/Y;14), t(9;22), t(12;21), t(1;19), and in reflex testing when rearrangements of theMLLandIGHgenes are detected. Amplification ofRUNX1(21q22) is detected using a D-FISH probe set to enumerate copies of the RUNX1 probe. For enumeration and BAP strategy probe sets, 100 interphase nuclei are scored; 200 interphase nuclei are scored when D-FISH probes are used. Results are expressed as the percent abnormal nuclei.(Unpublished Mayo method) | 7 to 10 days | 4 weeks | This test was developed and its performance characteristics determined by Mayo Clinic in a manner consistent with CLIA requirements. It has not been cleared or approved by the US Food and Drug Administration. | 88271 x4,88275 x2, 88291 - FISH Probe, Analysis, Interpretation; 2 probe sets88271 x2, 88275 - FISH Probe, Analysis; each additional probe set (if appropriate)88271 - FISH Probe (if appropriate) | Adult ALL (B-cell), FISH | 102099-9 | 609546 | Released By | 18771-6
BALPF | B-Cell Acute Lymphoblastic Leukemia/Lymphoma (ALL), Pediatric, FISH, Varies | Detecting, at diagnosis, recurrent common chromosome abnormalities associated with B-cell acute lymphoblastic leukemia/lymphoma (B-ALL/LBL) and Philadelphia chromosome-like acute lymphoblastic leukemia (Ph-like ALL) in pediatric patients As an adjunct to conventional chromosome studies for pediatric patients with B-ALL/LBL Evaluating specimens in which chromosome studies are unsuccessful This testshould not be usedto screen for residual B-ALL/LBL. | Fluorescence In Situ Hybridization (FISH) | Yes | Pediatric ALL (B-cell), FISH | This test includes a charge for the probe application, analysis, and professional interpretation of results for 11 probe sets (23 individual fluorescence in situ hybridization [FISH] probes). Additional charges will be incurred for all reflex or additional probe sets performed. | Submit only 1 of the following specimens: Preferred Specimen Type:Bone marrow Container/Tube: Preferred:Yellow top (ACD) Acceptable:Green top (heparin) or lavender top (EDTA) Specimen Volume:2 to 3 mL Collection Instructions: 1. It is preferable to send the first aspirate from the bone marrow collection. 2. Invert several times to mix bone marrow. 3. Send bone marrow specimen in original tube.Do not aliquot. Acceptable Specimen Type:Whole blood Container/Tube: Preferred:Yellow top (ACD) Acceptable:Green top (heparin) or lavender top (EDTA) Specimen Volume:6 mL Collection Instructions: 1. Invert several times to mix blood. 2. Send whole blood specimen in original tube.Do not aliquot. | Whole blood: 2 mL; Bone marrow: 1 mL | In the United States, the incidence of B-lymphoblastic leukemia/lymphoma (B-ALL/LBL) is roughly 6000 new cases per year or approximately 1 in 50,000. B-ALL/LBL accounts for approximately 70% of all childhood leukemia cases (ages 0 to 19 years), making it the most common type of childhood cancer. It has a peak incidence at 2 to 5 years of age. This incidence decreases with age before increasing again at around 50 years of age. B-ALL/LBL is slightly more common in male patients than female patients. There is also an increased incidence of B-ALL/LBL in individuals with genetic conditions such as Down syndrome, Fanconi anemia, Bloom syndrome, ataxia telangiectasia, Li-Fraumeni syndrome, X-linked agammaglobulinemia, and severe combined immunodeficiency. The overall cure rate for B-ALL/LBL in children is approximately 90%, and about 45% to 60% of adults have long-term disease-free survival. Of note,CRLF2::IGHfusion is more commonly observed in patients with Down syndrome or of Hispanic descent. Specific cytogenetic abnormalities are identified in the majority of cases of B-ALL/LBL, by conventional chromosome studies or fluorescence in situ hybridization (FISH) studies. B-ALL genetic subgroups are important to detect and can be critical prognostic markers. For example, a decision for early transplantation may be made ifBCR::ABL1fusion,KMT2Arearrangement, iAMP21, or a hypodiploid clone is identified. In contrast, if theETV6::RUNX1fusion or hyperdiploidy is identified, the patient has a more favorable prognosis and transplantation is rarely initially considered. A newly recognized World Health Organization entity calledBCR-ABL1-like ALL, also known as Philadelphia chromosome-like acute lymphoblastic leukemia, is increasing in importance due to the poor prognosis seen in pediatric, adolescent, and young adult ALL. Common features of this entity involve rearrangements with tyrosine kinase genes involving the following genes:ABL2,PDGFRB,JAK2,ABL1,CRLF2, andP2RY8, as well as deletions involvingIKZF1. Patients who have failed conventional therapies have demonstrated favorable responses to targeted therapies when rearrangements involving these specific gene regions have been identified. Evaluation of theMYCgene region is included in all diagnostic B-ALL panels to evaluate for Burkitt lymphoma. If a positive result is obtained, additional testing for theBCL2andBCL6gene regions may be considered. Per National Comprehensive Cancer Network guidelines, a combination of cytogenetic and FISH testing is currently recommended in all pediatric and adult patients with B-ALL/lymphoblastic lymphoma (LBL). Additional cytogenetic techniques such as chromosomal microarray (CMAH / Chromosomal Microarray, Hematologic Disorders, Varies) may be helpful to resolve questions related to ploidy (hyperdiploid clone vs doubled hypodiploid clone) or to resolve certain clonal structural rearrangements such as the presence or absence of intra-chromosomal amplification of chromosome 21 (iAMP21). A summary of the characteristic chromosome abnormalities identified in B-ALL is listed in the following table. Table.Common Chromosome Abnormalities in B-cell Acute Lymphoblastic Leukemia Leukemia type Cytogenetic change Typical demographic Risk category B-acute lymphoblastic leukemia t(12;21)(p13;q22),ETV6::RUNX1 Pediatric Favorable Hyperdiploidy Pediatric Favorable t(1;19)(q23;p13.3),PBX1::TCF3 Pediatric Intermediate to favorable t(9;22)(q34;q11.2),BCR::ABL1 All ages Unfavorable iAMP21,RUNX1 Pediatric Unfavorable del(9p),CDKN2A All ages Unknown t(11q23;var),MLLrearrangement All ages Unfavorable t(4;11)(q21;q23),AFF1::MLL All ages Unfavorable t(6;11)(q27;q23), MLLT4(AFDN)::MLL All ages Unfavorable t(9;11)(p22;q23),MLLT3::MLL All ages Unfavorable t(10;11)(p12;q23),MLLT10::MLL All ages Unfavorable t(11;19)(q23;p13.1),MLL::ELL All ages Unfavorable t(11;19)(q23;p13.3),MLL::MLLT1 All ages Unfavorable t(14q32;var),IGHrearrangement All ages Variable t(X;14)(p22;q32)/t(Y;14)(p11;q32),CRLF2::IGH Adolescent/ young adult Unfavorable t(Xp22.33;var) or t(Yp11.32;var),CRLF2rearrangement All ages Unfavorable t(Xp22.33;var) or t(Yp11.32;var),P2RY8rearrangement All ages Unfavorable -17/17p-,TP53 All ages Unfavorable t(8q24.2;var),MYCrearrangement*representing Burkitt or other mature B-cell lymphoma Pediatric/ adolescent/ young adult Complex karyotype (> or =4 abnormalities) Adult Unfavorable Low hypodiploidy/near triploidy Adult Unfavorable Near-haploid/hypodiploid All ages Unfavorable del(7p)IKZF1 All ages Unfavorable in absence ofERGdeletion Philadelphia chromosome-like acute lymphoblastic leukemia (Ph-like ALL) t(1q25;var),ABL2 Pediatric/ adolescent/ young adult Unfavorable t(5q32;var),PDGFRB t(9p24.1;var),JAK2 t(9q34;var),ABL1 t(Xp22.33;var) or t(Yp11.32;var),CRLF2 t(Xp22.33;var) or t(Yp11.32;var),P2RY8 | An interpretive report will be provided. | A neoplastic clone is detected when the percent of cells with an abnormality exceeds the normal reference range for any given probe set. The absence of an abnormal clone does not rule out the presence of an acute B-cell lymphoblastic leukemia/lymphoma or another neoplastic disorder. | This test is not approved by the US Food and Drug Administration, and it is best used as an adjunct to clinical and pathologic information. Fluorescence in situ hybridization (FISH) is not a substitute for conventional chromosome studies because the latter detects chromosome abnormalities associated with other hematological disorders that would be missed in a targeted B-ALL FISH panel test. Bone marrow is the preferred specimen type for this FISH test. If bone marrow is not available, a blood specimen may be used if there are circulating malignant cells in the blood specimen (as verified by a hematopathologist). | 1. Moorman AV, Harrison CJ, Buck GA, et al. Karyotype is an independent prognostic factor in adult acute lymphoblastic leukemia (ALL): analysis of cytogenetic data from patients treated on the Medical Research Council (MRC) UKALLXII/Eastern Cooperative Oncology Group (ECOG) 2993 trial. Blood. 2007;109(8):3189-3197 2. Moorman AV. The clinical relevance of chromosomal and genetic abnormalities in B-cell precursor acute lymphoblastic leukemia. Blood Rev. 2012;26:123-135 3. Roberts KG, Li Y, Payne-Turner D, et al. Targetable kinase-activating lesions in Ph-like acute lymphoblastic leukemia. N Engl J Med. 2014;371(11):1005-1015 4. Mullighan CG. The genomic landscape of acute lymphoblastic leukemia in children and young adults. Hematology Am Soc Hematol Educ Program. 2014;2014(1):174-180 5. Swerdlow SH, Campo E, Harris NL, et al, eds: WHO Classification of Tumours of Haematopoietic and Lymphoid Tissues. 4th ed. IARC Press; 2017. WHO Classification of Tumours. Vol 2. | This test is performed using commercially available and laboratory-developed probes. Deletion of theCDKN2Alocus on chromosome 9,TP53on chromosome 17, deletion ofIKZF1on chromosome 7, and gain of chromosomes 4, 10, and 17 are detected using enumeration strategy probes. Rearrangements involvingABL2, PDGFRB, MYC,JAK2,ABL1, MLL, ETV6, IGH,MYC,CRLF2andP2RY8are detected using a dual-color break-apart (BAP) strategy probe.Dual-color, dual-fusion fluorescence in situ hybridization (D-FISH) strategy probe sets are used to detect t(X/Y;14), t(9;22), t(12;21), t(1;19), and in reflex testing when rearrangements of theMLLgene is detected. If aMYCgene region separation is identified, break-apartBCL2andBCL6will be evaluated using a dual-color BAP strategy probe. Amplification ofRUNX1(21q22) is detected using a D-FISH probe set to enumerate copies of the RUNX1 probe. For enumeration and BAP strategy probe sets, 100 interphase nuclei are scored; 200 interphase nuclei are scored when D-FISH probes are used. Results are expressed as the percent abnormal nuclei.(Unpublished Mayo method) | 7 to 10 days | 4 weeks | This test was developed and its performance characteristics determined by Mayo Clinic in a manner consistent with CLIA requirements. It has not been cleared or approved by the US Food and Drug Administration. | 88271 x 23,88275 x 11,88291 x 1-FISH Probe, Analysis, Interpretation; 11 probe sets88271 x 2,88275 x 1-FISH Probe, Analysis; each additional probe set (if appropriate) | Pediatric ALL (B-cell), FISH | 102099-9 | 609556 | Released By | 18771-6
BALMF | B-Cell Acute Lymphoblastic Leukemia/Lymphoma (ALL), Specified FISH, Varies | Detecting a neoplastic clone associated with recurrent common chromosome abnormalities associated with B-cell acute lymphoblastic leukemia/lymphoma (B-ALL/LBL) and Philadelphia chromosome-like acute lymphoblastic leukemia (Ph-like ALL) usingclientspecified probes As an adjunct to conventional chromosome studies in patients with B-ALL/LBL Evaluating specimens in which chromosome studies are unsuccessful This testshould not be usedto screen for residual B-ALL/LBL. | Fluorescence In Situ Hybridization (FISH) | Yes | ALL (B-cell), Specified FISH | This test includes a charge for the probe application, analysis, and professional interpretation of results for one probe set (2 individual fluorescence in situ hybridization (FISH) probes or 3 individual FISH probes). Additional charges will be incurred for all reflex or additional probe sets performed. | Submit only 1 of the following specimens: Preferred Specimen Type:Bone marrow Container/Tube: Preferred:Yellow top (ACD) Acceptable:Green top (heparin) or lavender top (EDTA) Specimen Volume:2 to 3 mL Collection Instructions: 1. It is preferable to send the first aspirate from the bone marrow collection. 2. Invert several times to mix bone marrow. 3. Send bone marrow specimen in original tube.Do not aliquot. Acceptable Specimen Type:Whole blood Container/Tube: Preferred:Yellow top (ACD) Acceptable:Green top (heparin) or lavender top (EDTA) Specimen Volume:6 mL Collection Instructions: 1. Invert several times to mix blood. 2. Send whole blood specimen in original tube.Do not aliquot. | Whole blood: 2 mL; Bone marrow: 1 mL | In the United States, the incidence of B-lymphoblastic leukemia/lymphoma (B-ALL/LBL) is roughly 6000 new cases per year or approximately 1 in 50,000. B-ALL/LBL accounts for approximately 70% of all childhood leukemia cases (ages 0 to 19 years), making it the most common type of childhood cancer. It has a peak incidence at 2 to 5 years of age. This incidence decreases with age before increasing again at around 50 years of age. B-ALL/LBL is slightly more common in male patients than female patients. There is also an increased incidence of B-ALL/LBL in individuals with genetic conditions such as Down syndrome, Fanconi anemia, Bloom syndrome, ataxia telangiectasia, Li-Fraumeni syndrome, X-linked agammaglobulinemia, and severe combined immunodeficiency. The overall cure rate for B-ALL/LBL in children is approximately 90%, and about 45% to 60% of adults have long-term disease-free survival. Of note,CRLF2::IGHfusion is more commonly observed in patients with Down syndrome or of Hispanic descent. Specific cytogenetic abnormalities are identified in the majority of cases of B-ALL/LBL, by conventional chromosome studies or fluorescence in situ hybridization (FISH) studies. B-ALL genetic subgroups are important to detect and can be critical prognostic markers. For example, a decision for early transplantation may be made ifBCR::ABL1fusion,KMT2Arearrangement, iAMP21, or a hypodiploid clone is identified. In contrast, if theETV6::RUNX1fusion or hyperdiploidy is identified, the patient has a more favorable prognosis and transplantation is rarely initially considered. A newly recognized World Health Organization entity calledBCR-ABL1-like ALL, also known as Philadelphia chromosome-like acute lymphoblastic leukemia, is increasing in importance due to the poor prognosis seen in pediatric, adolescent, and young adult ALL. Common features of this entity involve rearrangements with tyrosine kinase genes involving the following genes:ABL2,PDGFRB,JAK2,ABL1,CRLF2, andP2RY8, as well as deletions involvingIKZF1. Patients who have failed conventional therapies have demonstrated favorable responses to targeted therapies when rearrangements involving these specific gene regions have been identified. Evaluation of theMYCgene region is included in all diagnostic pediatric B-ALL panels to evaluate for Burkitt lymphoma. If a positive result is obtained, additional testing for theBCL2andBCL6gene regions may be considered. Per National Comprehensive Cancer Network guidelines, a combination of cytogenetic and FISH testing is currently recommended in all pediatric and adult patients with B-ALL/lymphoblastic lymphoma (LBL). Additional cytogenetic techniques such as chromosomal microarray (CMAH / Chromosomal Microarray, Hematologic Disorders, Varies) may be helpful to resolve questions related to ploidy (hyperdiploid clone vs doubled hypodiploid clone) or to resolve certain clonal structural rearrangements such as the presence or absence of intra-chromosomal amplification of chromosome 21 (iAMP21). A summary of the characteristic chromosome abnormalities identified in B-ALL is listed in the following table. Table.Common Chromosome Abnormalities in B-cell Acute Lymphoblastic Leukemia Leukemia type Cytogenetic change Typical demographic Risk category B-acute lymphoblastic leukemia t(12;21)(p13;q22),ETV6::RUNX1 Pediatric Favorable Hyperdiploidy Pediatric Favorable t(1;19)(q23;p13.3),PBX1::TCF3 Pediatric Intermediate to favorable t(9;22)(q34;q11.2),BCR::ABL1 All ages Unfavorable iAMP21,RUNX1 Pediatric Unfavorable del(9p),CDKN2A All ages Unknown t(11q23;var),MLLrearrangement All ages Unfavorable t(4;11)(q21;q23),AFF1::MLL All ages Unfavorable t(6;11)(q27;q23), MLLT4(AFDN)::MLL All ages Unfavorable t(9;11)(p22;q23),MLLT3::MLL All ages Unfavorable t(10;11)(p12;q23),MLLT10::MLL All ages Unfavorable t(11;19)(q23;p13.1),MLL::ELL All ages Unfavorable t(11;19)(q23;p13.3),MLL::MLLT1 All ages Unfavorable t(14q32;var),IGHrearrangement All ages Variable t(X;14)(p22;q32)/t(Y;14)(p11;q32),CRLF2::IGH Adolescent/ young adult Unfavorable t(Xp22.33;var) or t(Yp11.32;var),CRLF2rearrangement All ages Unfavorable t(Xp22.33;var) or t(Yp11.32;var),P2RY8rearrangement All ages Unfavorable -17/17p-,TP53 All ages Unfavorable t(8q24.2;var),MYCrearrangement*representing Burkitt or other mature B-cell lymphoma Pediatric/ adolescent/ young adult Complex karyotype (> or =4 abnormalities) Adult Unfavorable Low hypodiploidy/near triploidy Adult Unfavorable Near-haploid/hypodiploid All ages Unfavorable del(7p)IKZF1 All ages Unfavorable in absence ofERGdeletion Philadelphia chromosome-like acute lymphoblastic leukemia (Ph-like ALL) t(1q25;var),ABL2rearrangement Pediatric/ adolescent/ young adult Unfavorable t(5q32;var),PDGFRBrearrangement t(9p24.1;var),JAK2rearrangement t(9q34;var),ABL1rearrangement t(Xp22.33;var) or t(Yp11.32;var),CRLF2rearrangement t(Xp22.33;var) or t(Yp11.32;var),P2RY8rearrangement | An interpretive report will be provided. | A neoplastic clone is detected when the percent of cells with an abnormality exceeds the normal reference range for any given probe set. The absence of an abnormal clone does not rule out the presence of an acute B-cell lymphoblastic leukemia/lymphoma or another neoplastic disorder. | This test is not approved by the US Food and Drug Administration, and it is best used as an adjunct to clinical and pathologic information. Fluorescence in situ hybridization (FISH) is not a substitute for conventional chromosome studies because the latter detects chromosome abnormalities associated with other hematological disorders that would be missed in a targeted B-cell acute lymphoblastic leukemia/lymphoma FISH panel test. Bone marrow is the preferred specimen type for this fluorescence in situ hybridization test. If bone marrow is not available, a blood specimen may be used if there are circulating malignant cells in the blood specimen (as verified by a hematopathologist). | 1. Moorman AV, Harrison CJ, Buck GA, et al. Karyotype is an independent prognostic factor in adult acute lymphoblastic leukemia (ALL): analysis of cytogenetic data from patients treated on the Medical Research Council (MRC) UKALLXII/Eastern Cooperative Oncology Group (ECOG) 2993 trial. Blood. 2007;109(8):3189-3197. doi:10.1182/blood-2006-10-051912 2. Moorman AV. The clinical relevance of chromosomal and genetic abnormalities in B-cell precursor acute lymphoblastic leukemia. Blood Rev. 2012;26(3):123-135. doi:10.1016/j.blre.2012.01.001 3. Roberts KG, Li Y, Payne-Turner D, et al. Targetable kinase-activating lesions in Ph-like acute lymphoblastic leukemia. N Engl J Med. 2014;371(11):1005-1015. doi:10.1056/NEJMoa1403088 4. Mullighan CG. The genomic landscape of acute lymphoblastic leukemia in children and young adults. Hematology Am Soc Hematol Educ Program. 2014;2014(1):174-180. doi:10.1182/asheducation-2014.1.174 5. Arber DA, Orazi A, Hasserjian R, et al: The 2016 revision to the World Health Organization classification of myeloid neoplasms and acute leukemia. Blood. 2016;127(20):2391-2405. doi:10.1182/blood-2016-03-643544 | This test is performed using commercially available and laboratory-developed probes. Deletion of theCDKN2Alocus on chromosome 9,TP53on chromosome 17, deletion ofIKZF1on chromosome 7, and gain of chromosomes 4, 10, and 17 are detected using enumeration strategy probes. Rearrangements involvingABL2, PDGFRB, MYC,JAK2,ABL1, MLL, ETV6, IGH,MYC,CRLF2,andP2RY8are detected using a dual-color break-apart (BAP) strategy probe.Dual-color, dual-fusion fluorescence in situ hybridization (D-FISH) strategy probe sets are used to detect t(X/Y;14), t(9;22), t(12;21), t(1;19), and in reflex testing when rearrangements of theMLLgene is detected. Amplification ofRUNX1(21q22) is detected using a D-FISH probe set to enumerate copies of the RUNX1 probe. For enumeration and BAP strategy probe sets, 100 interphase nuclei are scored; 200 interphase nuclei are scored when D-FISH probes are used. Results are expressed as the percent abnormal nuclei.(Unpublished Mayo method) | 7 to 10 days | 4 weeks | This test was developed and its performance characteristics determined by Mayo Clinic in a manner consistent with CLIA requirements. It has not been cleared or approved by the US Food and Drug Administration. | 88271 x2, 88275 x1, 88291 x1- FISH Probe, Analysis, Interpretation; 1 probe sets88271 x2, 88275 x1 - FISH Probe, Analysis; each additional probe set (if appropriate)88271 x1 -FISH Probe; coverage for sets containing 3 probes (if appropriate) | ALL (B-cell), Specified FISH | 102099-9 | 614225 | Released By | 18771-6
BCELL | B-Cell and Antibody Deficiency Gene Panel, Varies | Providing a comprehensive genetic evaluation for patients with a personal or family history suggestive of an inherited primary B-cell disorder or humoral immunodeficiency Establishing a diagnosis of a primary B-cell disorder or humoral immunodeficiency, allowing for appropriate management and surveillance for disease features based on the gene and/or variant involved Identifying variants within genes known to be associated with primary B-cell disorders or humoral immunodeficiencies, allowing for predictive testing of at-risk family members | Sequence Capture and Amplicon-Based Next-Generation Sequencing (NGS)/Quantitative Real-Time Polymerase Chain Reaction (qPCR) and Sanger Sequencing as needed | Yes | Bcell/Antibody Deficiency GenePanel | For skin biopsy or cultured fibroblast specimens, fibroblast culture will be performed at an additional charge. If viable cells are not obtained, the client will be notified. | Patient Preparation:A previous bone marrow transplant from an allogenic donor will interfere with testing. Call 800-533-1710 for instructions for testing patients who have received a bone marrow transplant. Submit only 1 of the following specimens: Specimen Type:Whole blood Container/Tube: Preferred:Lavender top (EDTA) or yellow top (ACD) Acceptable:Any anticoagulant Specimen Volume:3 mL Collection Instructions: 1. Invert several times to mix blood. 2. Send whole blood specimen in original tube.Do not aliquot. Specimen Stability Information:Ambient (preferred) 4 days/Refrigerated Specimen Type: Skin biopsy Supplies: Fibroblast Biopsy Transport Media (T115) Container/Tube: Sterile container with any standard cell culture media (eg, minimal essential media, RPMI 1640). The solution should be supplemented with 1% penicillin and streptomycin. Specimen Volume: 4-mm punch Specimen Stability Information: Refrigerated (preferred)/Ambient Additional Information:A separate culture charge will be assessed under CULFB /Fibroblast Culture for Biochemical or Molecular Testing. An additional 3 to 4 weeks is required to culture fibroblasts before genetic testing can occur. SpecimenType: Cultured fibroblasts Container/Tube: T-25 flask SpecimenVolume: 2 Flasks CollectionInstructions: Submit confluent cultured fibroblast cells from a skin biopsy from another laboratory. Cultured cells from a prenatal specimen will not be accepted. Specimen Stability Information: Ambient (preferred)/Refrigerated (<24 hours) Additional Information:A separate culture charge will be assessed under CULFB / Fibroblast Culture for Biochemical or Molecular Testing. An additional 3 to 4 weeks is required to culture fibroblasts before genetic testing can occur. | Blood: 1 mL; Skin biopsy or cultured fibroblasts: See Specimen Required | Primary B-cell disorders and humoral immunodeficiencies are characterized by an insufficient number of B cells or the impaired functioning or differentiation of B cells. B-cell disorders account for approximately half to two-thirds of all genetic primary immunodeficiency disorders (PIDD). They may result in a decrease or dysfunction of one or more isotypes of immunoglobulin, leading to increased susceptibility to infection, particularly bacterial infections, such as sinopulmonary infections, gastrointestinal infections, otitis, skin infections, and conjunctivitis. In the absence of infection, patients may be asymptomatic and, thus, difficult to diagnose. In addition, primary B-cell disorders may result in lymphoproliferative disorders or be associated with autoimmune (AI) manifestations, including AI cytopenias, AI endocrine disorders, and AI enteropathy. PIDD that are primarily antibody deficiencies fall into four main categories: 1. Agammaglobulinemias, which are characterized by severe reduction in all serum immunoglobulin isotypes with profoundly decreased or absent B cells 2. Common variable immunodeficiency (CVID)-like diseases that are characterized by severe reduction in at least two serum immunoglobulin isotypes with normal or low number of B cells 3. Hyper-IgM syndromes, which are characterized by severe reduction in serum IgG and IgA with normal or elevated IgM and normal numbers of B cells 4. A mixed group of isotype, light chain, or functional antibody deficiencies generally with normal numbers of B cells In addition, there are several PIDD that also have an associated T-cell or other cellular immunodeficiency as well as B-cell defects. Agammaglobulinemia typically presents in the first few years of life with recurrent bacterial infections, a severe life-threatening bacterial infection (ie, meningitis, sepsis), and decreased lymphoid tissue (ie, small adenoids, tonsils, and lymph nodes in X-linked agammaglobulinemia, due to Bruton tyrosine kinase [BTK] gene variants). Inheritance can be either X-linked (eg, due to variants inBTK), autosomal dominant (eg,TCF3,TOP2B), or autosomal recessive (eg,IGHM,CD79A,CD79B,IGLL1,BLNK, andPIK3R1). Common variable immunodeficiency (CVID) is the most common adult humoral immunodeficiency disorder with an incidence of approximately 1:10,000 to 1:50,000. CVID may present with frequent and unusual infections during early childhood, adolescence, or adulthood. As per current diagnostic criteria, CVID is not considered in children younger than 4 years of age. In addition, a significant proportion of patients may have autoimmune or inflammatory manifestations, enlarged lymphoid tissues, granulomas, and an increased susceptibility to cancer. These patients typically have normal numbers of B cells (<5% of CVID patients have <1% B cells, which is due to early B-cell defects) but have impaired terminal differentiation, resulting in decreased levels of IgG and IgA, with or without a decrease in IgM. Over two-thirds of patients have quantitative defects in switched memory B cells. Some patients may also have quantitative and functional T-cell defects or natural killer (NK) cell deficiency. Patients with decreased naive T-cell numbers are considered to have late-onset combined immunodeficiency. Genetic variants have been identified in several genes, includingICOS,TNFRSF13B(TACI),CD19,TNFRSF13C(BAFFR),MS4A1(CD20),CR2(CD21),CD81,LRBA,NFKB2, andIKZF1(IKAROS) in a subset of CVID patients. However, most of these patients have unknown genetic defects and may have oligogenic or polygenic causes of disease. Hyper IgM syndrome is characterized by an inability to switch from the production of IgM-type antibodies to IgG, IgA, or IgE isotypes. The condition is most often caused by variants inCD40LG, but variants in other genes (eg,CD40,AICDA,PI3KCD,UNG) have also been reported to cause disease. Patients with CD40L and CD40 deficiency tend to present with severe opportunistic infections more reminiscent of a cellular immunodeficiency and, therefore, may also be considered as combined immunodeficiencies. Selective antibody deficiencies may occur when a patient is either lacking a specific immunoglobulin isotype (eg, selective IgA deficiency or IgG deficiency) or a specific vaccine antibody response (impaired pneumococcal polysaccharide responsiveness). Selective deficiencies may be due to variants in genes encoding immunoglobulin heavy or light chains. Selective IgA deficiency (sIgAD) is the most common PIDD with an incidence of 1:200 to 1:1000, depending on the cohort studied. Most patients with sIgAD are asymptomatic though some may have frequent infections. There is also a higher incidence of celiac disease in this group. Most patients with selective antibody deficiencies are treated if they have frequent infections in addition to impaired vaccine antibody responses. Some patients with sIgAD may have autoantibodies to IgA. | An interpretive report will be provided. | All detected variants are evaluated according to American College of Medical Genetics and Genomics recommendations.(1) Variants are classified based on known, predicted, or possible pathogenicity and reported with interpretive comments detailing their potential or known significance. | Clinical Correlations: Test results should be interpreted in the context of clinical findings, family history, and other laboratory data. Misinterpretation of results may occur if the information provided is inaccurate or incomplete. If testing was performed because of a clinically significant family history, it is often useful to first test an affected family member. Detection of a reportable variant in an affected family member would allow for more informative testing of at-risk individuals. To discuss the availability of additional testing options or for assistance in the interpretation of these results, contact Mayo Clinic Laboratories genetic counselors at 800-533-1710. Technical Limitations: Next-generation sequencing may not detect all types of genomic variants. In rare cases, false-negative or false-positive results may occur. The depth of coverage may be variable for some target regions; assay performance below the minimum acceptable criteria or for failed regions will be noted. Given these limitations, negative results do not rule out the diagnosis of a genetic disorder. If a specific clinical disorder is suspected, evaluation by alternative methods can be considered. There may be regions of genes that cannot be effectively evaluated by sequencing or deletion and duplication analysis as a result of technical limitations of the assay, including regions of homology, high guanine-cytosine (GC) content, and repetitive sequences. Confirmation of select reportable variants will be performed by alternate methodologies based on internal laboratory criteria. This test is validated to detect 95% of deletions up to 75 base pairs (bp) and insertions up to 47 bp. Deletions-insertions (delins) of 40 or more bp, including mobile element insertions, may be less reliably detected than smaller delins. Deletion/Duplication Analysis: This analysis targets single and multi-exon deletions/duplications; however, in some instances single exon resolution cannot be achieved due to isolated reduction in sequence coverage or inherent genomic complexity. Balanced structural rearrangements (such as translocations and inversions) may not be detected. This test is not designed to detect low levels of mosaicism or to differentiate between somatic and germline variants. If there is a possibility that any detected variant is somatic, additional testing may be necessary to clarify the significance of results. Genes may be added or removed based on updated clinical relevance. For detailed information regarding gene specific performance and technical limitations, see Method Description or contact a laboratory genetic counselor. If the patient has had an allogeneic hematopoietic stem cell transplant or a recent non-leukoreduced blood transfusion, results may be inaccurate due to the presence of donor DNA. Call Mayo Clinic Laboratories for instructions for testing patients who have received a bone marrow transplant. Reclassification of Variants: Currently, it is not standard practice for the laboratory to systematically review previously classified variants on a regular basis. The laboratory encourages health care providers to contact the laboratory at any time to learn how the classification of a particular variant may have changed over time. Due to broadening genetic knowledge, it is possible that the laboratory may discover new information of relevance to the patient. Should that occur, the laboratory may issue an amended report. Variant Evaluation: Evaluation and categorization of variants are performed using published American College of Medical Genetics and Genomics and the Association for Molecular Pathology recommendations as a guideline.(1) Other gene-specific guidelines may also be considered. Variants are classified based on known, predicted, or possible pathogenicity and reported with interpretive comments detailing their potential or known significance. Variants classified as benign or likely benign are not reported. Multiple in silico evaluation tools may be used to assist in the interpretation of these results. The accuracy of predictions made by in silico evaluation tools is highly dependent upon the data available for a given gene, and periodic updates to these tools may cause predictions to change over time. Results from in silico evaluation tools should be interpreted with caution and professional clinical judgement. Rarely, incidental or secondary findings may implicate another predisposition or presence of active disease. These findings will be carefully reviewed to determine whether they will be reported. | 1. Richards S, Aziz N, Bale S, et al. Standards and guidelines for the interpretation of sequence variants: a joint consensus recommendation of the American College of Medical Genetics and Genomics and the Association for Molecular Pathology. Genet Med. 2015;17(5):405-424 2. Tangye SG, Al-Herz W, Bousfiha A, et al. Human inborn errors of immunity: 2022 update on the classification from the International Union of Immunological Societies Expert Committee. J Clin Immunol. 2022;42(7):1473-1507. doi:10.1007/s10875-022-01289-3 3. Smith T, Cunningham-Rundles C. Primary B-cell immunodeficiencies. Hum Immunol. 2019;80(6):351-362. doi:10.1016/j.humimm.2018.10.015 4. Peng XP, Caballero-Oteyza A, Grimbacher B. Common variable immunodeficiency: more pathways than roads to Rome. Annu Rev Pathol. 2023;18:283-310. doi:10.1146/annurev-pathmechdis-031521-024229 5. Wang LA, Abbott JK. "Common variable immunodeficiency: Challenges for diagnosis". J Immunol Methods. 2022;509:113342. doi:10.1016/j.jim.2022.113342 6. Ramirez NJ, Posadas-Cantera S, Caballero-Oteyza A, Camacho-Ordonez N, Grimbacher B. There is no gene for CVID - novel monogenetic causes for primary antibody deficiency. Curr Opin Immunol. 2021;72:176-185. doi:10.1016/j.coi.2021.05.010 7. Cardenas-Morales M, Hernandez-Trujillo VP. Agammaglobulinemia: from X-linked to autosomal forms of disease. Clin Rev Allergy Immunol. 2022;63(1):22-35. doi:10.1007/s12016-021-08870-5 8. Jhamnani RD, Nunes-Santos CJ, Bergerson J, Rosenzweig SD. Class-switch recombination (CSR)/dyper-IgM (HIGM) syndromes and phosphoinositide 3-kinase (PI3K) defects. Front Immunol. 2018;9:2172. doi:10.3389/fimmu.2018.02172 9. de la Morena MT. Clinical phenotypes of hyper-IgM syndromes. J Allergy Clin Immunol Pract. 2016;4(6):1023-1036. doi:10.1016/j.jaip.2016.09.013 10. Yazdani R, Fekrvand S, Shahkarami S, et al. The hyper IgM syndromes: Epidemiology, pathogenesis, clinical manifestations, diagnosis and management. Clin Immunol. 2019;198:19-30. doi:10.1016/j.clim.2018.11.007 11. Bousfiha A, Moundir A, Tangye SG, et al. The 2022 update of IUIS phenotypical classification for human inborn errors of immunity. J Clin Immunol. 2022;42(7):1508-1520. doi:10.1007/s10875-022-01352-z | Next-generation sequencing (NGS) and/or Sanger sequencing are performed to test for the presence of variants in coding regions and intron/exon boundaries of the genes analyzed, as well as some other regions that have known disease-causing variants. The human genome reference GRCh37/hg19 build was used for sequence read alignment. At least 99% of the bases are covered at a read depth over 30X. Sensitivity is estimated at above 99% for single nucleotide variants, above 94% for deletions/insertions (delins) less than 40 base pairs (bp), above 95% for deletions up to 75 bp and insertions up to 47 bp. NGS and/or a polymerase chain reaction-based quantitative method is performed to test for the presence of deletions and duplications in the genes analyzed. There may be regions of genes that cannot be effectively evaluated by sequencing or deletion and duplication analysis as a result of technical limitations of the assay, including regions of homology, high guanine-cytosine (GC) content, and repetitive sequences.SeeTargeted Genes and Methodology Details for B-Cell and Antibody Deficiency Gene Panelfor details regarding the targeted gene regions identified by this test.((Unpublished Mayo method) Confirmation of select reportable variants may be performed by alternate methodologies based on internal laboratory criteria. Genes analyzed: ADA, ADA2, AICDA, ATP6AP1, BLNK, BTK, CARD11, CD19, CD27, CD40, CD40LG, CD70, CD79A, CD79B, CD81, CDCA7, CTLA4, CR2, CXCR4, DCLRE1C, DNMT3B, GATA2, ICOS, IGHM, IGLL1, IKBKG, IKZF1, IKZF3, IL21, IL21R, IRF2BP2, KDM6A, KMT2A, KMT2D, LIG1, LRBA, MOGS, MS4A1, NFKB1, NFKB2, PIK3CD, PIK3R1, PLCG2, PRKCD, RAC2, RAG1, RAG2, RNF168, SEC61A1, SH2D1A, SH3KBP1, SLC39A7, TCF3, TNFRSF13B, TNFRSF13C, TNFSF12, TNFSF13, TOP2B, TRNT1, UNG,andXIAP. | 28 to 42 days | Whole blood: 2 weeks (if available); Extracted DNA: 3 months; Cultured fibroblasts, skin biopsy: 1 month | This test was developed and its performance characteristics determined by Mayo Clinic in a manner consistent with CLIA requirements. It has not been cleared or approved by the US Food and Drug Administration. | 8144388233-Tissue culture, skin, solid tissue biopsy (if appropriate)88240-Cryopreservation (if appropriate) | Bcell/Antibody Deficiency GenePanel | 97565-6 | 620119 | Released By | 18771-6
CD40 | B-Cell CD40 Expression by Flow Cytometry, Blood | Evaluating patients for hyper-IgM type 3 (HIGM3) syndrome due to defects in CD40, typically seen in patients less than 10 years Assessing B-cell immune competence in other clinical contexts, including autoimmunity, malignancy, and transplantation | Flow Cytometry | Yes | CD40 by Flow, QL, B | Whole Blood EDTA | Container/Tube:Lavender top (EDTA) Specimen Volume:3 mL Collection Instructions:Send whole blood specimen in original tube.Do not aliquot. Additional Information:For serial monitoring, it is recommended that specimens are collected at the same time of day. | 1 mL | The adaptive immune response includes both cell-mediated (mediated by T cells and natural killer [NK] cells) and humoral (mediated by B cells) immunity. After antigen recognition and maturation in secondary lymphoid organs, some antigen-specific B cells terminally differentiate into antibody-secreting plasma cells. Decreased numbers or aberrant function of B cells result in humoral immune deficiency states with increased susceptibility to infections, and these may be either primary (genetic) or secondary immunodeficiencies. Secondary causes include medications, malignancies, infections, and autoimmune disorders (this does not cause immunodeficiency with increased infection). CD40 is a member of the tumor necrosis factor receptor superfamily, expressed on a wide range of cell types including B cells, macrophages, and dendritic cells.(1) CD40 is the receptor for CD40 ligand (CD40LG), a molecule predominantly expressed by activated CD4+ T cells. CD40/CD40LG interaction is involved in the formation of memory B lymphocytes and promotes immunoglobulin (Ig) isotype switching.(1) CD40LG expression in T cells requires cellular activation, while CD40 is constitutively expressed on the surface of B cells and other antigen-presenting cells. Hyperimmunoglobulin M (hyper-IgM or HIGM) syndrome is a rare primary immunodeficiency characterized by increased or normal levels of IgM with low IgG and/or IgA.(2) Patients with hyper-IgM syndromes may have genetic variants in 1 of several known genes. Some of these genes areCD40LG,CD40,AICDA(activation-induced cytidine deaminase),UNG(uracil DNA glycosylase), andIKBKG(inhibitor of kappa light polypeptide gene enhancer in B cells, kinase gamma; also known asNEMO).(2) Not all cases of hyper-IgM syndrome fit into these known genetic defects. Variants inCD40LGandIKBKGare inherited in an X-linked fashion, while variants in the other 3 genes are autosomal recessive in inheritance. Elevated IgM is only one of the features of NEMO deficiency and therefore, it is no longer classified exclusively with the hyper-IgM syndromes. Distinguishing between the different forms of hyper-IgM syndrome is very important because of differing prognoses. CD40 and CD40LG deficiency are among the more severe forms, which typically manifest in infancy or early childhood, and are characterized by an increased susceptibility to opportunistic pathogens (eg,Pneumocystis carinii,Cryptosporidium, andToxoplasmagondii).(3) CD40 deficiency, also known as hyper-IgM type 3 (HIGM3), accounts for less than 1% of hyper-IgM syndromes. Flow cytometry analysis usually shows a complete lack of CD40 expression on the B cells of these patients.(4) Intravenous injection with IgG is the treatment of choice along with immune reconstitution with hematopoietic cell transplantation. Most CD40-deficient patients have been diagnosed before age 1. Consequently, when used in the context of HIGM3, this test is only indicated in children (for diagnosis). In the case of CD40L deficiency, this test can be used for male patients or in female patients of child-bearing age (to identify carriers). A larger age spectrum has been reported with CD40L deficiency, ranging from infancy to early adulthood. | Present (normal) | This assay is qualitative; CD40 expression is reported as present (normal) or absent (abnormal). Normal B cells express surface CD40 on the majority of cells. Hyper-IgM (HIGM3) syndrome patients typically do not express CD40 on the surface of B cells. Genotyping ofCD40is required for a definite diagnosis of HIGM3. Call 800-533-1710 for ordering assistance. | For questions about appropriate test selection, call 800-533-1710. | 1. Bishop GA, Hostager BS. The CD40-CD154 interaction in B cell-T cell liaisons. Cytokine Growth Factor Rev. 2003;14(3-4):297-309 2. Lee WI, Torgerson TR, Schumacher MJ, et al. Molecular analysis of a large cohort of patients with hyper immunoglobulin M (IgM) syndrome. Blood. 2005;105(5):1881-1890 3. Kutukculer N, Moratto D, Aydinok Y, et al. Disseminated cryptosporidium infection in an infant with hyper-IgM syndrome caused by CD40 deficiency. J Pediatr. 2003;142(2):194-196 4.Banday AZ, Nisar R, Patra PK et al. Clinical and immunological features, genetic variants, and outcomes of patients with CD40 Deficiency J Clin Immunol. 2023;44(1):17. doi:10.1007/s10875-023-01633-1. 5. Yazdani R, Fekrvand S, Shahkarami S, et al. The hyper IgM syndromes: Epidemiology, pathogenesis, clinical manifestations, diagnosis and management. Clin Immunol. 2019;198:19-30. doi:10.1016/j.clim.2018.11.007 | The assay involves a multicolor panel of antibodies for the following markers: CD45, CD19, and CD40. After staining, the red blood cells are lysed. The remaining cells are washed and analyzed by flow cytometry. The cell surface expression of CD40 in B cells (CD19+) is determined and expressed as being present or absent.(Unpublished Mayo method) | 3 to 4 days | 4 days | This test was developed using an analyte specific reagent. Its performance characteristics were determined by Mayo Clinic in a manner consistent with CLIA requirements. This test has not been cleared or approved by the US Food and Drug Administration. | 88184 | CD40 by Flow, QL, B | 104694-5 | 89009 | CD40 by Flow, QL, B | 104694-5
BALLM | B-Cell Lymphoblastic Leukemia Monitoring, Minimal Residual Disease Detection, Flow Cytometry, Varies | Aids in monitoring a previously confirmed diagnosis of B-cell acute lymphoblastic leukemia | Immunophenotyping | Yes | B-ALL Monitoring, MRD Detection, V | For more information seeAcute Leukemias of Ambiguous Lineage Testing Algorithm | Submit only 1 of the following specimens: Specimen Type:Whole blood Container/Tube: Preferred:Yellow top (ACD solution A or B) Acceptable:Lavender top (EDTA), green top (sodium heparin) Specimen Volume:6 mL Slides:If possible, include 5 to 10 unstained blood smears labeled with 2uniqueidentifiers Collection Instructions: 1. Send whole blood specimen in original tube.Do notaliquot. 2. Label specimen as blood. Specimen Type:Bone marrow Container/Tube: Preferred:Yellow top (ACD solution A or B) Acceptable:Lavender top (EDTA), green top (sodium heparin) Specimen Volume:6 mL Slides:If possible, include 5 to 10 unstained bone marrow aspirate smears labeled with 2uniqueidentifiers Collection Instructions: 1. Submission of bilateral specimens is not required. 2. Send bone marrow specimen in original tube.Do notaliquot. 3. Label specimen as bone marrow. | Blood: 2 mL Bone Marrow: 1 mL | B-cell acute lymphoblastic leukemia (B-ALL) is a neoplasm of precursor cells (lymphoblasts) committed to B-cell lineage. B-ALL is the most common acute leukemia in children and adolescents and can also occur in adults. Patients with B-ALL typically present with a high blast count in the peripheral blood and bone marrow replacement with the disease. The diagnosis of B-ALL is based on a combination of morphologic features showing primarily small blasts with open chromatin and high N:C ratio, and an immunophenotype showing immaturity (CD34 and/or TdT expression) associated with B-cell lineage markers (CD19, CD22, and CD79a). New therapeutic approaches in B-ALL have been increasingly successful. One of the most important predictors of the disease relapse is the ability to detect minimal residual disease (MRD) in the bone marrow specimens following induction phase of the therapy (day 28). Immunophenotyping studies are necessary as morphologic features are not sufficient to detect MRD. The absence of MRD (at 0.002% sensitivity) is an important prognostic indicator in these patients. This test may also be used to establish an immunophenotypic fingerprint of tumor cells at diagnosis to monitor MRD in these patients after treatments or allogeneic stem cell transplant. | An interpretive report will be provided. This test will be processed as a laboratory consultation. An interpretation of the immunophenotypic findings and correlation with the morphologic features will be provided by a hematopathologist for every case. | An interpretive report for the presence or absence ofB-cell acute lymphoblastic leukemia(B-ALL) minimal residual disease (MRD) is provided. Patients who have detectable MRD by this assay are considered to have residual/recurrent B-ALL. | This test is only appropriate for patients who have a previous confirmed diagnosis of B-cell acute lymphoblastic leukemia. Treatment with antibodies to CD19 may interfere with the ability to detect minimal residual disease. | 1. Bader P, Kreyenberg H, Henze GHR, et al. Prognostic value of minimal residual disease quantification before allogeneic stem-cell transplantation in relapsed childhood acute lymphoblastic leukemia: the ALL-REZ BFM Study Group. J Clin Oncol. 2009;27(3):377-384 2. Borowitz MJ, Devidas M, Hunger SP, et al. Clinical significance of minimal residual disease in childhood acute lymphoblastic leukemia and its relationship to other prognostic factors: a Children's Oncology Group study. Blood. 2008;111(12):5477-5485 3. Borowitz MJ, Pullen DJ, Winick N, Martin PL, Bowman WP, Camitta B. Comparison of diagnostic and relapse flow cytometry phenotypes in childhood acute lymphoblastic leukemia: implications for residual disease detection: a report from the children's oncology group. Cytometry B Clin Cytom. 2005;68(1):18-24 4. Campana D. Role of minimal residual disease monitoring in adult and pediatric acute lymphoblastic leukemia. Hematol Oncol Clin North Am. 2009;23(5):1083-1098 5. Chen W, Karadikar NJ, McKenna RW, Kroft SH. Stability of leukemia-associated immunophenotypes in precursor B-lymphoblastic leukemia/lymphoma: a single institution experience. Am J Clin Pathol. 2007;127(1):39-46 6. Coustan-Smith E, Ribeiro RC, Stow P, et al. A simplified flow cytometric assay identifies children with acute lymphoblastic leukemia who have a superior clinical outcome. Blood. 2006;108(1):97-102 7. Coustan-Smith E, Sancho J, Behm FG, et al. Prognostic importance of measuring early clearance of leukemic cells by flow cytometry in childhood acute lymphoblastic leukemia. Blood. 2002;100(1):52-58 8. Guillaume N, Penther D, Vaida I, et al. CD66c expression in B-cell lymphoblastic leukemia: strength and weakness. Int J Lab Hematol. 2011;33(1):92-96 9. Stow P, Key L, Chen X, et al. Clinical significance of low levels of minimal residual disease at the end of remission induction therapy in childhood acute lymphoblastic leukemia. Blood. 2010;115(23):4657-4663 10. Wood BL. Principals of minimal residual disease detection for hematopoietic neoplasms by flow cytometry. Cytometry B Clin Cytom. 2016;90(1):47-53 | Flow cytometric immunophenotyping (high sensitivity) of bone marrow is performed to evaluate the presence or absence ofB lymphoblastic leukemia minimal residual diseaseusing the following antibodies:BALLM Panel: CD10, CD19, CD20, CD22, CD24, CD34, CD38, CD45, CD58, and CD66c.(Cherian S, Miller V, McCullouch V, Dougherty K, Fromm JR, Wood BL. A novel flow cytometric assay for detection of residual disease in patients with B-lymphoblastic leukemia/lymphoma post anti-CD19 therapy. Cytometry B Clin Cytom. 2018;94(1):112-120) | 1 to 4 days | 14 days | This test was developed and its performance characteristics determined by Mayo Clinic in a manner consistent with CLIA requirements. It has not been cleared or approved by the US Food and Drug Administration. | 88184-Flow cytometry; first cell surface, cytoplasmic or nuclear marker88185 x 9-Flow cytometry; additional cell surface, cytoplasmic or nuclear marker (each)88188-Flow Cytometry Interpretation, 9 to 15 Markers | B-ALL Monitoring, MRD Detection, V | 102084-1 | CK176 | Microscopic Description | 22635-7
BLBLF | B-Cell Lymphoblastic Leukemia/Lymphoma, FISH, Tissue | Detecting, at diagnosis, recurrent common chromosome abnormalities associated with B-cell acute lymphoblastic leukemia/lymphoma (B-ALL/LBL) and Philadelphia chromosome-like acute lymphoblastic leukemia (Ph-like ALL) in paraffin-embedded specimens | Fluorescence In Situ Hybridization (FISH) | Yes | B-Lymphoblastic Leuk/Lymph, FISH,Ts | This test includes a charge for the probe application, analysis, and professional interpretation of results for one probe set (2 individual fluorescence in situ hybridization [FISH] probes). Additional charges will be incurred for all reflex or additional probe sets performed. No analysis charges will be incurred if an insufficient number of representative cells are available for analysis. | Submit only 1 of the following specimens: Preferred Specimen Type:Tissue block Collection Instructions:Submit a formalin-fixed, paraffin-embedded tumor tissue block. Blocks prepared with alternative fixation methods may be acceptable; provide fixation method used. Additional Information: 1. Paraffin-embedded specimens can be from any anatomic location (skin, soft tissue, lymph node, etc). 2. Bone specimens that have been decalcified will be attempted for testing, but the success rate is approximately 50%. Acceptable Specimen Type:Tissue slides Slides: 1 Hematoxylin and eosin stained and 20 unstained Collection Instructions: Submit 1 slide stained with hematoxylin and eosin and 20 consecutive unstained, positively charged, unbaked slides with 5-micron thick sections of the tumor tissue. | Slides: 1 Hematoxylin and eosin stained and 15 unstained | In the United States, the incidence of B-lymphoblastic leukemia/lymphoma (B-ALL/LBL) is roughly 6000 new cases per year, or approximately 1 in 50,000. B-ALL/LBL accounts for approximately 70% of all childhood leukemia cases (ages 0 to 19 years), making it the most common type of childhood cancer. It has a peak incidence at 2 to 5 years of age. This incidence decreases with age before increasing again at around 50 years of age. Per National Comprehensive Cancer Network guidelines, a combination of cytogenetic and FISH testing is currently recommended in all pediatric and adult patients with B-ALL/lymphoblastic lymphoma (LBL). Additional cytogenetic techniques, such as chromosomal microarray (CMAH / Chromosomal Microarray, Hematologic Disorders, Varies), may be helpful in resolving either questions related to ploidy (hyperdiploid clone vs doubled hypodiploid clone) or certain clonal structural rearrangements, such as the presence or absence of intra-chromosomal amplification of chromosome 21 (iAMP21). A summary of the characteristic chromosome abnormalities identified in B-ALL is listed in the following table. Table.Common Chromosome Abnormalities in B-cell Acute Lymphoblastic Leukemia Leukemia type Cytogenetic change Typical demographic Risk category B-acute lymphoblastic leukemia t(12;21)(p13;q22),ETV6::RUNX1 Pediatric Favorable Hyperdiploidy Pediatric Favorable t(1;19)(q23;p13.3),PBX1::TCF3 Pediatric Intermediate to favorable t(9;22)(q34;q11.2),BCR::ABL1 All ages Unfavorable iAMP21,RUNX1 Pediatric Unfavorable del(9p),CDKN2A All ages Unknown t(11q23;var),MLLrearrangement All ages Unfavorable t(4;11)(q21;q23),AFF1::MLL All ages Unfavorable t(6;11)(q27;q23),MLLT4(AFDN)::MLL All ages Unfavorable t(9;11)(p22;q23),MLLT3::MLL All ages Unfavorable t(10;11)(p12;q23),MLLT10::MLL All ages Unfavorable t(11;19)(q23;p13.1),MLL::ELL All ages Unfavorable t(11;19)(q23;p13.3),MLL::MLLT1 All ages Unfavorable t(14q32;var),IGHrearrangement All ages Variable t(X;14)(p22;q32)/t(Y;14)(p11;q32),CRLF2::IGH Adolescent/ young adult Unfavorable t(Xp22.33;var) or t(Yp11.32;var),CRLF2rearrangement All ages Unfavorable t(Xp22.33;var) or t(Yp11.32;var),P2RY8rearrangement All ages Unfavorable -17/17p-,TP53 All ages Unfavorable t(8q24.2;var),MYCrearrangement*representing Burkitt or other mature B-cell lymphoma Pediatric/ adolescent/ young adult Complex karyotype (> or =4 abnormalities) Adult Unfavorable Low hypodiploidy/near triploidy Adult Unfavorable Near-haploid/hypodiploid All ages Unfavorable del(7p)IKZF1 All ages Unfavorable in absence ofERGdeletion Philadelphia chromosome-like acute lymphoblastic leukemia (Ph-like ALL) t(1q25;var),ABL2 Pediatric/ adolescent/ young adult Unfavorable t(5q32;var),PDGFRB t(9p24.1;var),JAK2 t(9q34;var),ABL1 t(Xp22.33;var) or t(Yp11.32;var),CRLF2 t(Xp22.33;var) or t(Yp11.32;var),P2RY8 | An interpretive report will be provided. | A neoplastic clone is detected when the percent of cells with an abnormality exceeds the normal reference range for any given probe set. A positive result is not diagnostic forB-cell lymphoblastic lymphoma butmay provide relevant prognostic information. The absence of an abnormal clone does not rule out the presence of an acute B-cell lymphoblastic leukemia/lymphoma or another neoplastic disorder. | This test is not approved by the US Food and Drug Administration and is best used as an adjunct to existing clinical and pathologic information. Fixatives other than formalin (eg, Prefer, Bouin's) may not be successful for fluorescence in situ hybridization (FISH) assays. Non-formalin fixed specimens will not be rejected. Paraffin-embedded tissues that have been decalcified may not be successful for FISH analysis. The success rate of FISH studies on decalcified tissue is approximately 50%. FISH studies will be attempted if sufficient tumor is present for analysis. If insufficient tissue/tumor is available for testing, the pathologist reviewing the hematoxylin and eosin-stained slide may find it necessary to cancel testing. If no FISH signals are observed post-hybridization, the case will be released indicating a lack of FISH results. | 1. Moorman AV, Harrison CJ, Buck GA, et al.: Karyotype is an independent prognostic factor in adult acute lymphoblastic leukemia (ALL): analysis of cytogenetic data from patients treated on the Medical Research Council (MRC) UKALLXII/Eastern Cooperative Oncology Group (ECOG) 2993 trial. Blood. 2007. Apr 15;109(8):3189-3197 2. Moorman AV.: The clinical relevance of chromosomal and genetic abnormalities in B-cell precursor acute lymphoblastic leukemia. Blood Rev. 2012 May;26(3):123-135 3. Roberts KG, Li Y, Payne-Turner D, et al.: Targetable kinase-activating lesions in Ph-like acute lymphoblastic leukemia. N Engl J Med. 2014 Sept 11;371(11):1005-1015 4. Mullighan CG.: The genomic landscape of acute lymphoblastic leukemia in children and young adults. Hematology Am Soc Hematol Educ Program. 2014 Dec 5;2014(1):174-180 5. Arber DA, Orazi A, Hasserjian R, et al.: The 2016 revision to the World Health Organization classification of myeloid neoplasms and acute leukemia. Blood. 2016 May 19;127(20):2391-2405 6. Swerdlow SH, Campo E, Harris NL, et al, eds.: WHO Classification of Tumours. Vol 2.WHO Classification of Tumours of Haematopoietic and Lymphoid Tissues. 4th ed. IARC Press; 2017. WHO Classification of Tumours. Vol 2. | This test is performed using commercially available and laboratory-developedprobes. Deletion of theCDKN2Alocus on chromosome 9, theTP53locuson chromosome 17, and gain of chromosomes 4, 10, and 17 are detected using enumeration strategy probes.Rearrangements involvingABL2, PDGFRB,MYC,JAK2,ABL1, MLL, ETV6,andIGHare detected using a dual-color break-apart (BAP) strategy probe.Dual-color, dual-fusion fluorescence in situ hybridization strategy probe sets are used to detect t(9;22), t(12;21), t(1;19),and in reflex testing when rearrangements of theMLLgene are detected. If separation of theMYCgene is identified, break-apartBCL2andBCL6will be evaluated using a dual-color BAP strategy probe. Paraffin-embedded tissue samples are cut at 5 microns and mounted on positively charged glass slides. The selection of tissue and the identification of target areas on the hematoxylin and eosin (H and E)-stained slide are performed by a pathologist. Using the H and E-stained slide as a reference, target areas are etched with a diamond-tipped engraving tool on the back of the unstained slide to be assayed. The probe set is hybridized to the appropriate target areas, and 2 technologists each independently analyze 50 interphase nuclei (100 total) with the results expressed as the percent of abnormal nuclei.(Unpublished Mayo method) | 7 to 10 days | Slides and H and E used for analysis are retained by the laboratory in accordance with regulatory requirements. Client provided paraffin blocks and extra unstained slides will be returned after testing is complete. | This test was developed and its performance characteristics determined by Mayo Clinic in a manner consistent with CLIA requirements. It has not been cleared or approved by the US Food and Drug Administration. | 88271 x 2, 88291-DNA probe, each (first probe set), interpretation and report88271 x 2-DNA probe, each; each additional probe set (if appropriate)88271-DNA probe, each; coverage for sets containing 3 probes (if appropriate)88271 x 2-DNA probe, each; coverage for sets containing 4 probes (if appropriate)88271 x 3-DNA probe, each; coverage for sets containing 5 probes (if appropriate)88274 w/modifier 52-Interphase in situ hybridization, <25 cells, each probe set (if appropriate)88274-Interphase in situ hybridization, 25 to 99 cells, each probe set (if appropriate)88275-Interphase in situ hybridization, 100 to 300 cells, each probe set (if appropriate) | B-Lymphoblastic Leuk/Lymph, FISH,Ts | In Process | 609462 | Released By | 18771-6
BLYM | B-Cell Lymphoma, FISH, Tissue | Detecting recurrent common chromosome abnormalities associated with various B-cell lymphomas in paraffin-embedded tissue specimens at diagnosis | Fluorescence In Situ Hybridization (FISH) | Yes | B-cell Lymphoma, FISH, Tissue | This test includes a charge for the probe application, analysis, and professional interpretation of results for one probe set (2 individual fluorescence in situ hybridization [FISH] probes). Additional charges will be incurred for all reflex or additional probe sets performed. No analysis charges will be incurred if an insufficient number of representative cells are available for analysis. | Submit only 1 of the following specimens: Preferred Specimen Type:Tissue block Collection Instructions:Submit a formalin-fixed, paraffin-embedded tumor tissue block. Blocks prepared with alternative fixation methodswill be attempted but are less favorable for successful results; provide fixation method used. Additional Information: 1. Paraffin-embedded specimens can be from any anatomic location (skin, soft tissue, lymph node, etc). 2. Bone specimens that have been decalcified will be attempted for testing, but the success rate is approximately 50%. Acceptable Specimen Type:Tissue slides Slides: 1 Hematoxylin and eosin stained and 2 unstained?for each probe set Collection Instructions: 1.Include 1 hematoxylin and eosin-stained slide for the entire test order. 2. For each probe set ordered, submit 2 consecutive, unstained, 5 micron-thick sections placed on positively charged slides. 3. If ordering MYC, 4 unstained slides are necessary; the break-apart MYC and the MYC/IGH D-FISH are performed simultaneously. | See Specimen Required | Mature B-cell lymphoma can be low grade, intermediate grade, or high grade, and the prognosis and clinical course are highly variable. Genetic abnormalities have emerged as one of the most important prognostic markers in B-cell lymphomas and can aid in diagnosis. Several chromosome abnormalities and variants of these abnormalities have been associated with various lymphoma subtypes (see Table). Fluorescence in situ hybridization (FISH) permits the detection of recurrent gene rearrangements associated with various chromosome translocations and inversions in B-cell lymphoma.FISH is available for the specific B-cell lymphoma subtypes;see Table. Table.Common Chromosome Abnormalities in B-cell Lymphomas Lymphoma type Chromosome abnormality FISH probe Burkitt (pediatric, < or =18 years old) 8q24.1 rearrangement 5'/3' MYC t(2;8)(p12;q24.1) IGK/MYC t(8;14)(q24.1;q32) MYC/IGH t(8;22)(q24.1;q11.2) MYC/IGL 3q27 rearrangement 3'/5' BCL6 18q21 rearrangement 3'/5' BCL2 Diffuse large B-cell, "double-hit" 8q24.1 rearrangement 5'/3' MYC t(8;14)(q24.1;q32) MYC/IGH ----Reflex: t(8;22)(q24.1;q11.2) MYC/IGL ----Reflex:t(2;8)(p12;q24.1) IGK/MYC ----Reflex:3q27 rearrangement 3'/5' BCL6 ----Reflex: 18q21 rearrangement 3'/5' BCL2 Large BCL IRF4 rearranged 6p24.3 rearrangement 5’/3' IRF4 18q21 rearrangement 3'/5' BCL2 3q27 rearrangement 3'/5' BCL6 Follicular 18q21 rearrangement 3'/5' BCL2 3q27 rearrangement 3'/5' BCL6 Predominantly diffuse subtype only: deletion of 1p36 TNFRSF14/1q22 Mantle cell t(11;14)(q13;q32) CCND1/IGH 11q13 rearrangement 5'/3' CCND1 Blastoid subtype only: deletion of 17p TP53/D17Z1 Blastoid subtype only:8q24.1 rearrangement 5'/3' MYC Cyclin D1-negativesubtype only: 12p13.32rearrangement 5'/3' CCND2 MALT 18q21 rearrangement 5'/3' MALT1 Splenic marginal zone Deletion of 7q D7Z1/7q32 Deletion of 17p TP53/D17Z1 | An interpretive report will be provided. | A neoplastic clone is detected when the percent of cells with an abnormality exceeds the normal reference range for any given probe set. Detection of an abnormal clone is supportive of a diagnosis of a B-cell lymphoma. The specific abnormality detected may help determine a B-cell lymphoma subtype and/or contribute to the prognosis. The absence of an abnormal clone, or Negative result, does not rule out the presence of a neoplastic disorder or change the pathologic diagnosis. | This test is not approved by the U.S. Food and Drug Administration and is best used as an adjunct to existing clinical and pathologic information. Fixatives other than formalin (eg, Prefer, Bouin's) may not be successful for fluorescence in situ hybridization (FISH) assays. Non-formalin fixed specimens will not be rejected. Paraffin-embedded tissues that have been decalcified may not be successful for FISH analysis. The success rate of FISH studies on decalcified tissue is approximately 50%. FISH studies will be attempted if sufficient tumor is present for analysis. The pathologist reviewing the hematoxylin and eosin-stained slide may find it necessary to cancel testing if insufficient tissue/tumor is available for testing. If no FISH signals or a lack of sufficient tumor tissue are observed post-hybridization, the case will be released indicating a lack of FISH results. | Swerdlow SH, Campo E, Harris NL, eds, et al: WHO Classification of Tumours of Haematopoietic and Lymphoid Tissues. 4th ed. IARC; 2017. WHO Classification of Tumours. Vol 2 | This test is performed using either commercially available or laboratory-developed probes. Rearrangements involvingMYC, BCL2, BCL6, CCND1, CCND2, IRF4,orMALT1are detected using dual-color break-apart (BAP) strategy probes. Dual-color, dual-fusion fluorescence in situ hybridization strategy probe sets are used to detect t(11;14)and to evaluate the Immunoglobulin partners for theMYCgene.Deletion of the7q32 locuson chromosome 7, theTNFRSF14locuson chromosome 1, and the TP53 locus on chromosome 17 are detected using enumeration strategy probes. At the laboratory's discretion, the IGH/BCL2probewill be performed when necessary to resolve or confirmBCL2rearrangement concerns.IGH::BCL2fusion is detected using a dual color, dual fusion probe set. Paraffin-embedded tissue samples are cut at 5 microns and mounted on positively charged glass slides. The selection of tissue and the identification of target areas on the hematoxylin and eosin (H and E)-stained slide are performed by a pathologist. Using the H and E-stained slide as a reference, target areas are etched with a diamond-tipped engraving tool on the back of the unstained slide to be assayed. The probe set is hybridized to the appropriate target areas, and 2 technologists each independently analyze 50 interphase nuclei (100 total) with the results expressed as the percent of abnormal nuclei.(Unpublished Mayo method) | 4 to 10 days | Slides and H and E used for analysis are retained by the laboratory in accordance with regulatory requirements. Client provided paraffin blocks and extra unstained slides (if provided) will be returned after testing is complete. | This test was developed and its performance characteristics determined by Mayo Clinic in a manner consistent with CLIA requirements. It has not been cleared or approved by the US Food and Drug Administration. | 88377 (if 1 probe set)88377 x 2 (if 2 probe sets)88377 x 3 (if 3 probe sets)88377 x 4 (if 4 probe sets)88377 x 5 (if 5 probe sets)88377 x 6 (if 6 probe sets) | B-cell Lymphoma, FISH, Tissue | 101651-8 | 603073 | Released By | 18771-6
BLPMF | B-Cell Lymphoma, Specified FISH, Varies | Detecting, at diagnosis, common chromosome abnormalities associated with specific B-cell lymphoma subtypes usingclientspecified FISH probes | Fluorescence In Situ Hybridization (FISH) | Yes | B-cell Lymphoma, Specified FISH | This test includes a charge for the probe application, analysis, and professional interpretation of results for one probe set (2 individual fluorescence in situ hybridization [FISH] probes). Additional charges will be incurred for all reflex or additional probe sets performed. | Submit only 1 of the following specimens: Preferred Specimen Type:Bone marrow Container/Tube: Preferred:Yellow top (ACD) Acceptable:Green top (heparin) or lavender top (EDTA) Specimen Volume:2 to 3 mL Collection Instructions: 1. It is preferable to send the first aspirate from the bone marrow collection. 2. Invert several times to mix bone marrow. 3. Send bone marrow in original tube.Do not aliquot. Acceptable Specimen Type:Whole blood Container/Tube: Preferred:Yellow top (ACD) Acceptable:Green top (heparin) or lavender top (EDTA) Specimen Volume:6 mL Collection Instructions: 1. Invert several times to mix blood. 2. Send whole blood in original tube.Do not aliquot. | Bone marrow: 1 mL; Whole blood: 2 mL | Mature B-cell lymphoma can be low grade, intermediate grade, or high grade, and the prognosis and clinical course are highly variable. Genetic abnormalities can assist diagnosis and have served as important prognostic markers in B-cell lymphomas. Fluorescence in situ hybridization (FISH) permits the detection of recurrent gene rearrangements associated with various chromosomal abnormalities in specific B-cell lymphoma subtypes (see Table). Table.Common Chromosome Abnormalities in B-cell Lymphomas Lymphoma type Chromosome abnormality FISH probe Burkitt (pediatric, < or =18 years old) 8q24.1 rearrangement 5'/3' MYC t(2;8)(p12;q24.1) IGK/MYC t(8;14)(q24.1;q32) MYC/IGH t(8;22)(q24.1;q11.2) MYC/IGL 3q27 rearrangement 3'/5' BCL6 18q21 rearrangement 3'/5' BCL2 Diffuse large B-cell, "double-hit" 8q24.1 rearrangement 5'/3' MYC t(8;14)(q24.1;q32) MYC/IGH ----Reflex: t(8;22)(q24.1;q11.2) MYC/IGL ----Reflex:t(2;8)(p12;q24.1) IGK/MYC ----Reflex:3q27 rearrangement 3'/5' BCL6 ----Reflex: 18q21 rearrangement 3'/5' BCL2 Follicular 18q21 rearrangement 3'/5' BCL2 3q27 rearrangement 3'/5' BCL6 Mantle cell t(11;14)(q13;q32) CCND1/IGH ----Reflex: 11q13 rearrangement 5'/3' CCND1 Blastoid subtype only: deletion of 17p TP53/D17Z1 Blastoid subtype only: 8q24.1 rearrangement 5'/3' MYC Splenic marginal zone Deletion of 7q D7Z1/7q32 Deletion of 17p TP53/D17Z1 | An interpretive report will be provided. | A neoplastic clone is detected when the percent of cells with an abnormality exceeds the normal reference range for any given probe set. Detection of an abnormal clone supports a diagnosis of B-cell lymphoma. The specific abnormality detected may help to determine a specific B-cell lymphoma subtype. The absence of an abnormal clone does not rule out the presence of lymphoma or another neoplastic disorder. | This test is not approved by the US Food and Drug Administration and is best used as an adjunct to existing clinical and pathologic information. Bone marrow is the preferred sample type for this fluorescence in situ hybridization test. If bone marrow is not available, a blood specimen may be used if there are neoplastic cells in the blood specimen (as verified by a hematopathologist). If no fluorescence in situ hybridization (FISH) signals are observed post-hybridization, the case will be released indicating a lack of FISH results. | 1. Swerdlow SH, Campo E, Harris NL, et al, eds. WHO Classification of Tumours of Haematopoietic and Lymphoid Tissues. 4th ed. IARC Press; 2017. WHO Classification of Tumours. Vol 2 2. King RL, McPhail ED, Meyer RG, et al. False-negative rates for MYC fluorescence in situ hybridization probes in B-cell neoplasms. Haematologica. 2019;104(6):e248-e251 3. Pophali PA, Marinelli LM, Ketterling RP, et al. High level MYC amplification in B-cell lymphomas: is it a marker of aggressive disease?. Blood Cancer J. 2020;10(1):5 | This test is performed using commercially available and laboratory-developed probes. Deletion of the 7q32 locus from chromosome 7 and theTP53locus from chromosome 17 are detected using enumeration strategy probes. Rearrangements involvingMYC, BCL2, BCL6, or CCND1aredetected using dual-color break-apart (BAP) strategy probes. Dual-color, dual-fusion fluorescence in situ hybridization (D-FISH) strategy probe sets are used to detect t(2;8), t(8;14), t(8;22), and t(11;14). For enumeration and BAP strategy probe sets, 100 interphase nuclei are scored; 200 interphase nuclei are scored when D-FISH probes are used, and results are expressed as the percent abnormal nuclei.(Unpublished Mayo method) | 7 to 10 days | 4 weeks | This test was developed and its performance characteristics determined by Mayo Clinic in a manner consistent with CLIA requirements. It has not been cleared or approved by the US Food and Drug Administration. | 88271 x 2, 88275, 88291-FISH Probe, Analysis, Interpretation; 1 probe set88271 x 2, 88275-FISH Probe, Analysis; each additional probe set (if appropriate) | B-cell Lymphoma, Specified FISH | 101920-7 | 614237 | Released By | 18771-6
IABCS | B-Cell Phenotyping Profile for Immunodeficiency and Immune Competence Assessment, Blood | Screening for common variable immunodeficiency and hyper-IgM syndromes Assessing B-cell subset reconstitution after stem cell or bone marrow transplant Assessing response to B-cell-depleting immunotherapy This test isnot indicated forthe evaluation of lymphoproliferative disorders (eg, leukemia, lymphoma, multiple myeloma). | Flow Cytometry | Yes | Immune Assessment B Cell Subsets, B | When multiple specimen types are required to perform a panel of tests, the laboratory will perform the tests for which the appropriate specimen type was received. The laboratory will cancel those for which the appropriate specimen was not received. Be advised that this may change the degree of interpretation received with the report. | Two separate EDTA whole blood specimens are required: 1 refrigerate and 1 ambient transport temperature. For serial monitoring,it is recommended that specimens are collected at the same time of day. Specimen Type:Whole blood for TBBS /Quantitative Lymphocyte Subsets: T, B, and Natural Killer (NK) Cells, Blood Container/Tube:4 mL Lavender top (EDTA) Specimen Volume:3 mL Collection Instructions: 1. Send whole blood specimen in original tube.Do not aliquot. 2. Label specimen as TBBS. 3. Ship ambient. Specimen Stability Information:Ambient <52 hours Specimen Type:Whole blood for IABC / B-Cell Phenotyping Screen for Immunodeficiency and Immune Competence Assessment, Blood Container/Tube:Lavender top (EDTA) Specimen Volume: < or =14 years: 4 mL >14 years: 10 mL Collection Instructions: 1. Send whole blood specimen in original tube.Do not aliquot. 2. Label specimen IABC. 3. Ship refrigerate. Specimen Stability Information:Refrigerated <48 hours | TBBS: 1 mL; IABC: > 14 years: 5 mL; < or = 14 years: 3 mL | Normal immunity requires a balance between the activities of various lymphocyte subpopulations with different effector and regulatory functions. Different immune cells can be characterized by unique surface membrane antigens described by a cluster of differentiation nomenclature (eg, CD3 is an antigen found on the surface of T lymphocytes). Abnormalities in the number and percent of T (CD3, CD4, CD8), B (CD19), and natural killer (CD16+CD56) lymphocytes have been described in a number of different diseases. In patients infected with HIV, the CD4 count is measured for AIDS diagnosis and initiation of antiviral therapy. The progressive loss of CD4 T lymphocytes in patients infected with HIV is associated with increased infections and complications. The United States Public Health Service has recommended that all HIV-positive patients be tested every 3 to 6 months for the level of CD4 T lymphocytes. The adaptive immune response includes both cell-mediated (mediated by T cells and natural killer [NK] cells) and humoral immunity (mediated by B cells). After antigen recognition and maturation in secondary lymphoid organs, some antigen-specific B cells terminally differentiate into antibody-secreting plasma cells or become memory B cells. Memory B cells are 3 subsets: marginal zone B cells (MZ or non-switched memory), class-switched memory B cells, and IgM-only memory B cells. Decreased B-cell numbers, B-cell function, or both result in immune deficiency states and increased susceptibility to infections. These decreases may be either primary (genetic) or secondary. Secondary causes include medications, malignancies, infections, and autoimmune disorders. Common variable immunodeficiency (CVID), a disorder of B-cell function, is the most prevalent primary immunodeficiency with a prevalence of 1 to 25,000 to 1 to 50,000.(1) CVID has a bimodal presentation with a subset of patients presenting in early childhood and a second set presenting between 15 and 40 years or, occasionally, even later. Many different genetic defects have been associated with CVID, including variants in theICOS, CD19, BAFF-R, andTACIgenes.TACIvariants account for 8% to 15% of CVID cases. Common variable immunodeficiency is characterized by hypogammaglobulinemia, usually involving most or all of the immunoglobulin classes (IgG, IgA, IgM, and IgE), impaired functional antibody responses, and recurrent sinopulmonary infections.(1,2) B-cell numbers may be normal or decreased. A minority of patients with CVID (5%-10%) have very low B-cell counts (<1% of peripheral blood leukocytes), while another subset (5%-10%) exhibit noncaseating, sarcoid-like granulomas in different organs and also tend to develop a progressive T-cell deficiency.(1) Of all patients with CVID, 25% to 30% have increased numbers of CD8 T cells and a reduced CD4 to CD8 ratio (<1). Studies have shown the clinical relevance of classifying patients with CVID by assessing B-cell subsets since changes in different B-cell subsets are associated with specific clinical phenotypes or presentations.(3,4) The B-cell phenotyping assay can be used in the diagnosis of hyper-IgM syndromes, which are characterized by increased or normal levels of IgM with low IgG and/or IgA.(5) Patients with hyper-IgM syndromes can have 1 of 5 known genetic defects- in theCD40L, CD40, AID(activation-induced cytidine deaminase),UNG(uracil DNA glycosylase), andNEMO(NF-kappa B essential modulator) genes.(5) Variants inCD40LandNEMOare inherited in an X-linked fashion, while variants in the other 3 genes are inherited in an autosomal recessive fashion. Patients with hyper-IgM syndromes have a defect in isotype class-switching, which leads to a decrease in class-switched memory B cells, with or without an increase in non-switched memory B cells and IgM-only memory B cells. In addition to its utility in the diagnosis of the above-described primary immunodeficiencies, B-cell phenotyping may be used to assess reconstitution of B-cell subsets after hematopoietic stem cell or bone marrow transplant. This test is also used to monitor B-cell-depicting therapies, such as Rituxan (rituximab) and Zevalin (ibritumomab tiuxetan). The etiology of CVID is heterogeneous. Variants of the gene that encodes TACI,TNFRSF13B(tumor necrosis factor receptor superfamily, member 13B), probably account for about 10% to 15% of all CVID cases.(6-8) Patients with variants in theTACIgene are particularly prone to developing autoimmune diseases, including cytopenias and lymphoproliferative disease. The other variants each have been reported in only a handful of patients. The etiopathogenesis is still undefined in 65% to 75% of patients with CVID. The absolute counts of lymphocyte subsets are known to be influenced by a variety of biological factors, including hormones, the environment, and temperature. The studies on diurnal (circadian) variation in lymphocyte counts have demonstrated progressive increase in CD4 T-cell count throughout the day, while CD8 T cells and CD19+ B cells increase between 8:30 a.m. and noon, with no change between noon and afternoon. Natural killer (NK) cell counts, on the other hand, are constant throughout the day.(9) Circadian variations in circulating T-cell counts have been shown to be negatively correlated with plasma cortisol concentration.(10-12) In fact, cortisol and catecholamine concentrations control distribution and, therefore, numbers of naive versus effector CD4 and CD8 T cells.(10) It is generally accepted that lower CD4 T-cell counts are seen in the morning compared with the evening(13) and during summer compared to winter.(14) These data, therefore, indicate that timing and consistency in timing of blood collection is critical when serially monitoring patients for lymphocyte subsets. | The appropriate age-related reference values will be provided on the report. | Quantitative Lymphocyte Subsets: T, B, and natural killer: When the CD4 count falls below 500 cells/mcL, patients who are HIV-positive can be diagnosed with AIDS and can receive antiretroviral therapy. When the CD4 count falls below 200 cells/mcL, prophylaxis againstPneumocystis jirovecipneumonia is recommended. Immune Assessment B Cell Subsets: The assay provides quantitative information on the various B-cell subsets (percentage and absolute counts in cells/microliter). Each specimen is evaluated for B-cell subsets with respect to the total number of CD19+ B cells present in the peripheral blood mononuclear cell population, compared to the reference range. In order to verify that there are no CD19-related defects, CD20 is used as an additional pan-B-cell marker (expressed as percentage of CD45+ lymphocytes). The B-cell panel assesses the following B-cell subsets: CD19+=B cells expressing CD19 as a percent of total lymphocytes CD19+ CD27+=total memory B cells CD19+ CD27+ IgD+ IgM+=marginal zone or non-switched memory B cells CD19+ CD27+ IgD- IgM+=IgM-only memory B cells CD19+ CD27+ IgD- IgM-=class-switched memory B cells CD19+ IgM+=IgM B cells CD19+ CD38+ IgM+=transitional B cells CD19+ CD38+ IgM-=plasmablasts CD19+ CD21-=CD21 low ("immature") B cells CD19+ CD21+=mature B cells CD19+ CD20+=B cells coexpressing both CD19 and CD20 as a percent of total lymphocytes | This assay and the reference range reported are based on analysis of B cells derived from the mononuclear cell fraction of peripheral whole blood and, therefore, results may not be identical to those performed on whole blood (eg, TBBS /Quantitative Lymphocyte Subsets: T, B, and Natural Killer [NK] Cells, Blood). Timing and consistency in timing of blood collection is critical when serially monitoring patients for lymphocyte subsets. See data under Clinical Information. | 1. Warnatz K, Denz A, Drager R, et al. Severe deficiency of switched memory B cells (CD27+ IgM- IgD-) in subgroups of patients with common variable immunodeficiency: a new approach to classify a heterogeneous disease. Blood. 2002;99(5):1544-1551 2. Brouet JC, Chedeville A, Fermand JP, Royer B. Study of the B cell memory compartment in common variable immunodeficiency. Eur J Immunol. 2000;30(9):2516-2520 3. Wehr C, Kivioja T, Schmitt C, et al. The EUROclass trial: defining subgroups in common variable immunodeficiency. Blood. 2008;111(1):77-85 4. Alachkar H, Taubenheim N, Haeney MR, et al. Memory switched B-cell percentage and not serum immunoglobulin concentration is associated with clinical complications in children and adults with specific antibody deficiency and common variable immunodeficiency. Clin Immunol. 2006;120(3):310-318 5. Lee WI, Torgerson TR, Schumacher MJ, et al. Molecular analysis of a large cohort of patients with hyper immunoglobulin M (hyper IgM) syndrome. Blood. 2005;105(5):1881-1890 6. Ramirez NJ, Posadas-Cantera S, Caballero-Oteyza A, Camacho-Ordonez N, Grimbacher B. There is no gene for CVID - novel monogenetic causes for primary antibody deficiency. Curr Opin Immunol. 2021;72:176-185. doi:10.1016/j.coi.2021.05.010 7. Salzer U, Chapel HM, Webster ADB, et al. Mutations in TNFRSF13B encoding TACI are associated with common variable immunodeficiency in humans. Nat Genet. 2005;37(8):820-828 8. Salzer U, Grimbacher B. TACI deficiency - a complex system out of balance.Curr Opin Immunol. 2021;71:81-88. doi:10.1016/j.coi.2021.06.004 9. Carmichael KF, Abayomi A. Analysis of diurnal variation of lymphocyte subsets in healthy subjects in the Caribbean, and its implication in HIV monitoring and treatment. Afr J Med Med Sci. 2006;35(1):53-57 10. Dimitrov S, Benedict C, Heutling D, et al. Cortisol and epinephrine control opposing circadian rhythms in T-cell subsets. Blood. 2009;113(21);5134-5143 11. Dimitrov S, Lange T, Nohroudi K, Born J. Number and function of circulating antigen presenting cells regulated by sleep. Sleep 2007;30(4):401-411 12. Kronfol Z, Nair M, Zhang Q, et al. Circadian immune measures in healthy volunteers: relationship to hypothalamic-pituitary-adrenal axis hormones and sympathetic neurotransmitters. Pyschosom Med. 1997;59(1):42-50 13. Malone JL, Simms TE, Gray GC, et al. Sources of variability in repeated T-helper lymphocyte counts from HIV 1-infected patients: total lymphocyte count fluctuations and diurnal cycle are important. J AIDS. 1990;3(2):144-151 14. Paglieroni TG, Holland PV. Circannual variation in lymphocyte subsets, revisited. Transfusion. 1994;34(6):512-516 15. U.S. Department of Health and Human Services: Recommendations for prophylaxis againstPneumocystiscariniipneumonia for adults and adolescents infected with human immunodeficiency virus. MMWR Morb Mortal Wkly Rep. 1994;43(RR-3):1-21 16. Thompson MA, Horberg MA, Agwu AL, et al. Primary care guidance for persons with human immunodeficiency virus: 2020 update by the HIV Medicine Association of the Infectious Diseases Society of America. Clin Infect Dis. 2021 Dec 6;73(11):e3572-e3605. Erratum in: Clin Infect Dis. 2021 Dec 08 17. Kumanovics A, Sadighi Akha AA. Flow cytometry for B-cell subset analysis in immunodeficiencies. J Immunol Methods. 2022;509:113327. doi:10.1016/j.jim.2022.113327 18. Sadighi Akha AA, Csomos K, Ujhazi B, Walter JE, Kumanovics A:Evolving approach to clinical cytometry for immunodeficiencies and other immune disorders.Clin Lab Med. 2023;43(3):467-483. doi:10.1016/j.cll.2023.05.002 | Quantitative Lymphocyte Subsets: T, B, and Natural Killer: The T, B, and natural killer (NK)-cell surface marker assay uses monoclonal antibodies to identify the various membrane antigens and flow cytometry to enumerate the number of cells expressing these differentiation antigens.CD14 is used to exclude monocytes, thereby improving accuracy and enhancing the purity of the lymphocyte population.The results are reported as the percent of lymphocytes that are total T cells (CD3+), CD3+CD4+ T cells, CD3+CD8+ T cells, NK (CD16+56+, CD3-), and B-lymphocytes (CD19+), and the absolute number of each cell type per mL of blood. The assay is a 7-color no-wash procedure, and the absolute counts are calculated from internal bead standards. In addition, the total lymphocyte count and the CD4:CD8 ratio are reported.(Hoffman RA, Kung PC, Hansen WP, Goldstien G. Simple and rapid measurement of human T lymphocytes and their subclasses in peripheral blood. Proc Natl Acad Sci USA. 1980:77[8]:4914-4917; Mandy FF, Nicholson JK, McDougal JS. Guidelines for performing single-platform absolute CD4+T-cell determinations with CD45 gating for persons infected with human immunodeficiency virus. Center for Disease Control and Prevention. MMWR Morb Mortal Wkly Rep. 2003;52[RR-2]:1-13) Immune Assessment B Cell Subsets: Peripheral blood mononuclear cells are isolated from whole blood using a Ficoll gradient and used in the staining protocol. The assay involves a multicolor 5-tube panel for the following antibodies: CD45, CD19, CD20, CD27, IgD, IgM, CD38, and CD21. After the staining with specific antibody, the cells are washed and fixed with paraformaldehyde and then analyzed by flow cytometry on a Becton Dickinson FACS Canto instrument. The cell-surface expression is denoted as the percent of CD19+ B cells expressing each of the specific markers. CD19+ and CD20+ B cells are expressed as a percent of the total lymphocytes (CD45+). The absolute counts for the B-cell subsets are derived from flow cytometry analysis of whole blood using monoclonal antibodies to identify CD45, CD3, CD4, CD8, CD19, and CD16+CD56+. CD14 is used to exclude monocytes, thereby improving accuracy and enhancing the purity of the lymphocyte population. The assay is a 7-color, lyse-no wash procedure and the absolute counts are calculated from internal bead standards. The absolute lymphocyte count per microliter is used to calculate the absolute counts of the various B-cell subsets in this assay.(Unpublished Mayo method) | 3 to 4 days | PBMC:7 days | This test was developed using an analyte specific reagent. Its performance characteristics were determined by Mayo Clinic in a manner consistent with CLIA requirements. This test has not been cleared or approved by the US Food and Drug Administration. | 86355-B cells, total count86357-Natural killer (NK) cells, total count86359-T cells, total count86360-Absolute CD4/CD8 count with ratio86356 x7 - Mononuclear cell antigen, quantitative | Immune Assessment B Cell Subsets, B | 90416-9 | 6657 | Comment | 80722-2
BNP | B-Type Natriuretic Peptide, Plasma | Aiding in the diagnosis of congestive heart failure (CHF) The role of B-type natriuretic peptide in monitoring CHF therapy is under investigation. | Immunoenzymatic Assay | Yes | B-Type Natriuretic Peptide (BNP) | Plasma EDTA | Supplies: Sarstedt Aliquot Tube, 5 mL (T914) Collection Container/Tube:Lavender top (EDTA) Submission Container/Tube:Plastic vial Specimen Volume:1 mL Collection Instructions:Centrifuge and aliquot plasma into plastic vial. Freeze immediately or within 7 hoursof collection. | 0.4 mL | B-type natriuretic peptide (BNP, formerly brain natriuretic peptide) is a 32-amino acid-ringed peptide secreted by the heart to regulate blood pressure, and fluid balance.(1) BNP is stored in, and secreted predominantly from, membrane granules in the heart ventricles and is continuously released from the heart in response to both ventricle volume expansion and pressure overload.(2) The natriuretic peptide system and the renin-angiotensin system counteract each other in arterial pressure regulation. When arterial pressure decreases, the kidneys release renin, which activates angiotensinogen resulting in increased peripheral resistance of the arterioles, thus increasing arterial pressure. The natriuretic peptides counteract the effects of renin secretion, causing a reduction of blood pressure and extracellular fluid volume.(3) Both BNP and atrial natriuretic peptide are activated by atrial and ventricular distension due to increased intracardiac pressure. These peptides have both natriuretic and diuretic properties: they raise sodium and water excretion by increasing the glomerular filtration rate and inhibiting sodium reabsorption by the kidney. The New York Heart Association (NYHA) developed a functional classification system for congestive heart failure (CHF) consisting of 4 stages based on the severity of the symptoms. Various studies have demonstrated that circulating BNP concentrations increase with the severity of CHF based on the NYHA classification.(4-6) | Males < or =45 years: < or =35 pg/mL 46 years: < or =36 pg/mL 47 years: < or =37 pg/mL 48 years: < or =38 pg/mL 49 years: < or =39 pg/mL 50 years: < or =40 pg/mL 51 years: < or =41 pg/mL 52 years: < or =42 pg/mL 53 years: < or =43 pg/mL 54 years: < or =45 pg/mL 55 years: < or =46 pg/mL 56 years: < or =47 pg/mL 57 years: < or =48 pg/mL 58 years: < or =49 pg/mL 59 years: < or =51 pg/mL 60 years: < or =52 pg/mL 61 years: < or =53 pg/mL 62 years: < or =55 pg/mL 63 years: < or =56 pg/mL 64 years: < or =57 pg/mL 65 years: < or =59 pg/mL 66 years: < or =60 pg/mL 67 years: < or =62 pg/mL 68 years: < or =64 pg/mL 69 years: < or =65 pg/mL 70 years: < or =67 pg/mL 71 years: < or =69 pg/mL 72 years: < or =70 pg/mL 73 years: < or =72 pg/mL 74 years: < or =74 pg/mL 75 years: < or =76 pg/mL 76 years: < or =78 pg/mL 77 years: < or =80 pg/mL 78 years: < or =82 pg/mL 79 years: < or =84 pg/mL 80 years: < or =86 pg/mL 81 years: < or =88 pg/mL 82 years: < or =91 pg/mL > or =83 years: < or =93 pg/mL Females < or =45 years: < or =64 pg/mL 46 years: < or =66 pg/mL 47 years: < or =67 pg/mL 48 years: < or =69 pg/mL 49 years: < or =71 pg/mL 50 years: < or =73 pg/mL 51 years: < or =74 pg/mL 52 years: < or =76 pg/mL 53 years: < or =78 pg/mL 54 years: < or =80 pg/mL 55 years: < or =82 pg/mL 56 years: < or =84 pg/mL 57 years: < or =87 pg/mL 58 years: < or =89 pg/mL 59 years: < or =91 pg/mL 60 years: < or =93 pg/mL 61 years: < or =96 pg/mL 62 years: < or =98 pg/mL 63 years: < or =101 pg/mL 64 years: < or =103 pg/mL 65 years: < or =106 pg/mL 66 years: < or =109 pg/mL 67 years: < or =112 pg/mL 68 years: < or =114 pg/mL 69 years: < or =117 pg/mL 70 years: < or =120 pg/mL 71 years: < or =123 pg/mL 72 years: < or =127 pg/mL 73 years: < or =130 pg/mL 74 years: < or =133 pg/mL 75 years: < or =137 pg/mL 76 years: < or =140 pg/mL 77 years: < or =144 pg/mL 78 years: < or =147 pg/mL 79 years: < or =151 pg/mL 80 years: < or =155 pg/mL 81 years: < or =159 pg/mL 82 years: < or =163 pg/mL > or =83 years: < or =167 pg/mL | >Normal to <200 pg/mL: likely compensated congestive heart failure (CHF) > or =200 to < or =400 pg/mL: likely moderate CHF >400 pg/mL: likely moderate-to-severe CHF B-type natriuretic peptide (BNP) levels are loosely correlated with New York Heart Association (NYHA) functional class (see Table). Interpretive Levels for CHF Functional Class 5th to 95th Percentile Median I 15 to 499 pg/mL 95 pg/mL II 10 to 1080 pg/mL 222 pg/mL III 38 to >1300 pg/mL 459 pg/mL IV 147 to >1300 pg/mL 1,006 pg/mL All CHF 22 to >1300 pg/mL 360 pg/mL Elevation in BNP can occur due to right heart failure with cor pulmonale (200-500 pg/mL), pulmonary hypertension (300-500 pg/mL), and acute pulmonary embolism (150-500 pg/mL). Elevations also occur in patients with acute coronary syndromes. | Lack of elevations have been reported if congestive heart failure is very acute (first hour) or with ventricular inflow obstruction (hypertrophic obstructive cardiomyopathy, mitral stenosis, atrial myxoma). Some patients who have been exposed to animal antigens, either in the environment or as part of treatment or imaging procedures, may have circulating anti-animal antibodies present. These antibodies may interfere with the assay reagents to produce unreliable results. | 1. Krishnaswamy P, Lubien E, Clopton P, et al. Utility of B-natriuretic peptide as a rapid, point-of-care test for screening patients undergoing echocardiography to determine left ventricular dysfunction. Am J Med. 2001;111(4):274-279 2. McNairy M, Gardetto N, Clopton P, et al. Stability of B-type natriuretic peptide levels during exercise in patients with congestive heart failure: implications for outpatient monitoring with B-type natriuretic peptide. Am Heart J. 2002;143(3):406-411 3. Apple FS, Goetze JP, Jaffe AS: Cardiac function. In: Rifai N, Horvath AR, Wittwer CT, eds. Tietz Textbook of Clinical Chemistry and Molecular Diagnostics. 6th ed. Elsevier; 2018:1201-1255 4. Dietzen DJ: Amino acids, peptides, and proteins. In: Rifai N, Horvath AR, Wittwer CT, eds. Tietz Textbook of Clinical Chemistry and Molecular Diagnostics. 6th ed. Elsevier; 2018:373-403 | The Accessbrain natriuretic peptide (BNP) test is a two-site immunoenzymatic (“sandwich”) assay. A sample is added to a reaction vessel with mouse monoclonal anti-human BNP antibody-alkaline phosphatase conjugate and paramagnetic particles coated with mouse Omniclonal anti-human BNP antibody. BNP in human plasma binds to the immobilized anti-BNP on the solid phase, while the mouse anti-BNP conjugate reacts specifically with bound BNP. After incubation in a reaction vessel, materials bound to the solid phase are held in a magnetic field while unbound materials are washed away. A chemiluminescent substrate is added to the reaction vessel and light generated by the reaction is measured with a luminometer. The light production is directly proportional to the concentration of BNP in the sample. The amount of analyte in the sample is determined from a stored, multi-point calibration curve.(Package insert: Access BNP B-type natriuretic peptide [BNP]. Beckman Coulter; 02/2022) | 2 to 3 days | 7 days | This test has been cleared, approved, or is exempt by the US Food and Drug Administration and is used per manufacturer's instructions. Performance characteristics were verified by Mayo Clinic in a manner consistent with CLIA requirements. | 83880 | B-Type Natriuretic Peptide (BNP) | 30934-4 | BNP | B-Type Natriuretic Peptide (BNP) | 30934-4
BABG | Babesia microti IgG Antibodies, Serum | An adjunct in the diagnosis of babesiosis Follow-up of documented babesiosis | Immunofluorescence Assay (IFA) | Yes | Babesia microti IgG Ab, S | For more information seeAcute Tick-Borne Disease Testing Algorithm. | Supplies:Sarstedt Aliquot Tube 5 mL (T914) CollectionContainer/Tube: Preferred:Serum gel Acceptable:Red top Submission Container/Tube:Plastic vial Specimen Volume:0.5 mL Collection Instructions: Centrifuge and aliquot serum into a plastic vial. | 0.4 mL | Babesiosis is a zoonotic infection caused by the protozoan parasiteBabesia microti. The infection is acquired by contact withIxodesticks carrying the parasite. The deer mouse is the animal reservoir, and overall, the epidemiology of this infection is much like that of Lyme disease. Babesiosis is most prevalent in the Northeast, upper Midwest, and Pacific Coast of the United States. Infectious forms (sporozoites) are injected during tick bites, and the organism enters the vascular system where it infects red blood cells (RBC). During this intraerythrocytic stage, it becomes disseminated throughout the reticuloendothelial system. Asexual reproduction occurs in RBC, and daughter cells (merozoites) are formed that are liberated on rupture (hemolysis) of the RBC. Most cases of babesiosis are subclinical or mild, but the infection can be severe and life-threatening, especially in older or asplenic patients. Fever, fatigue, malaise, headache, and other flu-like symptoms occur most commonly. In the most severe cases, hemolysis, acute respiratory distress syndrome, and shock may develop. Patients may have hepatomegaly and splenomegaly. A serologic test can be used as an adjunct in the diagnosis and follow-up of babesiosis, when infection is chronic or persistent, or in seroepidemiologic surveys of the prevalence of the infection in certain populations. Babesiosis is usually diagnosed by observing the organisms in infected RBC on Giemsa-stained thin blood films of smeared peripheral blood. Serology may also be useful if the parasitemia is too low to detect or if the infection has cleared naturally or following treatment. | <1:64 Reference values apply to all ages. | A positive result of an indirect fluorescent antibody test (titer > or =1:64) suggests current or previous infection withBabesia microti. In general, the higher the titer, the more likely it is that the patient has an active infection. Patients with documented infections have usually had titers ranging from 1:320 to 1:2560. | Previous episodes of babesiosis may produce a positive serologic result. In selected cases, documentation of infection may be attempted by animal inoculation or polymerase chain reaction (PCR) methods (LBAB /Babesiaspecies, Molecular Detection, PCR, Blood). Performance characteristics have not been established for the following specimen characteristics: -Lipemic -Hemolyzed | 1. Spach DH, Liles WC, Campbell GL, Quick RE, Anderson Jr DE, Fritsche TR. Tick-borne diseases in the United States. N Engl J Med. 1993;329(13):936-947 2. Vannier E, Gelfand JA.Babesiaspecies.In: Bennett JE, Dolin R, Blaser MJ, eds. Mandell, Douglas, and Bennett’s Principles and Practice of Infectious Diseases. 9thed. Elsevier; 2020:3400-3409 | The patient’s serum is diluted and is placed in microscopic slide wells, which have been coated withBabesia microti-infected red blood cells from Syrian hamsters. After incubation, the slides are washed and a fluorescein-isothiocyanate conjugate is added to each well. The slides are then read using a fluorescence microscope and significant fluorescent staining of intraerythrocytic organisms constitutes a positive reaction.(Krause PJ, Telford III SR, Ryan R, et al. Diagnosis of babesiosis: Evaluation of a serologic test for the detection ofBabesia microtiantibody. J Infect Dis. 1994;169[4]:923-926; package insert: Babesia IFA IgG. DiaSorin Molecular; 8/12/2016) | Same day/1 to 3 days | 14 days | This test was developed using an analyte specific reagent. Its performance characteristics were determined by Mayo Clinic in a manner consistent with CLIA requirements. This test has not been cleared or approved by the US Food and Drug Administration. | 86753 | Babesia microti IgG Ab, S | 16117-4 | 81128 | Babesia microti IgG Ab, S | 16117-4
BABPB | Babesia species, Molecular Detection, PCR, Blood | Initial screening or confirmatory testing for suspected babesiosis during the acute febrile stage of infection in patients from endemic areas, especially when Giemsa-stained peripheral blood smears do not reveal any organisms, or the organism morphology is inconclusive | Real-Time Polymerase Chain Reaction (PCR)/DNA Probe Hybridization | Yes | Babesia species PCR, B | Whole Blood EDTA | Container/Tube:Lavender top (EDTA) Specimen Volume:1 mL Collection Instructions:Send whole blood specimen in original tube.Do not aliquot. | 0.5 mL | Babesiosis is a tick-transmitted zoonosis caused by intraerythrocytic protozoa in the genusBabesia. Babesia microtiis responsible for the vast majority of human cases in the United States, with most cases occurring along the Northeast Coast and the upper Midwestern states. A small number of cases ofBabesia duncanihuman infection have also been reported along Pacific Coast states from Washington to northern California, andBabesia divergens/B divergens-like strains have been detected in humans in Missouri (MO-1 strain), Kentucky, and Washington. In Europe,B divergensandBabesia venatorumare the primary causes of human babesiosis. Humans most commonly acquire infection through the bite of an infected tick. The most common tick vectors in the United States areIxodes scapularisandIxodes pacificus, whileIxodes ricinusand other ticks transmit the parasite in Europe and Asia. Less commonly, babesiosis may be acquired through blood transfusion and across the placenta from the mother to the fetus. Most patients with babesiosis are asymptomatic or have only a self-limited, mild, flu-like illness, but some develop a severe illness that may result in death. Patient symptoms may include fever, chills, extreme fatigue, and severe anemia. The most severe cases occur in asplenic individuals and those over 50 years of age. Rare cases of chronic parasitemia, usually in immunocompromised patients, have been described. Babesiosis is conventionally diagnosed through microscopic examination of Giemsa-stained thick and thin peripheral blood films looking for characteristic intraerythrocyticBabesiaparasites. This method is relatively rapid, widely available, and capable of detecting (but not differentiating) human-infectiveBabesiaspecies. It is also necessary for calculating the percentage of parasitemia, which is used to predict prognosis, guide patient management, and monitor response to treatment. However, microscopic examination requires skilled microscopists and may be challenging in the setting of low parasitemia or prior drug therapy. Also,Babesiaspecies may closely resemble those ofPlasmodium falciparum. The Mayo Clinic real-time polymerase chain reaction assay provides a rapid and more sensitive alternative to blood film examination for detection and differentiation ofBmicroti,Bduncani,andBdivergens/Bdivergens-likeparasites. It does not cross-react with malaria parasites. | Negative Reference values apply to all ages. | A positive result indicates the presence ofBabesiaspeciesDNA and is consistent with active or recent infection. While positive results are highly specific indicators of disease, they should be correlated with blood smear microscopy, serological results, and clinical findings. A negative result indicates absence of detectable DNA fromBabesiaspecies in the specimen but does not always rule out ongoing babesiosis in a seropositive person since the parasitemia may be present at a very low level or may be sporadic. Other tests to consider in the evaluation of a patient presenting with an acute febrile illness following tick exposure include serologic tests for Lyme disease (Borrelia burgdorferi) and molecular detection (polymerase chain reaction: PCR) for ehrlichiosis/anaplasmosis. For patients who are past the acute stage of infection, serologic tests for these organisms should be ordered prior to PCR testing. | While this assay is designed to detect symptomatic infection withBabesia microti, Babesia duncani, andBabesiadivergens/MO-1, it may detect low-grade asymptomatic parasitemia in individuals in babesiosis-endemic areas. Thus, it should only be used for testing patients with a clinical history and symptoms consistent with babesiosis. Inhibitory substances may cause false-negative results. Inadequate specimen collection or improper storage may invalidate test results. | 1. Anderson JF, Mintz ED, Gadbaw JJ, et al:Babesia microti, human babesiosis andBorrelia burgdorferiin Connecticut. J Clin Microbiol. 1991 Dec;29(12):2779-2783 2. Herwaldt BL, de Bruyn G, Pieniazek NJ, et al:Babesia divergens-like infection, Washington State. Emerg Infect Dis. 2004 Apr;10(4):622-629 3. Herwaldt B, Persing DH, Precigout EA, et al: A fatal case of babesiosis in Missouri: identification of another piroplasm that infects humans. Ann Intern Med. 1996 Apr 1;124(7):643-650 4. Persing DH, Herwaldt BL, Glaser C, et al: Infection with aBabesia-like organism in northern California. N Engl J Med. 1995 Feb 2;332(5):298-303 5. Quick RE, Herwaldt BL, Thomford JW, et al: Babesiosis in Washington State: a new species ofBabesia? Ann Intern Med. 1993 Aug 15;119(4):284-290 6. Vannier E, Krause PJ: Human Babesiosis. N Engl J Med. 2012 Jun 21;366(25):2397-2407 | Nucleic acid is extracted from EDTA whole blood using the automated MagNA Pure bead-based system (Roche Molecular Systems). The extract is then transferred to individual self-contained capillary cuvettes for amplification. The LightCycler is an automated instrument that amplifies and monitors the development of target nucleic acid (amplicon) after each cycle ofpolymerase chain reaction (PCR). The DNA target for PCR assay is a gene encoding the nuclear small subunit ribosomal RNA (SS-rDNA). This assayconsists of 2 forward primers, 1 reverse primer, and 2 probesthat are specific for theBabesiaspecies target DNA. The specific base pair DNA target sequence is first amplified by PCR using the target-specific primers. Amplicon is then detected during melting curve analysis using fluorescence resonance energy transfer probes, which utilizes one hybridization probe with a donor fluorophore, fluorescein, at the 3' end and a second hybridization probe with an acceptor fluorophore, LC-Red 640, at the 5' end. Fluorescence is produced when the 2 probes anneal to the target sequence in close proximity to one another. The LC-Red 640 then emits a measurable and quantifiable light signal at a specific wavelength.(Burgess MJ, Rosenbaum ER, Pritt BS, et al. Possible transfusion-transmittedBabesia divergens-like/MO-1 in an Arkansas patient. Clin Infect Dis. 2017 Jun 1;64(11):1622-165) | Same day/1 to 4 days | 1 week | This test was developed and its performance characteristics determined by Mayo Clinic in a manner consistent with CLIA requirements. It has not been cleared or approved by the US Food and Drug Administration. | 87798 x28746987999 (if appropriate for government payers) | Babesia species PCR, B | 88461-9 | 618319 | Babesia divergens/MO-1 | 88450-2
FBACS | Baclofen, Serum |  | High Performance Liquid Chromatography/Tandem Mass Spectrometry (LC-MS/MS) | Yes | Baclofen, Serum | Serum Red | ***Must submit one specimen per order. Specimens cannot be shared between multiple orders.*** Specimen Type:Serum Collection Container/Tube:Red Submission Container/Tube:Plastic vial Specimen Volume:1 mL Collection Instructions:Draw blood in a plain, red-top tube(s). (Serum gel tube is not acceptable.) Spin down and send 1 mL of serum refrigerate in a preservative-free plastic vial. | 0.4 mL |  | Reporting limit determined each analysis. None Detected mcg/mL | Serum concentrations required for therapeutic effects reportedly range from 0.08 - 0.40 mcg/mL. |  |  |  | 5 to 11 days |  | This test was developed and its performance characteristics determined by NMS Labs. It has not been cleared or approved by the U.S. Food and Drug Administration. | 80369 | Baclofen, Serum | 9353-4 | Z3532 | Baclofen | 9353-4
MSCSF | Bacteria, Virus, Fungus, and Parasite Metagenomic Sequencing, Spinal Fluid | Detecting and identifying pathogenic organisms including bacteria, fungi, DNA viruses, RNA viruses, and parasites in cerebrospinal fluid This test isnotrecommendedas a test of cure because nucleic acids may persist after successful treatment. | Metagenomic Next-Generation Sequencing (NGS) | No | Metagenomic Sequencing, CSF | For more information see theMeningitis/Encephalitis Panel Algorithm. | Container/Tube: Sterile vial Specimen Volume: 2 mL Collection Instructions: 1.Masks should be worn by those collecting and processing specimens for this assay. 2.Handle all vials under sterile technique when open to the air. 3. A separate collection vial of CSF is preferred. 4. Submit specimen from collection vial 2, 3, or 4, as specimens from vial 1 are not acceptable. 5. Indicate on the label which vial is being submitted. 6.Do not centrifuge or heat inactivate. | 0.5 mL | The target population is patients with suspected, but undiagnosed, central nervous system infection. Infection of the central nervous system is a potentially life-threating condition that requires rapid diagnosis and clinical treatment. Infections of the central nervous system have broad pathogen etiology, including bacteria, fungi, viruses, and parasites. The breadth of causative agents challenges diagnostic test ordering and pathogen identification. Current clinical diagnostic methods, such as culture and specific-PCR assays, have limitations in the ability to detect non-viable organisms, or nucleic acids that are not targeted by specific assays, respectively. An unbiased metagenomic sequencing approach overcomes diagnostic test limitations by interrogating microbiota without bias towards any specific microorganisms. Bioinformatic analysis of the resultant large sequencing dataset enables identification of a diversity of pathogens in this assay. The test can identify multiple pathogens in a single specimen if present. | Negative. No pathogenic DNA virus detected. No pathogenic RNA virus detected. No pathogenic parasite detected. No pathogenic bacterium detected. No pathogenic fungus detected. | A positive result indicates that nucleic acid of one or more potentially pathogenic microorganisms was detected. A negative result indicates absence of detectable nucleic acids from potentially pathogenic bacteria, fungi, viruses, or parasites. A negative result does not rule the presence of a pathogen due lack of a reference sequence in the database used, the presence of microbial nucleic acids in quantities lower than the limit of detection of the assay, or inhibition from high levels of competing human nucleic acid.If testing indicates inhibition, testing will be repeated. If inhibition is again detected, the result will be reported with a comment indicating that inhibition was present. | This test does not detect prions. False-positive results are possible if specimens are contaminated with microbial nucleic acids from environmental contamination, patient microbiota (eg, from the skin) or microbiota of those collecting or processing the specimen. High levels of human nucleic acids in specimens can decrease test sensitivity for microorganism detection and result in sequencing competition interpreted as inhibition. Not all infecting central nervous system pathogens are detectable in cerebrospinal fluid (CSF) by this test. Results are intended to be used in conjunction with clinical findings. This test is only validated for CSF collected via lumbar puncture. Epstein Barr virus detection: Clinical significance of Epstein Barr virus (EBV) detection in CSF is uncertain and may suggest latent infection of white blood cells, inflammatory reactivation, post-transplant lymphoproliferative disorder, or neurologic disease. Cytomegalovirus detection: Clinical significance of cytomegalovirus (CMV) detection in CSF is uncertain and may suggest latent infection of white blood cells, inflammatory reactivation, or neurologic disease. Human Herpes virus 6 detection: Clinical significance of human herpes virus 6 (HHV-6) detection in CSF is uncertain and may suggest latent infection of white blood cells, inflammatory reactivation, chromosomally integrated HHV-6, or neurologic disease. HIV-1 detection: HIV-1 can be detected in CSF of HIV-positive individuals; clinical significance is uncertain. | Rodino KG, Toledano M, Norgan AP, et al. Retrospective review of clinical utility of shotgun metagenomic sequencing testing of cerebrospinal fluid from a U.S. tertiary care medical center. J Clin Microbiol. 2020;58(12):e01729-20. doi:10.1128/JCM.01729-20 | Cerebrospinal fluid is collected in a sterile container and the test portion aliquoted and bead beat. Specimens are separated into equal volume RNA and DNA pools following total nucleic acid isolation and spiked with internal controls. The RNA pool is treated before undergoing reverse transcription to convert total RNA into complementary DNA. RNA and DNA are then prepared for sequencing through size-selection, adapter addition, and addition of unique dual indices. Sequencing is performed on an Illumina NextSeq 1000. Run controls consist of two negative extraction controls, a difficult to lyse DNA positive extraction control, an RNA positive extraction control, and internal DNA and RNA phage inhibition controls for each sample.(Unpublished Mayo method) Bioinformatic analysis uses a cloud-based solution for data analysis. This software provides pathogen identification from complex specimen types. The pipeline includes sequencing QC, human sequence deletion, and organism sequence alignment. The website includes a graphical user interface, cloud-based data upload and analyses, and alignment of generated sequencing data to National Center for Biotechnology Information’s pathogen reference database. | 7 to 14 days | 14 days | This test was developed and its performance characteristics determined by Mayo Clinic in a manner consistent with CLIA requirements. It has not been cleared or approved by the US Food and Drug Administration. | 87801 Metagenomic Sequencing, CSF87798 Specimen Identification by PCR (if appropriate) | Metagenomic Sequencing, CSF | 103566-6 | MSCSF | Metagenomic Sequencing, CSF | 103566-6
ANAES | Bacterial Culture, Anaerobic with Antimicrobial Susceptibilities, Varies | Diagnosing anaerobic bacterial infections Directing antimicrobial therapy for anaerobic infections | Conventional Culture Technique with Minimal Inhibitory Concentration (MIC) by Agar Dilution (if appropriate) | Yes | Bacterial Culture, Anaerobic + Susc | When this test is ordered, the reflex tests may be performed at an additional charge.All bacterial organisms submitted will automatically have susceptibility testing performed and billed as appropriate. Antimicrobial agents appropriate to the organism and specimen source will be testedaccording to Mayo Clinic's practice and the laboratory's standard operating procedures. | Supplies:Anaerobic Transport Tube (T588) Acceptable Sources:Deep tissues, sterile body fluids, abscesses, percutaneous transtracheal aspirates, suprapubic aspirations, or wounds Collection Instructions:Specimen should be obtained by using a needle and syringe from a source not normally colonized by anaerobes. |  | Anaerobic bacteria are the greatest component of the human body's normal bacterial flora. Anaerobes colonize the skin, oral cavity, and genitourinary and lower gastrointestinal tracts, and generally do not cause infection. Their presence is important for vitamin and other nutrient absorption and in preventing infection with pathogenic bacteria. When usual skin and mucosal barriers are compromised, in an anaerobic environment, these bacteria can behave as pathogens. Typical anaerobic infections include periodontitis, abdominal or pelvic abscesses, endometritis, pelvic inflammatory disease, aspiration pneumonia, empyema and lung abscesses, sinusitis, brain abscesses, gas gangrene, and other soft tissue infections. Anaerobes grow aggressively in the body under anaerobic conditions and may possess a variety of virulence factors including capsules and extracellular enzymes. They also can develop resistance to antimicrobials by producing beta-lactamase and other modifying enzymes, and by alterations in membrane permeability and structure of penicillin-binding proteins. Susceptibility testing results are useful to clinicians because anaerobic bacteria are a significant cause of human infection, and they are often resistant to commonly used antimicrobials.BacteroidesandParabacteroidesspecies produce beta-lactamases. Ertapenem, metronidazole, and clindamycin are generally effective agents although resistance to clindamycin, and occasionally ertapenem, is increasing. The minimal inhibitory concentration (MIC) obtained during antimicrobial susceptibility testing is helpful in indicating the concentration of antimicrobial agent required at the site of infection necessary to inhibit the infecting organism. For each organism-antimicrobial agent combination, the Clinical and Laboratory Standards Institute and/or the European Committee on Antimicrobial Susceptibility Testing provides interpretive criteria for determining whether the MIC should be interpreted as susceptible, susceptible dose dependent, intermediate, nonsusceptible, resistant, or epidemiological cutoff value. | No growth Identification of probable pathogens Susceptibility results are reported as minimal inhibitory concentration (MIC) in mcg/mL. Breakpoints (also known as clinical breakpoints) are used to categorize an organism as susceptible, susceptible-dose dependent, intermediate, resistant, or nonsusceptible according to breakpoint setting organizations, either the Clinical and Laboratory Standards Institute (CLSI) or the European Committee on Antimicrobial Susceptibility Testing (EUCAST), as applicable. In some instances, an interpretive category cannot be provided based on available data; therefore, the following comment will be included on the report: There are no established interpretive guidelines for agents reported without interpretations. For information regarding CLSI and EUCAST susceptibility interpretations, seeSusceptibility Interpretative Category Definitions. | Isolation of anaerobes in significant numbers from specimens collected under sterile conditions including blood, other normally sterile body fluids, or closed collections of purulent fluid indicates infection with those organisms. A susceptible category result and a low minimum inhibitory concentration value indicate in vitro susceptibility of the organism to the antimicrobial tested. For interpretation of various antimicrobial susceptibility interpretive categories (ie, susceptible, intermediate, resistant, or epidemiological cutoff value), seeReference Values. | Specimens may be collected by needle and syringe aspiration or surgical drainage to avoid contamination with normal-flora anaerobes; such contamination would make interpretation of culture results impossible. Specimens must be transported in anaerobic transport vials. When antimicrobial susceptibilities are performed, in vitro susceptibility does not guarantee clinical response. Therefore, the decision to treat with a particular agent should not be based solely on the antimicrobial susceptibility testing result. | 1. Rosenblatt JE, Brook I. Clinical relevance of susceptibility testing of anaerobic bacteria. Clin Infect Dis. 1993;16(Suppl 4):S446-S448 2. Summanen P, Baron EJ, Citron DM, et al. Wadsworth Anaerobic Bacteriology Manual. 6th ed. Star Publishing Co; 2002 3. Schuetz AN, Carpenter DE. Susceptibility test methods: anaerobic bacteria. In: Carroll KC, Pfaller MA, eds. Manual of Clinical Microbiology. 12th ed. ASM Press; 2019:1377-1397 4. Hall GS. Anaerobic Bacteriology. In: Leber AL, ed. Clinical Microbiology Procedures Handbook. Vol 1. 4th ed. ASM Press; 2016:section 4 5. Jenkins SG, Schuetz AN. Current concepts in laboratory testing to guide antimicrobial therapy. Mayo Clin Proc. 2012;87(3):290-308 | Appropriate specimens are inoculated onto blood agar, phenylethyl alcohol agar, and lysed blood agar containing gentamicin and vancomycin and into thioglycollate broth tubes. After 48 hours of incubation at 35 degrees C in an anaerobic atmosphere, colonies are identified using 1 or a combination of the following techniques: Gram stain, use of various differential media, aerotolerance testing, conventional biochemical tests, matrix-assisted laser desorption/ionization time-of-flight mass spectrometry, real-time polymerase chain reaction, or 16S ribosomal RNA gene sequencing.(Procop GW, Church DL, Hall GS, et al. The anaerobic bacteria. In: Koneman'sColor Atlas and Textbook of Diagnostic Microbiology. 7th ed. Wolters; 2017:983-1073) An agar dilution method is used for routine susceptibility testing. The antimicrobial is added to agar in various concentrations depending upon levels attainable in serum. A standardized suspension of the organism is applied to the agar plates, which are incubated anaerobically for 42 to 48 hours at 35 to 37 degrees C. The end point is that in which a marked reduction occurs in the appearance of growth on the test plate as compared to that of growth on the control plate. Examples of marked change include a change from confluent growth to a haze, less than 10 tiny colonies, or 1 to 3 normal-sized colonies.(Clinical and Laboratory Standards Institute [CLSI]. Methods for Antimicrobial Susceptibility Testing of Anaerobic Bacteria. 9th ed. CLSI standard M11. CLSI; 2018) | 14 to 20 days | 7 days | This test has been cleared, approved, or is exempt by the US Food and Drug Administration and is used per manufacturer's instructions. Performance characteristics were verified by Mayo Clinic in a manner consistent with CLIA requirements. | 87075-Bacterial Culture, Anaerobic87076-Anaerobe Ident (if appropriate)87076-Id MALDI-TOF Mass Spec Anaerobe (if appropriate)87153-Anaerobe Ident by Sequencing (if appropriate)87150-Identification by PCR (if appropriate)87176-Tissue Processing (if appropriate)87185-Beta Lactamase (if appropriate)87186-Antimicrobial Susceptibility, Anaerobic Bacteria, MIC (if appropriate)87181-Anaerobe Susceptibility per agent (if appropriate)87150-mecA PCR (if appropriate) | Bacterial Culture, Anaerobic + Susc | 635-3 | ANAES | Bacterial Culture, Anaerobic + Susc | 635-3
ANAE | Bacterial Culture, Anaerobic, Varies | Diagnosing anaerobic bacterial infections | Conventional Culture Technique | Yes | Bacterial Culture, Anaerobic | When this test is ordered, the reflex tests may be performed at an additional charge. | Supplies:Anaerobe Transport Tube (T588) Specimen Types:Deep tissues, sterile body fluids, abscesses, percutaneous transtracheal aspirates, suprapubic aspirations, or wounds Collection Instructions:Specimen should be obtained by using a needle and syringe from a source not normally colonized by anaerobes. |  | Anaerobic bacteria are the greatest component of the human body's normal bacterial flora colonizing the skin, oral cavity, and genitourinary and lower gastrointestinal tracts and generally do not cause infection. Their presence is important for vitamin and other nutrient absorption and in preventing infection with pathogenic bacteria. When usual skin and mucosal barriers are penetrated as well as in an anaerobic environment, these bacteria can behave as pathogens. Typical anaerobic infections include periodontitis, abdominal or pelvic abscesses, endometritis, pelvic inflammatory disease, aspiration pneumonia, empyema and lung abscesses, sinusitis, brain abscesses, gas gangrene, and other soft tissue infections. Anaerobes grow aggressively in the body under anaerobic conditions and may possess a variety of virulence factors including capsules and extracellular enzymes. They also can develop resistance to antimicrobials by producing beta-lactamase and other modifying enzymes as well as by alterations in membrane permeability and structure of penicillin-binding proteins. Because anaerobic bacteria are a significant cause of human infection and are often resistant to commonly used antimicrobials, susceptibility testing results are useful to clinicians.BacteroidesandParabacteroidesspecies produce beta-lactamases. Ertapenem, metronidazole, and clindamycin are generally effective agents although resistance to clindamycin, and occasionally ertapenem, is increasing. | No growth Identification of probable pathogens | Isolation of anaerobes in significant numbers from well-collected specimens including blood, other normally sterile body fluids, or closed collections of purulent fluid, indicates infection with the identified organisms. | Specimens should be collected by needle and syringe aspiration or surgical drainage to avoid contamination with normal-flora anaerobes; such contamination would make interpretation of culture results impossible. Specimens must be transported in anaerobic transport vials. | 1. Summanen P, Baron EJ, Citron DM, et al: Wadsworth Anaerobic Bacteriology Manual. 6th ed. Star Publishing Co; 2002 2. Schuetz AN, Carpenter DE: Susceptibility test methods: anaerobic bacteria. In: Carroll KC, Pfaller MA, eds. Manual of Clinical Microbiology. 12th ed. ASM Press; 2019:1377-1397 3. Hall GS: Anaerobic bacteriology. In: Leber AL, ed. Clinical Microbiology Procedures Handbook. Vol 1. 4th ed. ASM Press; 2016: chap 44 | Appropriate specimens are inoculated onto blood agar, phenylethyl alcohol agar, lysed blood agar containing gentamicin and vancomycin, and into thioglycollate broth tubes which are incubated anaerobically for 48 hours. Colonies are subcultured to determine aerotolerance, and obligately anaerobic organisms may be identified by Gram stain and/or use of various differential media, conventional biochemical tests, matrix-assisted laser desorption/ionization time-of-flight (MALDI-TOF) mass spectrometry, real-time polymerase chain reaction (RT PCR), or 16S ribosomal RNA gene sequencing (rRNA).(Procop GW, Church DL, Hall GS, et al. eds: The anaerobic bacteria. In: Koneman'sColor Atlas and Textbook of Diagnostic Microbiology. 7th ed. Wolters Kluwer Lippincott Williams and Wilkins; 2017:983-1073) | 14 to 20 days | 7 days | This test has been cleared, approved, or is exempt by the US Food and Drug Administration and is used per manufacturer's instructions. Performance characteristics were verified by Mayo Clinic in a manner consistent with CLIA requirements. | 87075-Bacterial Culture, Anaerobic87076-Id MALDI-TOF Mass Spec Anaerobe (if appropriate)87153-Anaerobe Ident by Sequencing (if appropriate)87176-Tissue Processing (if appropriate)87150-Identification by PCR (if appropriate) | Bacterial Culture, Anaerobic | 635-3 | ANAE | Bacterial Culture, Anaerobic | 635-3
CFRCS | Bacterial Culture, Cystic Fibrosis with Antimicrobial Susceptibilities, Varies | Detecting disease-causing aerobic bacteria in specimens from patients with cystic fibrosis Determining the in vitro antimicrobial susceptibility of potentially pathogenic aerobic bacteria, if appropriate | Conventional Culture Technique with Minimal Inhibitory Concentration (MIC) (Agar Dilution or Broth Microdilution or Gradient Diffusion) or Disk Diffusion (if appropriate) | Yes | Bacterial Culture,Cystic Fib +Susc | When this test is ordered, the reflex tests may be performed at an additional charge. Antimicrobial agent appropriate to the organism and specimen source will be tested according to Mayo Clinic's practice. | Submit only 1 of the following specimens: Preferred: Specimen Type:Sputum, expectorated or induced Patient Preparation:Have the patient brush their teeth or gargle with water immediately before specimen collection. This reduces the number of contaminating oropharyngeal bacteria. Container/Tube:Sterile container Specimen Volume:Entire collection Acceptable: Specimen Type:Bronchial aspirate or washing, sinus aspirate, bronchoalveolar lavage, endotracheal, or tracheal Container/Tube:Sterile container Specimen Volume:Entire collection Specimen Type:Throat swab Supplies: Culturette (BBL Culture Swab) (T092) BD E-Swab (T853) Container/Tube:Culture transport swab (Dacron or rayon swab with aluminum or plastic shaftwith eitherStuart or Amies liquid medium), or ESwab Specimen Volume:Entire collection | See Specimen Required | Life expectancy of patients with cystic fibrosis (CF) has increased steadily over the past 50 years, in large part due to improvements in the management of lung disease in this patient population. Still, chronic lung infection is responsible for 75% to 85% of deaths in patients with CF. Appropriate treatment for the causative organism can reduce morbidity and mortality. The number of microbial species associated with CF lung disease is relatively limited. These includePseudomonas aeruginosa(mucoid and nonmucoid),Staphylococcus aureus,Burkholderia cepaciacomplex,Stenotrophomonas maltophilia, other non-fermenting gram-negative rods,Haemophilus influenzae,andStreptococcus pneumoniae. Nontuberculous mycobacteria andAspergillusspecies may also play a role in CF lung disease, in addition to common respiratory viruses. This culture is specifically designed and utilizes conventional and additional selective media (compared to non-CF respiratory cultures) to isolate bacteria commonly associated with pulmonary disease in patients with CF. In selected centers, lung transplantation is performed on patients with CF. This test is appropriate for lung transplant patients with underlying CF because they can continue to harbor the same types of organisms as they did pretransplantation. Patients with CF may be colonized or chronically infected by these organisms over a long period of time. Antimicrobial susceptibility testing determines the minimal inhibitory concentration (MIC) value of selected antimicrobial agents against isolated potentially pathogenic bacteria. The MIC is the lowest antimicrobial concentration (of a series of increasing concentrations) that inhibits growth of the bacterium. Agar dilution MIC testing is performed by testing for growth of bacteria on agar plates containing varying concentrations of antimicrobial agents. For each organism-antimicrobial agent combination, the Clinical and Laboratory Standards Institute and/or the European Committee on Antimicrobial Susceptibility Testing provide interpretive criteria for determining whether the MIC should be interpreted as susceptible, susceptible-dose dependent, intermediate, nonsusceptible, resistant, or epidemiological cutoff value. | No growth or usual microbiota Susceptibility results are reported as minimal inhibitory concentration (MIC) in mcg/mL. Breakpoints (also known as clinical breakpoints) are used to categorize an organism as susceptible, susceptible-dose dependent, intermediate, resistant, or nonsusceptible according to breakpoint setting organizations, either the Clinical and Laboratory Standards Institute (CLSI) or the European Committee on Antimicrobial Susceptibility Testing (EUCAST), as applicable. In some instances, an interpretive category cannot be provided based on available data; therefore, the following comment will be included on the report: There are no established interpretive guidelines for agents reported without interpretations. For information regarding CLSI and EUCAST susceptibility interpretations, seeSusceptibility Interpretative Category Definitions. | A negative test result is no growth of bacteria or growth of only usual microbiota. A negative result does not rule out all causes of infectious lung disease. For more information, see Cautions. Organisms associated with lower respiratory tract infections are reported. For positive test results, disease-causing bacteria are identified. Patients with cystic fibrosis may be colonized or chronically infected by some organisms over a long period of time, therefore, positive results must be interpreted in conjunction with previous findings and the clinical picture to appropriately evaluate results. A susceptible category result and a low minimum inhibitory concentration value indicate in vitro susceptibility of the organism to the antimicrobial tested. For interpretation of various antimicrobial susceptibility interpretive categories(ie, susceptible, susceptible-dose dependent, intermediate, nonsusceptible, resistant, or epidemiological cutoff value), see Reference Values. | When culture of sputum is delayed, successful isolation of bacterial pathogens is less likely, due to the overgrowth of usual oropharyngeal microbiota. Some bacterial agents that cause lower respiratory infections (eg, Mycobacteria,Legionellaspecies,Mycoplasma pneumoniae) are not detected by this assay and require special procedures. If the bacterial culture is negative, clinicians should consider additional testing to detect other bacterial, viral, or fungal agents. Results must be interpreted in conjunction with clinical findings and previous culture results. When antimicrobial susceptibilities are performed, in vitro antimicrobial susceptibility does not guarantee clinical response. Therefore, the decision to treat with a particular agent should not be based solely on the antimicrobial susceptibility testing result. | 1. Miller JM, Binnicker MJ, Campbell S, et al. A guide to utilization of the microbiology laboratory for diagnosis of infectious diseases: 2018 Update by the Infectious Diseases Society of America and the American Society for Microbiology. Clin Infect Dis. 2018;67(6):e1-e94. doi:10.1093/cid/ciy381 2. York MK, Gilligan P, Alby K: Lower respiratory tract cultures. In: Leber AL, ed. Clinical Microbiology Procedures Handbook, Vol 1, 4th ed. ASM Press; 2016:section 3.11.2 3.LiPuma JJ, Currie BJ, Peacock SJ, VanDamme PAR:Burkholderia, Stenotrophomonas, Ralstonia, Cupriavidus, Pandoraea, Brevundimonas, Comamonas, Delftia, and Acidovorax.In: Carroll KC, Pfaller MC, eds. Manual of Clinical Microbiology. 12th ed. ASM Press; 2019:807-828 | Standard media (5% sheep blood, chocolate, andeosin methylene blueagar plates) used for respiratory cultures are inoculated. In addition, 2 selective agar plates are utilized to enable isolation of slower growing pathogens that may be easily overgrown by usual microbiota and the longstanding colonization byPseudomonas aeruginosa.Burkholderia cepaciaSelective Agar plate is used for the isolation ofB cepaciacomplex, which includes 20 distinct species. Isolates ofB cepaciawill be forwarded to the University of Michigan's CFF Research Testing and Repository for genotyping. There is no additional charge for this shipping/testing. A chromogenicStaphylococcusaureusagar is used to enhance the isolation ofS. aureus. Finally, a second chocolate blood agar plate is incubated in an anaerobic atmosphere. The anaerobic atmosphere allows for detection ofHaemophilusspecies that may otherwise be overgrown byP. aeruginosa.Pathogens or possible pathogens are identified using 1 or a combination of the following techniques: commercial identification strips or panels, matrix-assisted laser desorption/ionization time-of-flight (MALDI-TOF)mass spectrometry, conventional biochemical tests, carbon source utilization, real-time polymerase chain reaction, and nucleic acid sequencing of the 16S ribosomal RNA (rRNA) gene.(Gilligan P, Alby K, York MK: Respiratory cultures from cystic fibrosis patients. In: Leber AL, ed. Clinical Microbiology Procedures Handbook, Vol 1, 4th ed. ASM Press; 2016:section 3.11.3) When antimicrobial susceptibility testing is performed, an agar dilution method is used for routine testing. The agar dilution method employs the use of antimicrobial agents incorporated in agar plates. The antimicrobial is added to agar in various concentrations depending upon levels attainable in serum, urine, or both. A standardized suspension of the organism is applied to the agar plates, which are incubated for a minimum of 16 to 18 hours at 35 degrees C. Complete inhibition of all but one colony or a very fine residual haze represents the end point.(Clinical and Laboratory Standards Institute [CLSI]. Methods for Dilution Antimicrobial Susceptibility Tests for Bacteria That Grow Aerobically. 11th ed. CLSI standard M07. CLSI; 2018) Daptomycin and tigecycline are tested by agar gradient diffusion.(Clinical and Laboratory Standards Institute[CLSI]. Methods for Dilution Antimicrobial Susceptibility Tests for Bacteria That Grow Aerobically. 11th ed. CLSI standard M07. CLSI; 2018; package insert: Etest Biomerieux;15203E-EN-2016/07. 07/2016) Cefiderocol is tested by disk diffusion.(Clinical and Laboratory Standards Institute [CLSI]. Performance Standards for Antimicrobial Disk Susceptibility Tests. 13th ed. CLSI standard M02.CLSI; 2018) | 4 to 12 days | 1 day | This test has been cleared, approved, or is exempt by the US Food and Drug Administration and is used per manufacturer's instructions. Performance characteristics were verified by Mayo Clinic in a manner consistent with CLIA requirements. | 87070-Bacterial, Culture, cystic fibrosis, respiratory87077-Identification commercial kit (if appropriate)87077-Ident by MALDI-TOF mass spec (if appropriate)87077-Bacteria Identification (if appropriate)87077-Additional Identification procedure (if appropriate)87077-Identification Staphylococcus (if appropriate)87077-Identification Streptococcus (if appropriate)87147 x 1-3-Serologic agglut method 1 ident (if appropriate)87147-Serologic agglut method 2 ident (if appropriate)87147 x 4-Serologic agglut method 3 ident (if appropriate)87147 x 2-6-Serologic Agglut Method 4 Ident (if appropriate)87153-Aerobe ident by sequencing (if appropriate)87150-Identification by PCR (if appropriate)87185-Beta lactamase (if appropriate)87186-Antimicrobial Susceptibility, Aerobic Bacteria, MIC-per organism for routine battery (if appropriate)87181-Susceptibility per drug and per organism for drugs not in routine battery (if appropriate)87150-mec A PCR (if appropriate) | Bacterial Culture,Cystic Fib +Susc | 44798-7 | CFRCS | Bacterial Culture,Cystic Fib +Susc | 44798-7
CFRC | Bacterial Culture, Cystic Fibrosis, Respiratory | Detecting disease-causing aerobic bacteria in specimens from patients with cystic fibrosis | Conventional Culture Technique | Yes | Bacterial Culture, Cystic Fibrosis | When this test is ordered, the reflex tests may be performed at an additional charge. | Submit only 1 of the following specimens: Preferred: Specimen Type:Sputum, expectorated or induced Patient Preparation: Have the patient brush their teeth or gargle with water immediately prior to specimen collection. This reduces the number of contaminating oropharyngeal bacteria. Container/Tube:Sterile container Specimen Volume:Entire collection Acceptable: Specimen Type:Bronchial aspirate or washing, sinus aspirate, bronchoalveolar lavage, endotracheal, or tracheal Container/Tube:Sterile container Specimen Volume:Entire collection Specimen Type:Throat swab Supplies: -Culturette (BBL Culture Swab) (T092) -BD E-Swab (T853) Container/Tube:Culture transport swab (Dacron or rayon swab with aluminum or plastic shaftwith eitherStuart or Amies liquid medium), or ESwab | See Specimen Required | Life expectancy of patients with cystic fibrosis (CF) has increased steadily over the past 50 years, in large part due to improvements in the management of lung disease in this patient population. Still, chronic lung infection is responsible for 75% to 85% of deaths in patients with CF. Appropriate treatment for the causative organism can reduce morbidity and mortality. The number of microbial species associated with CF lung disease is relatively limited. These includePseudomonas aeruginosa(mucoid and nonmucoid),Staphylococcus aureus,Burkholderia cepaciacomplex,Stenotrophomonas maltophilia, other non-fermenting gram-negative rods,Haemophilus influenzae,andStreptococcus pneumoniae. Nontuberculous mycobacteria andAspergillusspecies may also play a role in CF lung disease, in addition to common respiratory viruses. This culture is specifically designed and utilizes conventional and additional selective media (compared to non-CF respiratory cultures) to isolate bacteria commonly associated with pulmonary disease in patients with CF. In selected centers, lung transplantation is performed on patients with CF. This test is appropriate for lung transplant patients with underlying CF because they can continue to harbor the same types of organisms as they did pretransplantation. Patients with CF may be colonized or chronically infected by these organisms over a long period of time. | No growth or usual microbiota Identification of probable pathogens | A negative test result is no growth of bacteria or growth of only usual microbiota. A negative result does not rule out all causes of infectious lung disease. For more information, see Cautions. Organisms associated with lower respiratory tract infections are reported. For positive test results, disease-causing bacteria are identified. Patients with cystic fibrosis may be colonized or chronically infected by some organisms over a long period of time, therefore, positive results must be interpreted in conjunction with previous findings and the clinical picture to appropriately evaluate results. | When culture of sputum is delayed, successful isolation of bacterial pathogens is less likely, due to the overgrowth of usual oropharyngeal microbiota. Some bacterial agents that cause lower respiratory infections (eg, mycobacteria,Legionellaspecies,Mycoplasma pneumoniae) are not detected by this assay and require special procedures. If the bacterial culture is negative, clinicians should consider additional testing to detect other bacterial, viral, or fungal agents. Results must be interpreted in conjunction with clinical findings and previous culture results. | 1. Miller JM, Binnicker MJ, Campbell S, et al: A guide to utilization of the microbiology laboratory for diagnosis of infectious diseases: 2018 Update by the Infectious Diseases Society of America and the American Society for Microbiology. Clin Infect Dis. 2018 Aug31;67(6):e1-e94. doi: 10.1093/cid/ciy381 2. York MK, Gilligan P, Alby K: Lower respiratory tract cultures. In: Leber AL, ed. Clinical Microbiology Procedures Handbook. Vol 1. 4th ed. ASM Press; 2016:section 3.11.2 3.LiPuma JJ, Currie BJ, Peacock SJ, VanDamme PAR:Burkholderia, Stenotrophomonas, Ralstonia, Cupriavidus, Pandoraea, Brevundimonas, Comamonas, Delftia, andAcidovorax.In: Jorgensen JH, Carroll KC, Pfaller MC, eds. Manual of Clinical Microbiology. 12th ed. ASM Press; 2019:807-828 | Standard media (5% sheep blood, chocolate, and eosin methylene blue agar plates) used for respiratory cultures are inoculated. In addition, 2 selective agar plates are utilized to enable isolation of slower-growing pathogens that may be easily overgrown by usual microbiota and the longstanding colonization byPseudomonas aeruginosa.Burkholderia cepaciaSelective Agar plate is used for the isolation ofBurkholderia cepaciacomplex, which includes 9 distinct species. Isolates ofBurkholderia cepaciawill be forwarded to the University of Michigan's CFF Research Testing and Repository for genotyping. There is no additional charge for this shipping/testing. A chromogenicStaphylococcusaureusagar is used to enhance the isolation ofStaphylococcus aureus. Finally, a second chocolate blood agar plate is incubated in an anaerobic atmosphere. The anaerobic atmosphere allows for the detection ofHaemophilusspecies that may otherwise be overgrown byPseudomonas aeruginosa.Pathogens or possible pathogens are identified using 1 or a combination of the following techniques: commercial identification strips or panels, matrix-assisted laser desorption/ionization time-of-flight mass spectrometry, conventional biochemical tests, carbon source utilization, real-time polymerase chain reaction, and nucleic acid sequencing of the 16S ribosomal RNA gene.(Gilligan P, Alby K, York MK: Respiratory cultures from cystic fibrosis patients. In: Leber AL, eds. Clinical Microbiology Procedures Handbook. Vol 1. 4th ed. ASM Press; 2016:section 3.11.3) | 5 to 12 days | 1 day | This test has been cleared, approved, or is exempt by the US Food and Drug Administration and is used per manufacturer's instructions. Performance characteristics were verified by Mayo Clinic in a manner consistent with CLIA requirements. | 87070-Bacteria, culture, cystic fibrosis, respiratory87077-Identification commercial kit (if appropriate)87077-Ident by MALDI-TOF mass spec (if appropriate)87077-Bacteria Identification (if appropriate)87077-Additional Identification procedure (if appropriate)87077-Identification Staphylococcus (if appropriate)87077-Identification Streptococcus (if appropriate)87147 x 1-3-Serologic agglut method 1 ident (if appropriate)87147-Serologic agglut method 2 ident (if appropriate)87147 x 4-Serologic agglut method 3 ident (if appropriate)87147 x 2-6-Serologic Agglut Method 4 Ident (if appropriate)87153-Aerobe Ident by sequencing (if appropriate)87150-Identification by PCR (if appropriate) | Bacterial Culture, Cystic Fibrosis | 44798-7 | CFRC | Bacterial Culture, Cystic Fibrosis | 44798-7
BTWGS | Bacterial Typing, Whole Genome Sequencing, Varies | Aiding in the investigation of a potential outbreak by a single bacterial species May assist in identification of recurrent infection in an individual patient | Whole Genome Sequencing | Yes | Bacterial Typing, Whole Genome Seq | Organism identification is required. All bacteria submitted will be tested. Organism identifications that are incorrect or incomplete may result in no results at final analysis. Laboratory may perform matrix-assisted laser desorption/ionization time-of-flight mass spectrometry (MALDI-TOF MS) or other testing as listed in Reflex Tests to confirm identification and report this finding at an additional charge. | Aerobic Bacteria Supplies:Infectious Container, Large (T146) Container/Tube:Agar slant Specimen Volume:Isolates on separate agar slants in pure culture Collection Instructions: 1. Isolate the bacteria (must beAcinetobacter baumannii,Campylobacter jejuni/coli,Enterobacter cloacae,Enterococcus faecalis,Enterococcus faecium,Escherichia coli,Klebsiella pneumoniae,Legionella pneumophila,Pseudomonas aeruginosa,Serratia marcescens,Staphylococcus aureus,Staphylococcusepidermidis,Staphylococcuslugdunensis,Streptococcusagalactiae,orStreptococcus pyogenes). 2. Bacterial isolate must be in pure culture, actively growing.Do not submit mixed cultures. 3.Each isolate must be submitted under a separate order. Anaerobic Bacteria Supplies: -Anaerobe Transport Tube (T588) -Infectious Container, Large (T146) Container/Tube: Preferred: Anaerobic transport tube Acceptable: Thioglycollate broth or any other suitable anaerobic transport system Specimen Volume:Isolates in separate transport tubes in pure culture Collection Instructions: 1. Isolate the bacteria (must beClostridioides difficileorCutibacterium[Propionibacterium]acnes). 2. Do not submit growth directly from a CHROMagar plate; subculture to anaerobic media to obtain pure isolate and confirm identification prior to submission. 3. Bacterial isolate must be in pure culture, actively growing.Do not submit mixed cultures. 4.Each isolate must be submitted under a separate order. |  | Bacterial strain typing may be useful for determining strain relatedness in the setting of possible nosocomial transmission or community outbreaks. Serial isolates obtained from the same patient may be typed to assess similarity. Typing may allow discrimination of 2 or more isolates of the same species, which can inform recognition of an outbreak, nosocomial transmission, or identify a potential source of infection in an individual patient. Pulse-field gel electrophoresis (PFGE) has traditionally been used for strain typing but does not always discriminate between different bacterial strains (eg, 2 genetically dissimilar strains may have indistinguishable PFGE patterns). Whole genome sequencing offers a higher level of resolution of genetic relatedness of strains than PFGE does. | Reported as isolates are "related," "possibly related," or "unrelated." | The genomic sequence of individual isolates will be determined and compared to the genomic sequences of the other co-submitted isolates. The report will indicate the degree of relatedness between the isolates. A link to the interpretive report will be sent to the registered email address provided by the client. | Genomic relatedness does not prove that tested bacterial isolates are epidemiologically related. Establishment of an epidemiologic relationship requires correlation with clinical and epidemiological information. An epidemiological link may be ascribed if a common contact can be established between patients with bacterial strains demonstrating a high degree of genetic relatedness. Similar to other types of stain typing (eg, pulse-field gel electrophoresis), sequence-based strain typing is most powerful in demonstrating genetic dissimilarity, decreasing the likelihood that the strains share a similar source. | 1. Cunningham SA, Chia N, Jeraldo PR, et al. Comparison of whole-genome sequencing methods for analysis of three methicillin-resistant Staphylococcus aureus outbreaks. J Clin Microbiol. 2017;55(6):1946-1953. doi;10.1128/JCM.00029-17 2.Park KH, Greenwood-Quaintance KE, Uhl JR, et al. Molecular epidemiology of Staphylococcus aureus bacteremia in a single large Minnesota medical center in 2015 as assessed using MLST, core genome MLST and spa typing. PLoS ONE. 2017;12(6):e0179003.doi:10.1371/journal.pone.0179003 3. Madigan T, Cunningham SA, Patel R, et al. Whole-genome sequencing for methicillin-resistant Staphylococcus aureus (MRSA) outbreak investigation in a neonatal intensive care unit. Infect Control Hosp Epidemiol. 2018; 39(12):1412-1418.doi:10.1017/ice.2018.239 4. Trees E, Fei Fan Ng T, MacCannell D, et al. Molecular epidemiology. In: Carroll K, Pfaller M, eds. Manual of Clinical Microbiology. 12th ed. ASM Press; 2019:167-196 | Following whole genome sequencing of each submitted isolate on a MiSeq, sequences will be compared by core genome multilocus sequence typing analysis usingSeqSphere+ Software (Ridom GmbH. Allelic profiles will be used to generate a phylogenetic tree showing isolate relatedness.(Leopold SR, Goering RV, Witten A, et al: Bacterial whole-genome sequencing revisited: portable, scalable, and standardized analysis for typing and detection of virulence and antibiotic resistance genes. J Clin Microbiol. 2014;52[7]:2365-2370) | 30 to 40 days | 1 month | This test was developed and its performance characteristics determined by Mayo Clinic in a manner consistent with CLIA requirements. It has not been cleared or approved by the US Food and Drug Administration. | 0010U-Bacterial Typing, Whole Genome Seq87900-Bioinformatics Reanalysis (if appropriate)87077-Ident by MALDI-TOF mass spec (if appropriate)87153-Aerobe ident by sequencing (if appropriate)87077-Additional identification procedure (if appropriate)87076-Id MALDI-TOF mass spec anaerobe (if appropriate)87076-Anaerobe Ident (if appropriate)87153-Anaerobe ident by sequencing (if appropriate) | Bacterial Typing, Whole Genome Seq | 90246-0 | BTWGS | Bacterial Typing, Whole Genome Seq | 90246-0
BVRNA | Bacterial Vaginosis, Nucleic Acid Amplification, Vaginal | Aid for diagnosis of bacterial vaginosis This test isnot intended for usein medico-legal applications. | Transcription Mediated Amplification | Yes | Bacterial Vaginosis, Amplified RNA | Vaginal | Specimen Type:Vaginal Supplies: Aptima Multitest Swab Collection Kit (T584) Container/Tube:Aptima Multitest Swab Specimen Volume: Swab Collection Instructions: 1.Specimen must be collected using the Aptima Multitest Swab Collection Kit. 2. Insert swab (pink shaft) about 5 cm past introitus and rotate gently for 30 seconds. 3. Place swab into transport tube provided in collection kit. Snap off swab at score line so swab fits into closed tube. 4. Cap tube securely, and label tube with patient's entire name and collection date and time. 5. Maintain swab container between 2 and 30 degrees C (refrigerate temperature is preferred) and transport within 30 days of collection. If longer storage is needed, store frozen between -20 and -70 degrees C for up to 60 days. | See Specimen Required | The Aptima BV (bacterial vaginosis) assay is intended to aid in the diagnosis of BV in individuals with clinical presentation consistent with vaginitis and/or vaginosis. Vaginitis is characterized by a spectrum of signs and symptoms, including vaginal/vulvar irritation, odor, discharge, and pruritus. Vaginitis may develop as a result of mechanical or chemical irritants (eg, feminine hygiene products, contraceptive materials) or due to a dysbiosis of the microbiota in the vaginal tract. Up to 90% of vaginitis cases are infectious, due to BV, vulvovaginal candidiasis (Candidavaginitis: CV) and/or trichomoniasis (Trichomonas vaginalis: TV). BV, CV, and TV individually account for 22% to 50%, 17% to 39%, and 4% to 35% of vaginitis cases, respectively. BV has been associated with pelvic inflammatory disease, cervicitis, elevated risk of acquisition of sexually transmitted infections (such as chlamydia, gonorrhea, herpes simplex virus, and HIV), spontaneous abortion, and preterm birth. Bacterial vaginosis is characterized by a change in the vaginal microbiota dominated byLactobacillusspecies to a polymicrobial anaerobe-dominated microbiota that includesGardnerella vaginalis,Atopobium vaginae,Prevotella,Bacteroides,Peptostreptococcus,Mobiluncus,Sneathia(Leptotrichia),Mycoplasma, and BV-associated bacteria. A change in the normal vaginal microbiota is associated with the development of multiple signs and symptoms (eg, discharge, vaginal discomfort, and discharge). Diagnosis of BV can alternatively be established based on clinical criteria alone, referred to as Amsel's criteria, which include measuring vaginal pH, assessment for the presence of clue cells (eg, epithelial cells layered with bacterial cells), discharge, and malodor. | Negative | Positive: Results should be interpreted alongside clinical presentation. Up to 40% of asymptomatic patients may test positive by this assay. Assay result is based on relative amounts ofLactobacillus(Lactobacillus gasseri,Lactobacillus crispatus,Lactobacillus jensenii),Gardnerella vaginalis,andAtopobium vaginae. Individual organisms are not reported. Negative: A negative result does not exclude infection. Assay result is based on relative amounts ofLactobacillus(L gasseri,L crispatus,L jensenii),G vaginalis, andA vaginae. Inconclusive: Repeat testing on a new sample is recommended if clinically indicated. | Therapeutic failure or success cannot be determined with the Aptima bacterial vaginosis (BV) assay since nucleic acid may persist following appropriate antimicrobial therapy. Bacterial species targeted by the Aptima BV assay may comprise part of the normal microbiome for a significant number of women; a BV positive result should be interpreted in conjunction with other clinical data available to the clinician. A negative result does not preclude a possible infection.Reliable results are dependent on adequate specimen collection, transport, storage, and processing. Performance of the assay has not been evaluated in individuals younger than 14 years. Additional microorganisms not detected by the Aptima BV assay such asPrevotellaspecies,Mobiluncusspecies,Ureaplasma,Mycoplasma, and numerous fastidious oruncultivated anaerobes have also been found in women with BV but are less associatedwith BV due to their relatively low prevalence, sensitivity, and/or specificity. Interference with the Aptima BV assay was observed in the presence of the following substances: mucus (1.5% V/V), vaginal moisturizing gel (0.5% W/V) and tioconazole (5% W/V). Cross-reactivity was observed with the Aptima BV assay in the presence ofLactobacillus acidophilus(1x10(4) CFU/mL). | 1. Workowski KA, Bachmann LH, Chan PA, et al. Sexually transmitted infections Treatment Guidelines, 2021. MMWR Recomm Rep. 2021;70(4):1-187 2.Muzny CA, Cerca N, Elnaggar JH, Taylor CM, Sobel JD, Van Der Pol B. State of the art for diagnosis of bacterial vaginosis. J Clin Microbiol. 2023;61(8):e0083722. doi:10.1128/jcm.00837-22 | The Aptima BV (bacterial vaginosis) assay is anin vitronucleic acid amplification test that utilizes real time transcription-mediated amplification for detection and quantitation of ribosomal RNA from bacteria associated with BV, includingLactobacillus(Lactobacillus gasseri,Lactobacillus crispatus,Lactobacillus jensenii),Gardnerella vaginalis, andAtopobium vaginae. The Panther system detects and discriminates between four fluorescent signals corresponding toLactobacillusgroup,Atopobium vaginae,Gardnerella vaginalis, and IC amplification products. Signal emergence times for each target organism are compared to calibration information to determine the BV Positive or Negative status of each sample.(Package Insert: Aptima BV Assay. Hologic, Inc; 9/2020) | 1 to 4 days | 7 days | This test has been cleared, approved, or is exempt by the US Food and Drug Administration and is used per manufacturer's instructions. Performance characteristics were verified by Mayo Clinic in a manner consistent with CLIA requirements. | 81513 | Bacterial Vaginosis, Amplified RNA | 103590-6 | 620738 | Bacterial Vaginosis, Amplified RNA | 103590-6
BAHG | Bahia Grass, IgE, Serum | Establishing a diagnosis of an allergy to Bahia grass Defining the allergen responsible for eliciting signs and symptoms Identifying allergens: -Responsible for allergic response and/or anaphylactic episode -To confirm sensitization prior to beginning immunotherapy -To investigate the specificity of allergic reactions to insect venom allergens, drugs, or chemical allergens | Fluorescence Enzyme Immunoassay (FEIA) | Yes | Bahia Grass, IgE | Serum | Collection Container/Tube: Preferred:Serum gel Acceptable:Red top Submission Container/Tube:Plastic vial Specimen Volume:0.5 mL for every 5 allergens requested Collection Instructions:Centrifuge and aliquot serum into a plastic vial. | For 1 allergen: 0.3 mL For more than 1 allergen: (0.05 mL x number of allergens) + 0.25 mL deadspace | Clinical manifestations of immediate hypersensitivity (allergic) diseases are caused by the release of proinflammatory mediators (histamine, leukotrienes, and prostaglandins) from IgE-sensitized effector cells (mast cells and basophils) when cell-bound IgE antibodies interact with an allergen. In vitro serum testing for IgE antibodies provides an indication of the immune response to allergens that may be associated with allergic disease. The allergens chosen for testing often depend upon the age of the patient, history of allergen exposure, season of the year, and clinical manifestations. In individuals predisposed to develop allergic disease, the sequence of sensitization and clinical manifestations proceed as follows: eczema and respiratory disease (rhinitis and bronchospasm) in infants and children less than 5 years due to food sensitivity (milk, egg, soy, and wheat proteins) followed by respiratory disease (rhinitis and asthma) in older children and adults due to sensitivity to inhalant allergens (dust mite, mold, and pollen inhalants). | Class,IgE kU/L,Interpretation, 0,<0.10,Negative, 0/1,0.10-0.34,Borderline/equivocal, 1,0.35-0.69,Equivocal, 2,0.70-3.49,Positive, 3,3.50-17.4,Positive, 4,17.5-49.9,Strongly positive, 5,50.0-99.9,Strongly positive, 6,> or =100,Strongly positive, | Detection of IgE antibodies in serum (class 1 or greater) indicates an increased likelihood of allergic disease as opposed to other etiologies and defines the allergens that may be responsible for eliciting signs and symptoms. The level of IgE antibodies in serum varies directly with the concentration of IgE antibodies expressed as a class score or kU/L. | Testing for IgE antibodies is not useful in patients previously treated with immunotherapy to determine if residual clinical sensitivity exists or in patients in whom the medical management does not depend upon identification of allergen specificity. Some individuals with clinically insignificant sensitivity to allergens may have measurable levels of IgE antibodies in serum, and test results must be interpreted in the clinical context. False-positive results for IgE antibodies may occur in patients with markedly elevated serum IgE (>2500 kU/L) due to nonspecific binding to allergen solid phases. | Homburger HA, Hamilton RG: Allergic diseases. In: McPherson RA, Pincus MR, eds. Henry's Clinical Diagnosis and Management by Laboratory Methods. 23rd ed. Elsevier; 2017:1057-1070 | Specific IgE from the patient's serum reacts with the allergen of interest, which is covalently coupled to an ImmunoCAP. After washing away nonspecific IgE, enzyme-labeled anti-IgE antibody is added to form a complex. After incubation, unbound anti-IgE is washed away, and the bound complex incubated with a developing agent. After stopping the reaction, the fluorescence of the eluate is measured. Fluorescence is proportional to the amount of specific IgE present in the patient's sample (ie, the higher the fluorescence value, the more IgE antibody is present).(Package insert: ImmunoCAP System Specific IgE FEIA. Phadia; Rev 06/2020) | Same day/1 to 3 days | 14 days | This test has been cleared, approved, or is exempt by the US Food and Drug Administration and is used per manufacturer's instructions. Performance characteristics were verified by Mayo Clinic in a manner consistent with CLIA requirements. | 86003 | Bahia Grass, IgE | 6034-3 | BAHG | Bahia Grass, IgE | 6034-3
BYST | Baker's Yeast, IgE, Serum | Establishing a diagnosis of an allergy to baker's yeast Defining the allergen responsible for eliciting signs and symptoms Identifying allergens: -Responsible for allergic response and/or anaphylactic episode -To confirm sensitization prior to beginning immunotherapy -To investigate the specificity of allergic reactions to insect venom allergens, drugs, or chemical allergens | Fluorescence Enzyme Immunoassay (FEIA) | Yes | Baker's Yeast, IgE | Serum | Collection Container/Tube: Preferred:Serum gel Acceptable:Red top Submission Container/Tube:Plastic vial Specimen Volume:0.5 mL for every 5 allergens requested Collection Instructions:Centrifuge and aliquot serum into a plastic vial. | For 1 allergen: 0.3 mL For more than 1 allergen: (0.05 mL x number of allergens) + 0.25 mL deadspace | Clinical manifestations of immediate hypersensitivity (allergic) diseases are caused by the release of proinflammatory mediators (histamine, leukotrienes, and prostaglandins) from IgE-sensitized effector cells (mast cells and basophils) when cell-bound IgE antibodies interact with an allergen. In vitro serum testing for IgE antibodies provides an indication of the immune response to allergens that may be associated with allergic disease. The allergens chosen for testing often depend upon the age of the patient, history of allergen exposure, season of the year, and clinical manifestations. In individuals predisposed to develop allergic disease, the sequence of sensitization and clinical manifestations proceed as follows: eczema and respiratory disease (rhinitis and bronchospasm) in infants and children less than 5 years due to food sensitivity (milk, egg, soy, and wheat proteins) followed by respiratory disease (rhinitis and asthma) in older children and adults due to sensitivity to inhalant allergens (dust mite, mold, and pollen inhalants). | Class,IgE kU/L,Interpretation, 0,<0.10,Negative, 0/1,0.10-0.34,Borderline/equivocal, 1,0.35-0.69,Equivocal, 2,0.70-3.49,Positive, 3,3.50-17.4,Positive, 4,17.5-49.9,Strongly positive, 5,50.0-99.9,Strongly positive, 6,> or =100,Strongly positive, | Detection of IgE antibodies in serum (class 1 or greater) indicates an increased likelihood of allergic disease as opposed to other etiologies and defines the allergens that may be responsible for eliciting signs and symptoms. The level of IgE antibodies in serum varies directly with the concentration of IgE antibodies expressed as a class score or kU/L. | Testing for IgE antibodies is not useful in patients previously treated with immunotherapy to determine if residual clinical sensitivity exists or in patients in whom the medical management does not depend upon identification of allergen specificity. Some individuals with clinically insignificant sensitivity to allergens may have measurable levels of IgE antibodies in serum, and test results must be interpreted in the clinical context. False-positive results for IgE antibodies may occur in patients with markedly elevated serum IgE (>2500 kU/L) due to nonspecific binding to allergen solid phases. | Homburger HA, Hamilton RG: Allergic diseases. In: McPherson RA, Pincus MR, eds. Henry's Clinical Diagnosis and Management by Laboratory Methods. 23rd ed. Elsevier; 2017:1057-1070 | Specific IgE from the patient's serum reacts with the allergen of interest, which is covalently coupled to an ImmunoCAP. After washing away nonspecific IgE, enzyme-labeled anti-IgE antibody is added to form a complex. After incubation, unbound anti-IgE is washed away, and the bound complex incubated with a developing agent. After stopping the reaction, the fluorescence of the eluate is measured. Fluorescence is proportional to the amount of specific IgE present in the patient's sample (ie, the higher the fluorescence value, the more IgE antibody is present).(Package insert: ImmunoCAP System Specific IgE FEIA. Phadia; Rev 06/2020) | Same day/1 to 3 days | 14 days | This test has been cleared, approved, or is exempt by the US Food and Drug Administration and is used per manufacturer's instructions. Performance characteristics were verified by Mayo Clinic in a manner consistent with CLIA requirements. | 86003 | Baker's Yeast, IgE | 6287-7 | BYST | Baker's Yeast, IgE | 6287-7
BCYP | Bald Cypress, IgE, Serum | Establishing the diagnosis of an allergy to bald cypress Defining the allergen responsible for eliciting signs and symptoms Identifying allergens: -Responsible for allergic response and/or anaphylactic episode -To confirm sensitization prior to beginning immunotherapy -To investigate the specificity of allergic reactions to insect venom allergens, drugs, or chemical allergens | Fluorescence Enzyme Immunoassay (FEIA) | Yes | Bald Cypress, IgE | Serum | Collection Container/Tube: Preferred:Serum gel Acceptable:Red top Submission Container/Tube:Plastic vial Specimen Volume:0.5 mL for every 5 allergens requested Collection Instructions:Centrifuge and aliquot serum into a plastic vial. | For 1 allergen: 0.3 mL More than 1 allergen: (0.05 mL x number of allergens) + 0.25 mL dead space | Clinical manifestations of immediate hypersensitivity (allergic) diseases are caused by the release of proinflammatory mediators (histamine, leukotrienes, and prostaglandins) from IgE-sensitized effector cells (mast cells and basophils) when cell-bound IgE antibodies interact with an allergen. In vitro serum testing for IgE antibodies provides an indication of the immune response to allergens that may be associated with allergic disease. The allergens chosen for testing often depend upon the age of the patient, history of allergen exposure, season of the year, and clinical manifestations. In individuals predisposed to develop allergic disease, the sequence of sensitization and clinical manifestations proceed as follows: eczema and respiratory disease (rhinitis and bronchospasm) in infants and children less than 5 years due to food sensitivity (milk, egg, soy, and wheat proteins) followed by respiratory disease (rhinitis and asthma) in older children and adults due to sensitivity to inhalant allergens (dust mite, mold, and pollen inhalants). | Class,IgE kU/L,Interpretation, 0,<0.10,Negative, 0/1,0.10-0.34,Borderline/equivocal, 1,0.35-0.69,Equivocal, 2,0.70-3.49,Positive, 3,3.50-17.4,Positive, 4,17.5-49.9,Strongly positive, 5,50.0-99.9,Strongly positive, 6,> or =100,Strongly positive, | Detection of IgE antibodies in serum (class 1 or greater) indicates an increased likelihood of allergic disease as opposed to other etiologies and defines the allergens that may be responsible for eliciting signs and symptoms. The level of IgE antibodies in serum varies directly with the concentration of IgE antibodies expressed as a class score or kU/L. | Testing for IgE antibodies is not useful in patients previously treated with immunotherapy to determine if residual clinical sensitivity exists or in patients in whom the medical management does not depend upon identification of allergen specificity. Some individuals with clinically insignificant sensitivity to allergens may have measurable levels of IgE antibodies in serum, and test results must be interpreted in the clinical context. False-positive results for IgE antibodies may occur in patients with markedly elevated serum IgE (>2500 kU/L) due to nonspecific binding to allergen solid phases. | Homburger HA, Hamilton RG: Allergic diseases. In: McPherson RA, Pincus MR, eds. Henry's Clinical Diagnosis and Management by Laboratory Methods. 23rd ed.Elsevier; 2017:1057-1070 | Specific IgE from the patient's serum reacts with the allergen of interest, which is covalently coupled to an ImmunoCAP. After washing away nonspecific IgE, enzyme-labeled anti-IgE antibody is added to form a complex. After incubation, unbound anti-IgE is washed away, and the bound complex incubated with a developing agent. After stopping the reaction, the fluorescence of the eluate is measured. Fluorescence is proportional to the amount of specific IgE present in the patient's sample (ie, the higher the fluorescence value, the more IgE antibody is present).(Package insert: ImmunoCAP System Specific IgE FEIA. Phadia; Rev 06/2020) | Same day/1 to 3 days | 14 days | This test was developed and its performance characteristics determined by Mayo Clinic in a manner consistent with CLIA requirements. It has not been cleared or approved by the US Food and Drug Administration. | 86003 | Bald Cypress, IgE | 7272-8 | BCYP | Bald Cypress, IgE | 7272-8
BAMB | Bamboo Shoot, IgE, Serum | Establishing a diagnosis of an allergy to bamboo shoots Defining the allergen responsible for eliciting signs and symptoms Identifying allergens: -Responsible for allergic response and/or anaphylactic episode -To confirm sensitization prior to beginning immunotherapy -To investigate the specificity of allergic reactions to insect venom allergens, drugs, or chemical allergens | Fluorescence Enzyme Immunoassay (FEIA) | Yes | Bamboo Shoot, IgE | Serum | Collection Container/Tube: Preferred:Serum gel Acceptable:Red top Submission Container/Tube:Plastic vial Specimen Volume:0.5 mL for every 5 allergens requested Collection Instructions:Centrifuge and aliquot serum into a plastic vial. | For 1 allergen: 0.3 mL For more than 1 allergen: (0.05 mL x number of allergens) + 0.25 mL deadspace | Clinical manifestations of immediate hypersensitivity (allergic) diseases are caused by the release of proinflammatory mediators (histamine, leukotrienes, and prostaglandins) from IgE-sensitized effector cells (mast cells and basophils) when cell-bound IgE antibodies interact with an allergen. In vitro serum testing for IgE antibodies provides an indication of the immune response to allergens that may be associated with allergic disease. The allergens chosen for testing often depend upon the age of the patient, history of allergen exposure, season of the year, and clinical manifestations. In individuals predisposed to develop allergic disease, the sequence of sensitization and clinical manifestations proceed as follows: eczema and respiratory disease (rhinitis and bronchospasm) in infants and children less than 5 years due to food sensitivity (milk, egg, soy, and wheat proteins) followed by respiratory disease (rhinitis and asthma) in older children and adults due to sensitivity to inhalant allergens (dust mite, mold, and pollen inhalants). | Class,IgE kU/L,Interpretation, 0,<0.10,Negative, 0/1,0.10-0.34,Borderline/equivocal, 1,0.35-0.69,Equivocal, 2,0.70-3.49,Positive, 3,3.50-17.4,Positive, 4,17.5-49.9,Strongly positive, 5,50.0-99.9,Strongly positive, 6,> or =100,Strongly positive, | Detection of IgE antibodies in serum (class 1 or greater) indicates an increased likelihood of allergic disease as opposed to other etiologies and defines the allergens that may be responsible for eliciting signs and symptoms. The level of IgE antibodies in serum varies directly with the concentration of IgE antibodies expressed as a class score or kU/L. | Testing for IgE antibodies is not useful in patients previously treated with immunotherapy to determine if residual clinical sensitivity exists or in patients in whom the medical management does not depend upon identification of allergen specificity. Some individuals with clinically insignificant sensitivity to allergens may have measurable levels of IgE antibodies in serum, and test results must be interpreted in the clinical context. False-positive results for IgE antibodies may occur in patients with markedly elevated serum IgE (>2500 kU/L) due to nonspecific binding to allergen solid phases. | Homburger HA, Hamilton RG: Allergic diseases. In: McPherson RA, Pincus MR, eds. Henry's Clinical Diagnosis and Management by Laboratory Methods. 23rd ed.Elsevier; 2017:1057-1070 | Specific IgE from the patient's serum reacts with the allergen of interest, which is covalently coupled to an ImmunoCAP. After washing away nonspecific IgE, enzyme-labeled anti-IgE antibody is added to form a complex. After incubation, unbound anti-IgE is washed away, and the bound complex incubated with a developing agent. After stopping the reaction, the fluorescence of the eluate is measured. Fluorescence is proportional to the amount of specific IgE present in the patient's sample (ie, the higher the fluorescence value, the more IgE antibody is present).(Package insert: ImmunoCAP System Specific IgE FEIA. Phadia; Rev 06/2020) | Same day/1 to 3 days | 14 days | This test has been cleared, approved, or is exempt by the US Food and Drug Administration and is used per manufacturer's instructions. Performance characteristics were verified by Mayo Clinic in a manner consistent with CLIA requirements. | 86003 | Bamboo Shoot, IgE | 10920-7 | BAMB | Bamboo Shoot, IgE | 10920-7
FBANG | Banana IgG |  | Enzyme Immunoassay (FEIA) | No | Banana IgG | Serum | Specimen Type:Serum Container/Tube:Red Top Specimen Volume:0.5 mL Collection Instructions:Draw blood in a plain red-top tube(s), serum gel tube(s) is acceptable. Spin down and send 0.5 mL of serum refrigerated in a plastic vial. | 0.5 mL |  | Reference ranges have not been established for food-specific IgG tests. | The clinical utility of food-specific IgG tests has not been established. These tests can be used in special clinical situations to select foods for evaluation by diet elimination and challenge in patients who have food-related complaints. It should be recognized that the presence of food-specific IgG alone cannot be taken as evidence of food allergy and only indicates immunologic sensitization by the food allergen in question. This test should only be ordered by physicians who recognize the limitations of the test. |  |  |  | 3 to 7 days |  | This test was developed and its performance characteristics determined by Eurofins Viracor. It has not been cleared or approved by the U.S. Food and Drug Administration. | 86001 | Banana IgG | 60352-2 | FBANG | Banana IgG | 60352-2
BANA | Banana, IgE, Serum | Establishing a diagnosis of an allergy to bananas Defining the allergen responsible for eliciting signs and symptoms Identifying allergens: -Responsible for allergic response and/or anaphylactic episode -To confirm sensitization prior to beginning immunotherapy -To investigate the specificity of allergic reactions to insect venom allergens, drugs, or chemical allergens | Fluorescence Enzyme Immunoassay (FEIA) | Yes | Banana, IgE | Serum | Collection Container/Tube: Preferred:Serum gel Acceptable:Red top Submission Container/Tube:Plastic vial Specimen Volume:0.5 mL for every 5 allergens requested Collection Instructions:Centrifuge and aliquot serum into a plastic vial. | For 1 allergen: 0.3 mL For more than 1 allergen: (0.05 mL x number of allergens) + 0.25 mL deadspace | Clinical manifestations of immediate hypersensitivity (allergic) diseases are caused by the release of proinflammatory mediators (histamine, leukotrienes, and prostaglandins) from IgE-sensitized effector cells (mast cells and basophils) when cell-bound IgE antibodies interact with an allergen. In vitro serum testing for IgE antibodies provides an indication of the immune response to allergens that may be associated with allergic disease. The allergens chosen for testing often depend upon the age of the patient, history of allergen exposure, season of the year, and clinical manifestations. In individuals predisposed to develop allergic disease, the sequence of sensitization and clinical manifestations proceed as follows: eczema and respiratory disease (rhinitis and bronchospasm) in infants and children less than 5 years due to food sensitivity (milk, egg, soy, and wheat proteins) followed by respiratory disease (rhinitis and asthma) in older children and adults due to sensitivity to inhalant allergens (dust mite, mold, and pollen inhalants). | Class,IgE kU/L,Interpretation, 0,<0.10,Negative, 0/1,0.10-0.34,Borderline/equivocal, 1,0.35-0.69,Equivocal, 2,0.70-3.49,Positive, 3,3.50-17.4,Positive, 4,17.5-49.9,Strongly positive, 5,50.0-99.9,Strongly positive, 6,> or =100,Strongly positive, | Detection of IgE antibodies in serum (class 1 or greater) indicates an increased likelihood of allergic disease as opposed to other etiologies and defines the allergens that may be responsible for eliciting signs and symptoms. The level of IgE antibodies in serum varies directly with the concentration of IgE antibodies expressed as a class score or kU/L. | Testing for IgE antibodies is not useful in patients previously treated with immunotherapy to determine if residual clinical sensitivity exists or in patients in whom the medical management does not depend upon identification of allergen specificity. Some individuals with clinically insignificant sensitivity to allergens may have measurable levels of IgE antibodies in serum, and test results must be interpreted in the clinical context. False-positive results for IgE antibodies may occur in patients with markedly elevated serum IgE (>2500 kU/L) due to nonspecific binding to allergen solid phases. | Homburger HA, Hamilton RG: Allergic diseases. In: McPherson RA, Pincus MR, eds. Henry's Clinical Diagnosis and Management by Laboratory Methods. 23rd ed.Elsevier; 2017:1057-1070 | Specific IgE from the patient's serum reacts with the allergen of interest, which is covalently coupled to an ImmunoCAP. After washing away nonspecific IgE, enzyme-labeled anti-IgE antibody is added to form a complex. After incubation, unbound anti-IgE is washed away, and the bound complex incubated with a developing agent. After stopping the reaction, the fluorescence of the eluate is measured. Fluorescence is proportional to the amount of specific IgE present in the patient's sample (ie, the higher the fluorescence value, the more IgE antibody is present).(Package insert: ImmunoCAP System Specific IgE FEIA. Phadia; Rev 06/2020) | Same day/1 to 3 days | 14 days | This test has been cleared, approved, or is exempt by the US Food and Drug Administration and is used per manufacturer's instructions. Performance characteristics were verified by Mayo Clinic in a manner consistent with CLIA requirements. | 86003 | Banana, IgE | 6035-0 | BANA | Banana, IgE | 6035-0
BAP1 | BAP1 Immunostain, Technical Component Only | As part of a panel of immunostains where loss of staining can be used as a marker of various neoplasms | Immunohistochemistry (IHC) | Yes | BAP1 IHC, Tech Only | For the initial technical component only immunohistochemical (IHC) stain performed, the appropriate bill-only test ID will be reflexed and charged (IHTOI). For each additional technical component only IHC stain performed, an additional bill-only test ID will be reflexed and charged (IHTOA). | Supplies:Immunostain Technical Only Envelope (T693) Specimen Type:Tissue Container/Tube:Immunostain Technical Only Envelope Preferred:2 unstained positively charged glass slide (25- x 75- x 1-mm) per test ordered; sections 4-microns thick. Acceptable:Formalin-fixed, paraffin-embedded (FFPE) tissue block | See Specimen Required | BRCA1-asssociated protein 1 (BAP1) is a deubiquitinating enzyme that is a member of the polycomb group proteins of transcriptional repressors and exhibits tumor suppressive activity.BAP1is located on chromosome 3p21 where loss of one copy of the gene and inactivating mutations are associated with the increased risk and development of various tumors, such as malignant mesotheliomas, uveal melanomas, clear cell renal cell carcinoma, and esophageal squamous carcinomas. In some of these cases, loss of nuclear staining for BAP1 has been reported. |  | This test does not include pathologist interpretation, only technical performance of the stain. If interpretation is required, order PATHC / Pathology Consultation for a full diagnostic evaluation or second opinion of the case. The positive and negative controls are verified as showing appropriate immunoreactivity and documentation is retained at Mayo Clinic Rochester. If a control tissue is not included on the slide, a scanned image of the relevant quality control tissue is available upon request; call 855-516-8404. Interpretation of this test should be performed in the context of the patient's clinical history and other diagnostic tests by a qualified pathologist. | Loss of BAP1 expression as determined by immunohistochemistry will not be able to differentiate between germline and somatic mutation. Age of a cut paraffin section can affect immunoreactivity. Stability thresholds vary widely among published literature and are antigen dependent. Best practice is for paraffin sections to be cut within 6 weeks. | 1.Carbone M, Ferris LK, Baumann F, et al. BAP1 cancer syndrome: malignant mesothelioma, uveal and cutaneous melanoma, and MBAITS. J Transl Med 2012;10:179 2. Koopmans AE, Verdijk RM, Brouwer RWW, et al. Clinical significance of immunohistochemistry for detection of BAP1 mutations in uveal melanoma. Mod Path 2014;27:1321-1330 3.Joseph RW, Kapur P, Serie DJ, et al. Clear cell renal cell carcinoma subtypes identified by BAP1 and PBRM1 Expression. Jl of Urology 2016;195:180-187 4. Klebe S, Driml J, Nasu M, et al. BAP1 hereditary cancer predisposition syndrome: a case report and review of literature. Biomark Res 2015;3:14 5. Mori T, Sumii M, Fujishima F, et al. Somatic alteration and depleted nuclear expression of BAP1 in human esophageal squamous cell carcinoma. Cancer Sci 2015;106:1118-1129 6. Churg A, Sheffield BS, Galateau-Salle F: New markers for separating benign from malignant mesothelials: Are we there yet? Arch Pathol Lab Med 2016;140(4):318-321 7. Magaki S, Hojat SA, Wei B, So A, Yong WH. An introduction to the performance of immunohistochemistry. Methods Mol Biol. 2019;1897:289-298. doi:10.1007/978-1-4939-8935-5_25 | Immunohistochemistry on sections of paraffin-embedded tissue.(Unpublished Mayo method) | 1 to 3 days | Until staining is complete. | This test has been cleared, approved, or is exempt by the US Food and Drug Administration and is used per manufacturer's instructions. Performance characteristics were verified by Mayo Clinic in a manner consistent with CLIA requirements. | 88342-TC, primary88341-TC, if additional IHC | BAP1 IHC, Tech Only | Order only;no result | 71488 | BAP1 IHC, Tech Only | Bill only; no result
BAP1Z | BAP1-Tumor Predisposition Syndrome, BAP1 Full Gene Analysis, Varies | Evaluating patients with a personal or family history suggestive ofBAP1-tumor predisposition syndrome (BAP1-TPDS) Establishing a diagnosis ofBAP1-TPDS allowing for targeted cancer surveillance based on associated risks Identifying genetic variants associated with increased risk forBAP1-TPDS, allowing for predictive testing and appropriate screening of at-risk family members | Sequence Capture and Targeted Next-Generation Sequencing followed by Polymerase Chain Reaction (PCR) and Sanger Sequencing | Yes | BAP1 Full Gene Analysis | Varies | Patient Preparation:A previous bone marrow transplant from an allogenic donor will interfere with testing. Call 800-533-1710 for instructions for testing patients who have received a bone marrow transplant. Specimen Type:Whole blood Container/Tube: Preferred:Lavender top (EDTA) or yellow top (ACD) Acceptable:Any anticoagulant Specimen Volume:3 mL Collection Instructions: 1. Invert several times to mix blood. 2. Send whole blood specimen in original tube.Do notaliquot. Specimen Stability Information:Ambient (preferred) 4 days/Refrigerated | 1 mL | Germline variants in theBAP1gene are associated withBAP1-tumor predisposition syndrome (BAP1-TPDS), a rare autosomal dominant hereditary cancer syndrome.(1)BAP1-TPDS is characterized by increased risk to develop a variety of tumors, includingBAP1-inactivated melanocytic tumor (also known as atypical Spitz tumor, or "BAPoma"), uveal and cutaneous melanoma, malignant mesothelioma, and renal cell carcinoma.(1) Many other tumor types, including basal cell carcinoma, hepatocellular carcinoma, cholangiocarcinoma, and meningioma, have also been associated withthis syndrome.(1-6) While the true penetrance ofBAP1-TDPS is unknown due to both its rarity and ascertainment bias in the existing data, studies have shown up to 88% of individuals with an identified variant had a cancer diagnosis.(1,2) Management and surveillance guidelines have been proposed by several multi-disciplinary expert groups.(1,5) | An interpretive report will be provided. | All detected variants are evaluated according to American College of Medical Genetics and Genomics recommendations.(7) Variants are classified based on known, predicted, or possible pathogenicity and reported with interpretive comments detailing their potential or known significance. | Clinical Correlations:Test results should be interpreted in the context of clinical findings, family history, and other laboratory data. Misinterpretation of results may occur if the information provided is inaccurate or incomplete. If testing was performed because of a clinically significant family history, it is often useful to first test an affected family member. Detection of a reportable variant in an affected family member would allow for more informative testing of at-risk individuals. To discuss the availability of additional testing options or for assistance in the interpretation of these results, contact the Mayo Clinic Laboratories genetic counselors at 800-533-1710. Technical Limitations:Next-generation sequencing may not detect all types of genomic variants. In rare cases, false-negative or false-positive results may occur. The depth of coverage may be variable for some target regions; assay performance below the minimum acceptable criteria or for failed regions will be noted. Given these limitations, negative results do not rule out the diagnosis of a genetic disorder. If a specific clinical disorder is suspected, evaluation by alternative methods can be considered. There may be regions of genes that cannot be effectively evaluated by sequencing or deletion and duplication analysis as a result of technical limitations of the assay, including regions of homology, high guanine-cytosine (GC) content, and repetitive sequences. Confirmation of select reportable variants will be performed by alternate methodologies based on internal laboratory criteria. This test is validated to detect 95% of deletions up to 75 base pairs (bp) and insertions up to 47 bp. Deletions-insertions (delins) of 40 or more bp, including mobile element insertions, may be less reliably detected than smaller delins. Deletion/Duplication Analysis: This analysis targets single and multi-exon deletions/duplications; however, in some instances single exon resolution cannot be achieved due to isolated reduction in sequence coverage or inherent genomic complexity. Balanced structural rearrangements (such as translocations and inversions) may not be detected. This test is not designed to detect low levels of mosaicism or differentiate between somatic and germline variants. If there is a possibility that any detected variant is somatic, additional testing may be necessary to clarify the significance of results. For detailed information regarding gene specific performance and technical limitations, see Method Description or contact a laboratory genetic counselor. If the patient has had an allogeneic hematopoietic stem cell transplant or a recent blood transfusion, results may be inaccurate due to the presence of donor DNA. Call Mayo Clinic Laboratories for instructions for testing patients who have received a bone marrow transplant. Reclassification of Variants:Currently, it is not standard practice for the laboratory to systematically review previously classified variants on a regular basis. The laboratory encourages healthcare providers to contact the laboratory at any time to learn how the classification of a particular variant may have changed over time. Variant Evaluation:Evaluation and categorization of variants are performed using published American College of Medical Genetics and Genomics and the Association for Molecular Pathology recommendations as a guideline.(8) Other gene-specific guidelines may also be considered. Variants are classified based on known, predicted, or possible pathogenicity and reported with interpretive comments detailing their potential or known significance. Variants classified as benign or likely benign are not reported. Multiple in silico evaluation tools may be used to assist in the interpretation of these results. The accuracy of predictions made by in silico evaluation tools is highly dependent upon the data available for a given gene, and periodic updates to these tools may cause predictions to change over time. Results from in silico evaluation tools should be interpreted with caution and professional clinical judgement. | 1.Pilarski R, Carlo M, Cebulla C, Abdel-Rahman M:BAP1tumor predisposition syndrome. In: Adam MP,Everman DB, Mirzaa GM,et al, eds. GeneReviews [Internet]. University of Washington, Seattle; 2016. Updated March 24, 2022. Accessed November 8, 2022. Available at www.ncbi.nlm.nih.gov/books/NBK390611/ 2. Walpole S, Pritchard AL, Cebulla CM, et al: Comprehensive study of the clinical phenotype of germline BAP1 variant-carrying families worldwide. J Natl Cancer Inst. 2018 Dec 1; 110(12):1328-1341. doi: 10.1093/jnci/djy171 3. Star P, Goodwin A, Kapoor R, et al: Germline BAP1-positive patients: the dilemmas of cancer surveillance and a proposed interdisciplinary consensus monitoring strategy. Eur J Cancer. 2018 Mar;92:48-53. doi: 10.1016/j.ejca.2017.12.022 4.Carbone M, Ferris LK, Baumann F, et al: BAP1 cancer syndrome: malignant mesothelioma, uveal and cutaneous melanoma, and MBAITs. J Transl Med. 2012 Aug 30;10:179. doi: 10.1186/1479-5876-10-179 5. Battaglia A: The importance of multidisciplinary approach in early detection of BAP1 tumor predisposition syndrome: Clinical management and risk assessment. Clin Med Insights Oncol. 2014 Apr 28;8:37-47. doi: 10.4137/CMO.S15239 6. Rai K, Pilarski R, Cebulla CM, Abdel-Rahman MH: Comprehensive review of BAP1 tumor predisposition syndrome with report of two new cases. Clin Genet. 2016 Mar;89(3):285-294. doi: 10.1111/cge.12630 7. Richards S, Aziz N, Bale S, et al: Standards and guidelines for the interpretation of sequence variants: a joint consensus recommendation of the American College of Medical Genetics and Genomics and the Association for Molecular Pathology. Genet Med. 2015 May;17(5):405-424. doi: 10.1038/gim.2015.30 | Next-generation sequencing (NGS) and/or Sanger sequencing are performed to test for the presence of variants in coding regions and intron/exon boundaries of theBAP1gene, as well as some other regions that have known disease-causing variants. The human genome reference GRCh37/hg19 build was used for sequence read alignment. At least 99% of the bases are covered at a read depth over 30X. Sensitivity is estimated at above 99% for single nucleotide variants, above 94% for deletions-insertions (delins) less than 40 base pairs (bp), above 95% for deletions up to 75 bp and insertions up to 47 bp. NGS and/or a polymerase chain reaction (PCR)-based quantitative method is performed to test for the presence of deletions and duplications in theBAP1gene. There may be regions of theBAP1gene that cannot be effectively evaluated by sequencing or deletion and duplication analysis as a result of technical limitations of the assay, including regions of homology, high guanine-cytosine (GC) content, and repetitive sequences. The reference transcript forBAP1gene is NM_004656.4. Reference transcript numbers may be updated due to transcript re-versioning. Always refer to the final patient report for gene transcript information referenced at the time of testing.(Unpublished Mayo method) Confirmation of select reportable variants may be performed by alternate methodologies based on internal laboratory criteria. | 21 to 28 days | Whole Blood: 2 weeks (if available); Extracted DNA: 3 months | This test was developed and its performance characteristics determined by Mayo Clinic in a manner consistent with CLIA requirements. It has not been cleared or approved by the US Food and Drug Administration. | 81479 | BAP1 Full Gene Analysis | 101381-2 | 614634 | Released By | 18771-6
BARBX | Barbiturates Confirmation, Chain of Custody, Random, Urine | Detecting drug abuse involving barbiturates such as amobarbital, butalbital, pentobarbital, phenobarbital, and secobarbital Chain of custody is required whenever the results of testing could be used in a court of law. Its purpose is to protect the rights of the individual contributing the specimen by demonstrating that, at all times, it was under the control of personnel involved with testing the specimen; this control implies that the opportunity for specimen tampering would be limited. | BARBX: Immunoassay/Gas Chromatography Mass Spectrometry (GC-MS) Confirmation with Quantitation ADLTX: Spectrophotometry (SP) | Yes | Barbiturates Confirmation, CoC, U | Adulterants testing will be performed on all chain-of-custody urine samples as per regulatory requirements. | Supplies:Chain of Custody Kit (T282) Container/Tube:Chain of custody kit (T282) containing the specimen containers, seals, and documentation required Specimen Volume:10 mL Collection Instructions:Collect specimen in the container provided, seal, and submit with the associated documentation to satisfy the legal requirements for chain-of-custody testing. Additional Information:Submitting less than 10 mL will compromise the ability to perform all necessary testing. | 5 mL | Barbiturates represent a class of drugs that were originally introduced as sleep inducers. Butalbital is also used to control severe headaches. Mephobarbital and phenobarbital are frequently used to control major motor (grand mal) seizures. These drugs are commonly abused as "downers" to induce sleep after an amphetamine- or cocaine-induced "high." Chain of custody is a record of the disposition of a specimen to document the personnel who collected, handled, and performed the analysis. When a specimen is submitted in this manner, analysis will be performed in such a way that it will withstand regular court scrutiny. | Negative Cutoff concentrations: IMMUNOASSAY SCREEN <200 ng/mL GAS CHROMATOGRAPHY MASS SPECTROSCOPY: Butalbital: <100 ng/mL Amobarbital <100 ng/mL Pentobarbital <100 ng/mL Secobarbital <100 ng/mL Phenobarbital <100 ng/mL | The presence of a barbiturate in urine indicates use of one of these drugs. Most of the barbiturates are fast acting; their presence indicates use within the past 3 days. Phenobarbital, commonly used to control epilepsy, has a very long half-life. The presence of phenobarbital in urine indicates that the patient has used the drug sometime within the past 30 days. | No significant cautionary statements | 1. Baselt RC, Cravey RH. Disposition of Toxic Drugs and Chemicals in Man. 3rd ed. Year Book Medical Publishers; 1989 2. Langman LJ, Bechtel LK, Meier BM, Holstege C. Clinical toxicology. In: Rifai N, Horvath AR, Wittwer CT, eds. Tietz Textbook of Clinical Chemistry and Molecular Diagnostics. 6th ed. Elsevier; 2018:832-887 | Preliminary screen is performed by immunoassay. The barbiturate assay is based on the kinetic interaction of microparticles in a solution as measured by changes in light transmission. In the absence of sample drug, soluble drug conjugates bind to antibody-bound microparticles causing the formation of particle aggregates. As the aggregation reaction proceeds in the absence of sample drug, the absorbance increases. When a urine sample contains the drug in question, this drug competes with the drug derivative conjugate for microparticle-bound antibody. Antibody bound to sample drug is no longer available to promote particle aggregation, and subsequent particle lattice formation is inhibited. The presence of sample drug diminishes the increasing absorbance in proportion to the concentration of drug in the sample. Sample drug content is determined relative to the value obtained for a known cutoff concentration of drug.(Package insert: Barbiturates. Roche Diagnostics; 03/2019) The specimen is then analyzed by gas chromatography mass spectrometry (GC/MS) for confirmation with quantitation.( Unpublished Mayo method) | 3 to 5 days | 14 days | This test was developed and its performance characteristics determined by Mayo Clinic in a manner consistent with CLIA requirements. It has not been cleared or approved by the US Food and Drug Administration. | 80345G0480 (if appropriate) | Barbiturates Confirmation, CoC, U | 53746-4 | 36149 | Chain of Custody | 77202-0
BARBU | Barbiturates Confirmation, Random, Urine | Detecting drug abuse involving barbiturates such as amobarbital,butalbital, pentobarbital, phenobarbital, and secobarbital | Gas Chromatography Mass Spectrometry (GC-MS) | Yes | Barbiturates Confirmation, U | Urine | Supplies:Urine Tubes, 10 mL (T068) Container/Tube:Plastic, 10-mL urine tube Specimen Volume:10 mL Collection Instructions: 1. Collect a random urine specimen. 2. No preservative. Additional Information: 1. No specimen substitutions. 2. STAT requests arenotaccepted for this test. | 5 mL | Barbiturates represent a class of drugs that were originally introduced as sleep inducers. Butalbital is also used to control severe headaches. Mephobarbital and phenobarbital are frequently used to control major motor (grand mal) seizures. These drugs are commonly abused as "downers" to induce sleep after an amphetamine- or cocaine-induced "high." | Negative Cutoff concentrations: BUTALBITAL BY GC-MS <100 ng/mL AMOBARBITAL BY GC-MS <100 ng/mL PENTOBARBITAL BY GC-MS <100 ng/mL SECOBARBITAL BY GC-MS <100 ng/mL PHENOBARBITAL BY GC-MS <100 ng/mL | The presence of a barbiturate in urine indicates use of one of these drugs. Most of the barbiturates are fast acting; their presence indicatesusewithin the past 3 days. Phenobarbital, commonly used to control epilepsy, has a very longhalf-life. The presence of phenobarbital in urine indicates that the patienthas used the drug sometime within the past 30 days. | No significant cautionary statements. | 1. Baselt RC. Disposition of Toxic Drugs and Chemicals in Man. 10th ed. Biomedical Publications; 2014 2. Langman LJ, Bechtel LK, Holstege CP. Clinical toxicology. In: Rifai N, Chiu RWK, Young I, Burnham CAD, Wittwer CT, eds. Tietz Textbook of Laboratory Medicine. 7th ed. Elsevier; 2023:chap 43 | Gas chromatography mass spectrometry confirmation with quantitation.(Unpublished Mayo method) | 3 to 5 days | 14 days | This test was developed and its performance characteristics determined by Mayo Clinic in a manner consistent with CLIA requirements. It has not been cleared or approved by the US Food and Drug Administration. | 80345G0480 (if appropriate) | Barbiturates Confirmation, U | 53746-4 | 20647 | Chain of Custody | 77202-0
FBCFS | Barbiturates Confirmation, Serum |  | Gas Chromatography/Mass Spectrometry (GC/MS) Only orderable as a reflex test. | Yes | Barbiturates Confirmation, S | Serum Red | Only orderable as a reflex test. |  |  | Test,Result,Units, Butabarbital,None Detected,mcg/mL, Butalbital,None Detected,mcg/mL, Pentobarbital,None Detected,mcg/mL, Secobarbital,None Detected,mcg/mL, Phenobarbital,None Detected,mcg/mL, | [7 empty] | 80345G0480 (if appropriate) | Barbiturates Confirmation, S | Not Provided | Z5292 | Phenobarbital | 60468-6
FCDUB | Barbiturates, Umbilical Cord Tissue |  | Only orderable as part of a profile-see FCDSU | Yes | Barbiturates, UC | If appropriate, confirmation testing will be performed at no additional charge. | Only orderable as part of a profile-see FCDSU. |  |  | Reporting limit determined each analysis. Units: ng/g Only orderable as part of a profile-see FCDSU. | [8 empty] | Barbiturates, UC | Not Provided | Z6186 | Butalbital | 97224-0
FBARS | Barium, Serum |  | Inductively Coupled Plasma/Mass Spectrometry (ICP-MS) | Yes | Barium, Serum | Varies | Submit only 1 of the following specimens: Plasma Draw blood in a EDTA metal-free royal blue-top tube(s),plasma gel tube is not acceptable.Spin down and send 2 mL metal-free EDTA plasma refrigerated in a plastic vial. Serum Draw blood in ametal-free royal blue-top tube(s),serum gel tube is not acceptable.Spin down and send 2 mL metal-free serum refrigerated in a plastic vial. | 0.25 mL |  | Units:ng/mL Reference range has not been established. |  |  |  |  | 3 to 7 days |  |  | 83018 | Barium, Serum | 5589-7 | Z3368 | Barium | 5589-7
BGRS | Barley Grass, IgE, Serum | Establishing a diagnosis of an allergy to Barley grass Defining the allergen responsible for eliciting signs and symptoms Identifying allergens: -Responsible for allergic response and/or anaphylactic episode -To confirm sensitization prior to beginning immunotherapy -To investigate the specificity of allergic reactions to insect venom allergens, drugs, or chemical allergens | Fluorescence Enzyme Immunoassay (FEIA) | Yes | Barley Grass, IgE | Serum | Collection Container/Tube: Preferred:Serum gel Acceptable:Red top Submission Container/Tube:Plastic vial Specimen Volume:0.5 mL for every 5 allergens requested Collection Instructions:Centrifuge and aliquot serum into a plastic vial. | For 1 allergen: 0.3 mL For more than 1 allergen: (0.05 mL x number of allergens) + 0.25 mL deadspace | Clinical manifestations of immediate hypersensitivity (allergic) diseases are caused by the release of proinflammatory mediators (histamine, leukotrienes, and prostaglandins) from IgE-sensitized effector cells (mast cells and basophils) when cell-bound IgE antibodies interact with an allergen. In vitro serum testing for IgE antibodies provides an indication of the immune response to allergens that may be associated with allergic disease. The allergens chosen for testing often depend upon the age of the patient, history of allergen exposure, season of the year, and clinical manifestations. In individuals predisposed to develop allergic disease, the sequence of sensitization and clinical manifestations proceed as follows: eczema and respiratory disease (rhinitis and bronchospasm) in infants and children less than 5 years due to food sensitivity (milk, egg, soy, and wheat proteins) followed by respiratory disease (rhinitis and asthma) in older children and adults due to sensitivity to inhalant allergens (dust mite, mold, and pollen inhalants). | Class,IgE kU/L,Interpretation, 0,<0.10,Negative, 0/1,0.10-0.34,Borderline/equivocal, 1,0.35-0.69,Equivocal, 2,0.70-3.49,Positive, 3,3.50-17.4,Positive, 4,17.5-49.9,Strongly positive, 5,50.0-99.9,Strongly positive, 6,> or =100,Strongly positive, | Detection of IgE antibodies in serum (class 1 or greater) indicates an increased likelihood of allergic disease as opposed to other etiologies and defines the allergens that may be responsible for eliciting signs and symptoms. The level of IgE antibodies in serum varies directly with the concentration of IgE antibodies expressed as a class score or kU/L. | Testing for IgE antibodies is not useful in patients previously treated with immunotherapy to determine if residual clinical sensitivity exists or in patients in whom the medical management does not depend upon identification of allergen specificity. Some individuals with clinically insignificant sensitivity to allergens may have measurable levels of IgE antibodies in serum, and test results must be interpreted in the clinical context. False-positive results for IgE antibodies may occur in patients with markedly elevated serum IgE (>2500 kU/L) due to nonspecific binding to allergen solid phases. | Homburger HA, Hamilton RG: Allergic diseases. In: McPherson RA, Pincus MR, eds. Henry's Clinical Diagnosis and Management by Laboratory Methods. 23rd ed. Elsevier; 2017:1057-1070 | Specific IgE from the patient's serum reacts with the allergen of interest, which is covalently coupled to an ImmunoCAP. After washing away nonspecific IgE, enzyme-labeled anti-IgE antibody is added to form a complex. After incubation, unbound anti-IgE is washed away, and the bound complex incubated with a developing agent. After stopping the reaction, the fluorescence of the eluate is measured. Fluorescence is proportional to the amount of specific IgE present in the patient's sample (ie, the higher the fluorescence value, the more IgE antibody is present).(Package insert: ImmunoCAP System Specific IgE FEIA. Phadia; Rev 06/2020) | Same day/1 to 3 days | 14 days | This test has been cleared, approved, or is exempt by the US Food and Drug Administration and is used per manufacturer's instructions. Performance characteristics were verified by Mayo Clinic in a manner consistent with CLIA requirements. | 86003 | Barley Grass, IgE | 6037-6 | BGRS | Barley Grass, IgE | 6037-6
FBARG | Barley IgG |  | Enzyme Immunoassay (FEIA) | No | Barley IgG | Serum | Specimen Type:Serum Container/Tube:Red Top Specimen Volume:0.5 mL Collection Instructions:Draw blood in a plain red-top tube(s), serum gel tube(s) is acceptable. Spin down and send 0.5 mL of serum refrigerated in a plastic vial. | 0.5 mL |  | Reference ranges have not been established for food-specific IgG tests. | The clinical utility of food-specific IgG tests has not been established. These tests can be used in special clinical situations to select foods for evaluation by diet eliminations and challenge in patients who have food-related complaints. It should be recognized that the presence of food-specific IgG alone cannot be taken as evidence of food allergy and only indicates immunologic sensitization by the food allergen in question. This test should only be ordered by physicians who recognize the limitations of this test. |  |  |  | 5 to 7 days |  | This test was developed and its performance characteristics determined by Eurofins Viracor. It has not been cleared or approved by the U.S. Food and Drug Administration. | 86001 | Barley IgG | 51917-3 | FBARG | Barley IgG | 51917-3
BRLY | Barley, IgE, Serum | Establishing a diagnosis of an allergy to barley Defining the allergen responsible for eliciting signs and symptoms Identifying allergens: -Responsible for allergic response and/or anaphylactic episode -To confirm sensitization prior to beginning immunotherapy -To investigate the specificity of allergic reactions to insect venom allergens, drugs, or chemical allergens | Fluorescence Enzyme Immunoassay (FEIA) | Yes | Barley, IgE | Serum | Collection Container/Tube: Preferred:Serum gel Acceptable:Red top Submission Container/Tube:Plastic vial Specimen Volume:0.5 mL for every 5 allergens requested Collection Instructions:Centrifuge and aliquot serum into a plastic vial. | For 1 allergen: 0.3 mL For more than 1 allergen: (0.05 mL x number of allergens) + 0.25 mL deadspace | Clinical manifestations of immediate hypersensitivity (allergic) diseases are caused by the release of proinflammatory mediators (histamine, leukotrienes, and prostaglandins) from IgE-sensitized effector cells (mast cells and basophils) when cell-bound IgE antibodies interact with an allergen. In vitro serum testing for IgE antibodies provides an indication of the immune response to allergens that may be associated with allergic disease. The allergens chosen for testing often depend upon the age of the patient, history of allergen exposure, season of the year, and clinical manifestations. In individuals predisposed to develop allergic disease, the sequence of sensitization and clinical manifestations proceed as follows: eczema and respiratory disease (rhinitis and bronchospasm) in infants and children less than 5 years due to food sensitivity (milk, egg, soy, and wheat proteins) followed by respiratory disease (rhinitis and asthma) in older children and adults due to sensitivity to inhalant allergens (dust mite, mold, and pollen inhalants). | Class,IgE kU/L,Interpretation, 0,<0.10,Negative, 0/1,0.10-0.34,Borderline/equivocal, 1,0.35-0.69,Equivocal, 2,0.70-3.49,Positive, 3,3.50-17.4,Positive, 4,17.5-49.9,Strongly positive, 5,50.0-99.9,Strongly positive, 6,> or =100,Strongly positive, | Detection of IgE antibodies in serum (class 1 or greater) indicates an increased likelihood of allergic disease as opposed to other etiologies and defines the allergens that may be responsible for eliciting signs and symptoms. The level of IgE antibodies in serum varies directly with the concentration of IgE antibodies expressed as a class score or kU/L. | Testing for IgE antibodies is not useful in patients previously treated with immunotherapy to determine if residual clinical sensitivity exists or in patients in whom the medical management does not depend upon identification of allergen specificity. Some individuals with clinically insignificant sensitivity to allergens may have measurable levels of IgE antibodies in serum, and test results must be interpreted in the clinical context. False-positive results for IgE antibodies may occur in patients with markedly elevated serum IgE (>2500 kU/L) due to nonspecific binding to allergen solid phases. | Homburger HA, Hamilton RG: Allergic diseases. In: McPherson RA, Pincus MR, eds. Henry's Clinical Diagnosis and Management by Laboratory Methods. 23rd ed. Elsevier; 2017:1057-1070 | Specific IgE from the patient's serum reacts with the allergen of interest, which is covalently coupled to an ImmunoCAP. After washing away nonspecific IgE, enzyme-labeled anti-IgE antibody is added to form a complex. After incubation, unbound anti-IgE is washed away, and the bound complex incubated with a developing agent. After stopping the reaction, the fluorescence of the eluate is measured. Fluorescence is proportional to the amount of specific IgE present in the patient's sample (ie, the higher the fluorescence value, the more IgE antibody is present).(Package insert: ImmunoCAP System Specific IgE FEIA. Phadia; Rev 06/2020) | Same day/1 to 3 days | 14 days | This test has been cleared, approved, or is exempt by the US Food and Drug Administration and is used per manufacturer's instructions. Performance characteristics were verified by Mayo Clinic in a manner consistent with CLIA requirements. | 86003 | Barley, IgE | 6037-6 | BRLY | Barley, IgE | 6037-6
FBART | Bartonella Antibody Panel, IFA CSF |  | Immunofluorescence Assay (IFA) | Yes | Bartonella Antibody Panel, IFA (CSF) | CSF | Specimen Type:Spinal Fluid Sources:CSF Container/Tube:Sterile container Specimen Volume:1 mL Collection Instructions:Collect 1 mL of spinal fluid (CSF). Ship refrigerate | 0.15 mL |  | REFERENCERANGE: <1:1 INTERPRETIVE CRITERIA: <1:1 Antibody Not Detected > or = 1:1 Antibody Detected Infection withBartonella henselaehas been associated with catscratch disease, bacillary angiomatosis, peliosis hepatis andfebrile bacteremia syndrome. Infection withBartonella quintanahas been associated with trench fever and bacillary angiomatosisin both HIV positive and negative individuals. IgG crossreactivity betweenB. henselaeandB. Quintanamayoccur at any titer; however, the infecting species will typicallyhave the higher IgG titer. Crossreactivity of IgM betweenthe two species is limited and typically is not seen. Diagnosis of infections of the central nervous system can beaccomplished by demonstrating the presence of intrathecally-produced specific antibody. However, interpreting results iscomplicated by low antibody levels found in CSF, passivetransfer of antibody from blood, and contamination via bloodytaps. |  |  |  |  | 3 to 7 days |  | This test was developed and its analytical performance characteristics have been determined by Quest Diagnostics Infectious Disease. It has not been cleared or approved by the U.S. Food and Drug Administration. The FDA has determined that such clearance or approval is not necessary. This assay has been validated pursuant to the CLIA regulations and is used for clinical purposes. | 86611 x 4 | Bartonella Antibody Panel, IFA (CSF) | Not Provided | Z0474 | B. Henselae IgM | Not Provided
BART | Bartonella Antibody Panel, IgG and IgM, Serum | Diagnosis ofBartonellainfection, especially in the context ofa cat scratch | Immunofluorescence Assay (IFA) | Yes | Bartonella Ab Panel, IgG and IgM | For information seeInfective Endocarditis: Diagnostic Testing for Identification of Microbiological Etiology. | Supplies:Sarstedt Aliquot Tube 5 mL (T914) Collection Container/Tube: Preferred:Serum gel Acceptable:Red top Submission Container/Tube:Plastic vial Specimen Volume:0.5 mL Collection Instructions:Centrifuge and aliquot serum into plastic vial. | 0.15 mL | Bartonella henselaeandBartonella quintanaare small, rod-shaped, pleomorphic, gram-negative bacteria. The human body louse(Pediculus humanis)is the proposed vector forB quintana. No animal reservoir has been determined forB quintana. The domestic cat is believed to be both a reservoir and vector forB henselae. Cats may infect humans directly through scratches, bites, or licks, or indirectly through an arthropod vector. Humans remain the only host in whichBartonellainfection leads to significant disease. The sight of entry forBartonellais through openings in the skin. Microscopically,Bartonellalesions appear as rounded aggregates that proliferate rapidly. These aggregates are masses ofBartonellabacteria. Warthin-Starry staining has shown thatBartonellaorganisms can be present within the vacuoles of endothelial cells, in macrophages, and between cells in areas of necrosis. Occasionally organisms are seen in the lumens of vessels. While cutaneous lesions are common, disseminated tissue infection byBartonellahas been seen in the blood, lymph nodes, spleen, liver, bone marrow, and heart.B henselaehas been associated with cat scratch disease (CSD), peliosis hepatitis (PH), bacillary angiomatosis (BA), and endocarditis.B quintanahas been associated with trench fever, BA, and endocarditis. BA is a vascular proliferative disease usually involving the skin and regional lymph nodes. CSD begins as a cutaneous papule or pustule that usually develops within a week after animal contact. Regional lymphadenopathy follows and is the predominant clinical feature of CSD. Trench fever was a significant problem during World War I and World War II and is characterized by a relapsing fever and severe pain in the shins. PH and febrile bacteremia syndrome are both syndromes that have afflicted patients with AIDS and patients who are immunocompromised. While trench fever and CSD are usually self-limiting illnesses, the otherBartonella-associated diseases can be life-threatening. Interest inB quintanaandB henselaehas recently increased since its increased prevalence in patients with AIDS, a transplanted organ, or suppressed immunity. | BARTONELLA HENSELAE IgG: <1:128 IgM: <1:20 BARTONELLA QUINTANA IgG: <1:128 IgM: <1:20 | A positive immunofluorescence assay (IFA) IgM (titer >1:20) suggests a current infection with eitherBartonella henselaeorBartonella quintana. A positive IgG (titer >1:128) suggests a current or previous infection. Increases in IgG titers in serial specimens suggest active infection. Normal serum specimens usually have an IgG titer of less than 1:128. However, 5% to 10% of healthy controls exhibit aB henselaeandB quintanatiter of 1:128. Sera from healthy volunteers rarely show titers of 1:256 or greater. IgM titers in normal serum are typically less than 1:20. IgM titers at 1:20 or greater have not been seen in the normal population. Molecular testing of tissue forBartonellaspecies nucleic acid is recommended in cases of suspected endocarditis. |  | 1.Rodino KG, Stone E, Saleh OA, Theel ES. The Brief case: Bartonella henselae endocarditis-a case of delayed diagnosis. J Clin Microbiol. 2019;57(9). e00114-19. doi:10.1128/JCM.00114-19 2. Wolf LA, Cherry NA, Maggi RG, Breitschwerdt EB. In pursuit of a stealth pathogen: Laboratory diagnosis of bartonellosis. Clin Micro News. 2014;36(5):33-39 | The Euroimmun indirect immunofluorescence test is a standardized, in vitro assay for the determination of specific antibodies againstBartonella henselaeandBartonellaquintana. BIOCHIP Mosaics are coated withB henselaeandB quintanainfected cells positioned next to each other in one reaction field. Samples are diluted and incubated on the substrate slides. If the reaction is positive, specific antibodies of class IgG and IgM attach to the antigens. In a second step, the attached antibodies are stained with fluorescein-labeled anti-human antibodies and made visible using fluorescence microscopy. Semiquantitative endpoint titers are obtained by testing serial dilutions of positive specimens.(Unpublished Mayo method) | Same day/1 to 3 days | 14 days | This test was developed and its performance characteristics determined by Mayo Clinic in a manner consistent with CLIA requirements. It has not been cleared or approved by the US Food and Drug Administration. | 86611 x 4 | Bartonella Ab Panel, IgG and IgM | 90251-0 | 15662 | Bart Quintana IgM | In Process
BARTB | Bartonella, Molecular Detection, PCR, Blood | Aiding in the diagnosis ofBartonellainfection whenBartonellaDNA would be expected to be present in blood, especially endocarditis | Real-Time Polymerase Chain Reaction (PCR) | Yes | Bartonella PCR, B | Whole Blood EDTA | The high sensitivity of amplification by polymerase chain reaction requires the specimen to be processed in an environment in which contamination of the specimen byBartonellaspecies DNA is unlikely. Container/Tube: Preferred:Lavender top (EDTA) Acceptable:Royal blue top (EDTA), pink top (EDTA), or sterile vial containing EDTA-derived aliquot Specimen Volume:1 mL Collection Instructions:Send specimen in original tube (preferred). | 0.5 mL | Bartonella henselaeandBartonella quintanaare small, pleomorphic, gram-negative bacilli that are difficult to isolate by culture due to their fastidious growth requirements.B henselaehas been associated with cat scratch disease, bacillary angiomatosis, peliosis hepatitis, and endocarditis.B quintanahas been associated with trench fever, bacillary angiomatosis, and endocarditis. The diagnosis ofBartonellainfection has traditionally been made by Warthin-Starry staining of infected tissue and serology. However, these methods may be nonspecific or falsely negative, especially in the early stages of disease. Evaluation of infected tissue or blood using polymerase chain reaction (PCR) has been shown to be an effective tool for diagnosingBartonellainfection. Mayo Clinic Laboratories has developed a real-time PCR test that permits rapid identification ofBartonellaspecies. The assay targets a unique sequence of the citrate synthase (gltA)gene present inBartonellaspecies. | Not applicable | A positive result indicates the presence ofBartonellaspecies DNA. A negative result indicates the absence of detectableBartonellaDNA but does not negate the presence of the organism and may occur due to inhibition of PCR, sequence variability underlying primers or probes, or the presence ofBartonellaDNAin quantities less than the limit of detection of the assay. | This test does not differentiate betweenBartonella henselaeandBartonellaquintana. Test results should be used as an aid in diagnosis. The single assay should not be used as the only criteria to form a clinical conclusion, but results should be correlated with patient symptoms and clinical presentation. A negative result does not negate the presence of the organism or active disease. | 1. Liesman RM, Pritt BS, Maleszewski JJ, Patel R: Laboratory diagnosis of infective endocarditis. J Clin Microbiol. 2017 Sep;55(9):2599-2608. doi: 10.1128/jcm.00635-17 2. Dumler JS, Carroll KC, Patel R: Bartonella. In: Carroll KC, Pfaller M, eds. Manual of Clinical Microbiology. 12th ed. ASM Press; 2019:chap 50 | Bacterial nucleic acid is extracted from the specimen using the automated MagNA Pure instrument. The purified DNA is placed on the LightCycler instrument, which amplifies and monitors by fluorescence the development of target nucleic sequences after each polymerase chain reaction (PCR) cycle. A specific target sequence fromBartonellaspecies is amplified and the resulting segment is detected using specific hybridization probes. Detection of the bartonella target is performed through melting curve analysis using the LightCycler software.(Cockerill FR, Uhl JR: Applications and challenges of real-time PCR for the clinical microbiology laboratory. In: Reischl U, Wittwer C, Cockerill F, eds. Rapid Cycle Real-Time PCR Methods and Applications. Springer-Verlag; 2002:3-27; Dumler JS, Carroll KC, Patel R:Bartonella. In: Carroll K, Pfaller M, eds. Manual of Clinical Microbiology. 12th ed. ASM Press; 2019:893-904) | 2 to 7 days | 1 week | This test was developed and its performance characteristics determined by Mayo Clinic in a manner consistent with CLIA requirements. It has not been cleared or approved by the US Food and Drug Administration. | 87801 | Bartonella PCR, B | 16275-0 | 56056 | Bartonella PCR | 16275-0
BARRP | Bartonella, Molecular Detection, PCR, Varies | Aiding in the diagnosis ofBartonellainfection | Real-Time Polymerase Chain Reaction (PCR) | Yes | Bartonella PCR | For more information seeInfective Endocarditis: Diagnostic Testing for Identification of Microbiological Etiology. | The high sensitivity of amplification by polymerase chain reaction requires the specimen to be processed in an environment in which contamination of the specimen byBartonellaspecies DNA is unlikely. Submit only 1 of the following specimens: Specimen Type:Fresh tissue or biopsy Sources:Heart valve, liver, lymph node, spleen, or skintissuepapule/lesion/nodule Container/Tube:Sterile container Specimen Volume:Entire collection or 5 mm(3) - approximately the size of a pencil eraser Collection Instructions: 1. Collect fresh tissue specimen. 2. Submit tissue only, do not add fluid to tissue. 3. Refrigerate or freeze specimen. Specimen Stability Information:Refrigerated (preferred) <7 days/ Frozen <7 days Preferred Paraffin-embedded tissue block: Specimen Type:Formalin-fixed, paraffin-embedded tissue block (FFPE) Sources:Heart valve, liver, lymph node, spleen, or skin tissue papule/lesion/nodule Supplies:Tissue Block Container (T553) Container/Tube:Tissue block Collection Instructions:Submit a formalin-fixed, paraffin-embedded tissue block to be cut and returned. Specimen Stability Information:Ambient (preferred)/Refrigerated Acceptable: Paraffin-embedded tissue block: Specimen Type:Formalin-fixed, paraffin-embedded tissue block (FFPE) Sources:Heart valve, liver, lymph node, spleen, or skin tissue papule/lesion/nodule Container/Tube:Sterile container for each individual cut section (scroll). Collection Instructions:Perform microtomy and prepare five separate 10-micron sections.Each section (scroll) must be placed in a separate sterile container for submission. Specimen Stability Information:Ambient (preferred)/Refrigerated Specimen Type:Fluid Sources:Cerebrospinal or ocular (eg, vitreous humor fluid) Container/Tube:Sterile vial Specimen Volume:0.5 mL Specimen Stability Information:Refrigerated (preferred) <7 days/Frozen <7 days Collection Instructions: For CSF, submit specimen from collection vial 2. Specimen Type:Synovialfluid Container/Tube: Preferred:Lavender top (EDTA) Acceptable:Pink top (EDTA), royal blue top (EDTA), sterile vial containing EDTA-derived aliquot, red clot tube (no anticoagulant), or sterile container Specimen Volume:0.5 mL Collection Instructions:Send specimen in original tube (preferred). Specimen Stability Information:Refrigerated (preferred) <7 days /Frozen <7 days | Fresh tissue or biopsy: 5 mm(3) Paraffin-embedded tissue block: two 10-micron sections Fluid: See Specimen Required | Bartonella henselaeandBartonella quintanaare small, pleomorphic Gram stain-negative bacilli that are difficult to isolate by culture due to their fastidious growth requirements.B henselaehas been associated with cat scratch disease, bacillary angiomatosis, peliosis hepatitis, and endocarditis.B quintanahas been associated with trench fever, bacillary angiomatosis, and endocarditis. The diagnosis ofBartonellainfection has traditionally been made by Warthin-Starry staining of infected tissue or serology. However, these methods may be falsely negative or nonspecific, respectively. Culture is insensitive. Evaluation of infected tissue using polymerase chain reaction (PCR) has been shown to be an effective tool for diagnosingBartonellainfection. Mayo Clinic Laboratories has developed a real-time PCR test that permits rapid identification ofBartonellaspecies. The assay targets a unique sequence of the citrate synthase gene present inBartonellaspecies. | Not applicable | A positive result indicates the presence ofBartonellaspecies DNA. A negative result indicates the absence of detectableBartonellaDNA but does not negate the presence of the organism and may occur due to inhibition of the polymerase chain reaction, sequence variability underlying primers or probes, or the presence ofBartonellaDNAin quantities less than the limit of detection of the assay. | This test does not differentiate betweenBartonella henselaeandBartonella quintana. Test results should be used as an aid in diagnosis. The single assay should not be used as the only criteria to form a clinical conclusion, but results should be correlated with patient symptoms and clinical presentation. A negative result does not negate the presence of the organism or active disease. Inhibition of less than 2% has been noted in formalin-fixed, paraffin-embedded tissues. In a study of 178 ocular fluids, no inhibition was detected, although this is a possibility due to the relatively small number of specimens tested. | 1. Liesman RM, Pritt BS, Maleszewski JJ, Patel R: Laboratory diagnosis of infective endocarditis. J Clin Microbiol. 2017 Sep;55(9):2599-2608. doi: 10.1128/jcm.00635-17 2. Dumler JS, Carroll KC, Patel R: Bartonella. In: Carroll K, Pfaller M, eds. Manual of Clinical Microbiology. 12th ed. ASM Press; 2019:chap 50 | Bacterial nucleic acid is extracted from the specimen using the automated MagNA Pure instrument. The purified DNA is placed on the LightCycler instrument, which amplifies and monitors by fluorescence the development of target nucleic sequences after each polymerase chain reaction (PCR) cycle. A specific target sequence fromBartonellaspecies is amplified and the resulting segment is detected using specific hybridization probes. Detection of theBartonellatarget is performed through melting curve analysis using the LightCycler software.(Cockerill FR, Uhl JR: Applications and challenges of real-time PCR for the clinical microbiology laboratory. In: Reischl U, Wittwer C, Cockerill F, eds. Rapid Cycle Real-Time PCR Methods and Applications. Springer-Verlag; 2002:3-27; Dumler JS, Carroll KC, Patel R:Bartonella. In: Carroll KC, Pfaller M, eds. Manual of Clinical Microbiology. 12th ed. ASM Press; 2019:893-904) | 2 to 7 days | 1 week | This test was developed and its performance characteristics determined by Mayo Clinic in a manner consistent with CLIA requirements. It has not been cleared or approved by the US Food and Drug Administration. | 87801 | Bartonella PCR | 48864-3 | 84440 | Bartonella PCR | 48864-3
RBART | Bartter Syndrome Gene Panel, Varies | Providing a genetic evaluation for patients with a personal or family history suggestive of Bartter syndrome Establishing a diagnosis of Bartter syndrome | Sequence Capture and Amplicon-Based Next-Generation Sequencing (NGS) | Yes | Bartter Syndrome Gene Panel | Varies | Patient Preparation:A previous bone marrow transplant from an allogenic donor will interfere with testing. Call 800-533-1710 for instructions for testing patients who have received a bone marrow transplant. Container/Tube: Preferred:Lavender top (EDTA) or yellow top (ACD) Acceptable:Any anticoagulant Specimen Volume:3 mL Collection Instructions: 1. Invert several times to mix blood. 2. Send whole blood specimen in original tube.Do not aliquot. Specimen Stability Information:Ambient (preferred)/Refrigerated | 1 mL | Bartter syndrome (BS) is a rare, hereditary tubulopathy of highly variable severity that can cause renal salt-wasting in infants and young children due to impaired sodium/chloride reabsorption in the thick ascending limb of the nephron.(1) Characteristic clinical features are hypokalemic, hypochloremic metabolic alkalosis and normal blood pressure despite hyperreninemia and hyperaldosteronism.(1) Children with BS have hypercalciuria and normal serum magnesium levels and may present with symptoms in early childhood or before birth. These symptoms distinguish BS from a more common and milder renal salt-wasting disorder called Gitelman syndrome, which features hypocalciuria and low serum magnesium levels and typically presents after 6 years of age. Autosomal dominant hypocalcemia may resemble Bartter syndrome in patients with a markedly activating gain-of-function variant but is distinguishable from BS by mode of inheritance and the presence of hypocalcemia and hypomagnesemia. Age of onset and disease severity is highly variable in Bartter syndrome. The most severe form, antenatal Bartter syndrome (also known as hyperprostaglandin E syndrome or neonatal Bartter syndrome), typically results in polyhydramnios, leading to premature birth. Infants often demonstrate failure to thrive and have significant polyuria resulting in risk for life-threatening salt and water loss. There are four subtypes of Bartter syndrome that typically present antenatally. BS type 1, caused by biallelic alterations inSLC12A1, may also feature fever, vomiting, and nephrocalcinosis in infancy. BS type 2, caused by biallelic variants inKCNJ1, causes symptoms like BS type 1, but patients may demonstrate transient hyperkalemia and acidosis. BS type 4a, caused by biallelic alterations inBSND, and BS type 4b, caused by alterations inCLCNKAandCLCNKB, may be accompanied by sensorineural deafness in addition to renal salt-wasting and related symptoms. Type 4b is also inherited in an autosomal recessive (or biallelic) pattern or can result from digenic inheritance. Classic Bartter syndrome, also known as type 3, is the second major form of BS and is caused by alterations inCLCNKB. All BS type 3 patients have marked hypochloremia. Age of onset varies in BS type 3 and may correlate with genotype, with individuals with truncating variants presenting earlier in life. Individuals with BS type 3 may present antenatally with polyhydramnios, during infancy with failure to thrive and lethargy, or in adolescence or adulthood with symptoms of chronic hypokalemia, such as constipation, muscle cramps, salt-craving, nocturia, and vomiting. Nephrocalcinosis is uncommon in BS type 3, and patients are usually normocalciuric but may still have severe electrolyte imbalances. A third from of BS called transient neonatal Bartter syndrome (BS type 5), is associated with severe polyhydramnios and extreme salt wasting at birth that spontaneously resolves in the first few months of life in surviving patients. BS type 5 is caused by variants inMAGED2inherited in an X-linked recessive pattern. Although there is some phenotypic overlap between Bartter syndrome, Gitelman syndrome, and autosomal dominant hypocalcemia, they have different genetic causes. This panel does not include the genes associated with Gitelman syndrome (SLC12A3) or autosomal dominant hypocalcemia (CASR). If simultaneous genetic testing for Bartter syndrome, Gitelman syndrome and/or autosomal dominant hypocalcemic hypercalciuria is desired, order RSCGP / Nephrocalcinosis, Nephrolithiasis, and Renal Electrolyte Imbalance Gene Panel, Varies. | An interpretive report will be provided. | All detected variants are evaluated according to American College of Medical Genetics and Genomics recommendations.(2) Variants are classified based on known, predicted, or possible pathogenicity and reported with interpretive comments detailing their potential or known significance. | Clinical Correlations: Test results should be interpreted in the context of clinical findings, family history, and other laboratory data. Misinterpretation of results may occur if the information provided is inaccurate or incomplete. If testing was performed because of a clinically significant family history, it is often useful to first test an affected family member. Detection of a reportable variant in an affected family member would allow for more informative testing of at-risk individuals. To discuss the availability of additional testing options or for assistance in the interpretation of these results, contact the Mayo Clinic Laboratories genetic counselors at 800-533-1710. Technical Limitations: Next-generation sequencing may not detect all types of genomic variants. In rare cases, false-negative or false-positive results may occur. The depth of coverage may be variable for some target regions; assay performance below the minimum acceptable criteria or for failed regions will be noted. Given these limitations, negative results do not rule out the diagnosis of a genetic disorder. If a specific clinical disorder is suspected, evaluation by alternative methods can be considered. There may be regions of genes that cannot be effectively evaluated by sequencing or deletion and duplication analysis as a result of technical limitations of the assay, including regions of homology, high guanine-cytosine (GC) content, and repetitive sequences. Confirmation of select reportable variants will be performed by alternate methodologies based on internal laboratory criteria. This test is validated to detect 95% of deletions up to 75 base pairs (bp) and insertions up to 47 bp. Deletions-insertions (delins) of 40 or more bp, including mobile element insertions, may be less reliably detected than smaller delins. Deletion/Duplication Analysis: This analysis targets single and multi-exon deletions/duplications; however, in some instances single exon resolution cannot be achieved due to isolated reduction in sequence coverage or inherent genomic complexity. Balanced structural rearrangements (such as translocations and inversions) may not be detected. This test is not designed to detect low levels of mosaicism or to differentiate between somatic and germline variants. If there is a possibility that any detected variant is somatic, additional testing may be necessary to clarify the significance of results. Genes may be added or removed based on updated clinical relevance. Refer to theTargeted Genes and Methodology Details for Bartter Syndrome Gene Panelfor the most up to date list of genes included in this test. For detailed information regarding gene specific performance and technical limitations, see Method Description or contact a laboratory genetic counselor. If the patient has had an allogeneic hematopoietic stem cell transplant or a recent blood transfusion, results may be inaccurate due to the presence of donor DNA. Call Mayo Clinic Laboratories for instructions for testing patients who have received a bone marrow transplant. Reclassification of Variants: At this time, it is not standard practice for the laboratory to systematically review previously classified variants on a regular basis. The laboratory encourages healthcare providers to contact the laboratory at any time to learn how the classification of a particular variant may have changed over time. Variant Evaluation: Evaluation and categorization of variants are performed using published American College of Medical Genetics and Genomics and the Association for Molecular Pathology recommendations as a guideline.(2) Other gene-specific guidelines may also be considered. Variants are classified based on known, predicted, or possible pathogenicity and reported with interpretive comments detailing their potential or known significance. Variants classified as benign or likely benign are not reported. Multiple in silico evaluation tools may be used to assist in the interpretation of these results. The accuracy of predictions made by in silico evaluation tools is highly dependent upon the data available for a given gene, and periodic updates to these tools may cause predictions to change over time. Results from in silico evaluation tools are interpreted with caution and professional clinical judgement. Rarely, incidental findings or secondary findings may implicate another predisposition or presence of active disease. Incidental findings may include, but are not limited to, results related to the sex chromosomes. These findings will be carefully reviewed to determine whether they will be reported. | 1. Fulchiero R, Seo-Mayer P. Bartter Syndrome and Gitelman Syndrome. Pediatr Clin North Am. 2019 Feb;66(1):121-134. 2. Richards S, Aziz N, Bale S, et al: Standards and guidelines for the interpretation of sequence variants: a joint consensus recommendation of the American College of Medical Genetics and Genomics and the Association for Molecular Pathology. Genet Med 2015 May;17(5):405-424. | Capture-based and amplicon-based next-generation sequencing (NGS) and/or Sanger sequencing is performed to test for the presence of variants in coding regions and intron/exon boundaries of the genes analyzed, as well as some other regions that have known disease-causing variants. The human genome reference GRCh37/hg19 build was used for sequence read alignment. At least 99% of the bases are covered at a read depth over 30X. Sensitivity is estimated at above 99% for single nucleotide variants, above 94% for deletions-insertions (delins) less than 40 base pairs (bp), above 95% for deletions up to 75 bp and insertions up to 47 bp. NGS and/or a polymerase chain reaction (PCR)-based quantitative method is performed to test for the presence of deletions and duplications in the genes analyzed. There may be regions of genes that cannot be effectively evaluated by sequencing or deletion and duplication analysis as a result of technical limitations of the assay, including regions of homology, high guanine-cytosine (GC) content, and repetitive sequences. See theTargeted Genes and Methodology Details for Bartter Syndrome Gene Panelfor details regarding the targeted genes analyzed for each test and specific gene regions not routinely covered.(Unpublished Mayo method) Confirmation of select reportable variants may be performed by alternate methodologies based on internal laboratory criteria. Genes analyzed: BSND, CLCNKA, CLCNKB, KCNJ1, MAGED2, SLC12A1 | 28 to 42 days | Whole blood: 2 weeks (if available); Extracted DNA: 3 months | This test was developed and its performance characteristics determined by Mayo Clinic in a manner consistent with CLIA requirements. It has not been cleared or approved by the US Food and Drug Administration. | 8140481406814078147981479 (if appropriate for government payers) | Bartter Syndrome Gene Panel | 51966-0 | 618113 | Released By | 18771-6
BMAMA | Basic Metabolic Panel, Serum | Routine health monitoring or patient monitoring while hospitalized for information regarding metabolism, including the current kidney status, electrolyte, and acid/base balance, and blood glucose | KS, NAS, CL: Potentiometric, Indirect Ion-Selective Electrode HCO3: Photometric/Enzymatic AGAP: Calculation BUN: Photometric, Urease CRTS1: Enzymatic Colorimetric Assay CA: Photometric GLURA: Enzymatic Photometric Assay | Yes | Basic Metabolic Panel, S | Serum | Collection Container/Tube: Preferred:Serum gel Acceptable:Red top Submission Container/Tube:Plastic vial Specimen Volume:0.5 mL Collection Instructions: 1. Serum gel tubes should be centrifuged within 2 hours of collection. 2. Red-top tubes should be centrifuged and the serum aliquoted into a plastic vial within 2 hours of collection. | 0.4 mL | The basic metabolic panel measures 8 analytes and calculates an anion gap. It is used to assess kidney status, electrolyte, and acid/base balance, and blood glucose. | SODIUM <1 year: Not established > or =1 year: 135-145 mmol/L POTASSIUM <1 year: Not established > or =1 year: 3.6-5.2 mmol/L CHLORIDE <1 year: Not established 1-17 years: 102-112 mmol/L > or =18 years: 98-107 mmol/L BICARBONATE Males: <1 year: Not established 1-2 years: 17-25 mmol/L 3 years: 18-26 mmol/L 4-5 years: 19-27 mmol/L 6-7 years: 20-28 mmol/L 8-17 years: 21-29 mmol/L > or =18 years: 22-29 mmol/L Females: <1 year: Not established 1-3 years: 18-25 mmol/L 4-5 years: 19-26 mmol/L 6-7 years: 20-27 mmol/L 8-9 years: 21-28 mmol/L > or =10 years: 22-29 mmol/L ANION GAP <7 years: Not established > or =7 years: 7-15 BLOOD UREA NITROGEN Males: <12 months: Not established 1-17 years: 7-20 mg/dL > or =18 years: 8-24 mg/dL Females: <12 months: Not established 1-17 years: 7-20 mg/dL > or =18 years: 6-21 mg/dL CREATININE Males: 0-11 months: 0.17-0.42 mg/dL 1-5 years: 0.19-0.49 mg/dL 6-10 years: 0.26-0.61 mg/dL 11-14 years: 0.35-0.86 mg/dL > or =15 years: 0.74-1.35 mg/dL Females: 0-11 months: 0.17-0.42 mg/dL 1-5 years: 0.19-0.49 mg/dL 6-10 years: 0.26-0.61 mg/dL 11-15 years: 0.35-0.86 mg/dL > or =16 years: 0.59-1.04 mg/dL ESTIMATED GLOMERULAR FILTRATION RATE (eGFR) >= 18 years old: > or =60 mL/min/BSA (body surface area) Estimated GFR calculated using the 2021 CKD-EPI creatinine equation Note:eGFR results will not be calculated for patients younger than 18 years old. CALCIUM <1 year: 8.7-11.0 mg/dL 1-17 years: 9.3-10.6 mg/dL 18-59 years: 8.6-10.0 mg/dL 60-90 years: 8.8-10.2 mg/dL >90 years: 8.2-9.6 mg/dL GLUCOSE 0-11 months: Not established > or =1 year: 70-140 mg/dL | Basic metabolic panel results are usually evaluated in conjunction with each other for patterns of results. A single abnormal test result could be indicative of something different than if more than 1 of the test results are abnormal. Many conditions will cause abnormal results including kidney failure, breathing problems, and diabetes-related complications. | No significant cautionary statements | 1. Oh MS: Evaluation of renal function, water, electrolytes, and acid-base balance. In: McPherson RA, Pincus MR, eds.Henry's Clinical Diagnosis and Management by Laboratory Methods. 22nd ed. Elsevier Saunders; 2011:chap 14 2.Basic Metabolic Panel (BMP). Testing.com; Updated November 9, 2021. Accessed July 13, 2022. Available at www.testing.com/tests/basic-metabolic-panel-bmp/ | Sodium, Potassium, Chloride: The ion selective electron (ISE) module indirectly measures the electromotive force (EMF) difference between an ISE and a reference electrode. The EMF of the ISE is dependent on the ion concentration of the sample. The EMF of the reference electrode is constant. An electronic calculation circuit converts EMF of the sample to the ion concentration of the sample.(Package insert: ISE Indirect Na, K, CL: for Gen 2. Roche Diagnostics; 12/2020) Bicarbonate: This is a photometric rate reaction. Bicarbonate (HCO3[-]) reacts with phosphoenolpyruvate in the presence of phosphoenolpyruvate carboxylase to produce oxaloacetate and phosphate. The oxaloacetate produced is coupled with reduced nicotinamide adenine dinucleotide (NADH) in the presence of malate dehydrogenase to produce malate and NAD(+). The consumption of NADH causes a decrease in absorbance and is monitored in the ultraviolet range of 320 to 400 nm. The rate of change is directly proportional to the concentration of bicarbonate.(Package insert: Bicarbonate reagent. Roche Diagnostics; 04/2019) Anion Gap: This is a calculated result. The following equation is used to calculate the anion gap (A gap): A gap =Na - (Cl + HCO3[-]) Blood Urea Nitrogen: This is a kinetic UV assay where urease cleaves urea to form ammonia and carbon dioxide. The ammonia formed then reacts with alpha-ketoglutarate and NADH in the presence of urease/glutamate dehydrogenase to yield glutamate and NAD(+). The decrease in absorbance, due to the consumption of NADH, is measured kinetically and is proportional to the amount of urea in the sample.(Package insert: Urea/BUN reagent. Roche Diagnostics; 12/2019) Creatinine: This enzymatic method is based on the conversion of creatinine with the aid of creatininase, creatinase, and sarcosine oxidase to glycine, formaldehyde, and hydrogen peroxide. Catalyzed by peroxidase the liberated hydrogen peroxide reacts with 4-aminophenazone and HTIB (hydroxy[tosyloxy]iodobenzene) to form a quinone imine chromogen. The color intensity of the quinone imine chromogen formed is directly proportional to the creatinine concentration in the reaction mixture.(Package insert: Creatinine Plus ver.2. Roche Diagnostics; 02/2019) Calcium: Calcium ions react with NM-BAPTA (5-nitro-5'-methyl-1,2-bis[o-aminophenoxy]ethane-N,N,N',N'-tetraacetic acid) under alkaline conditions to form a complex. This complex reacts in the second step with EDTA. The change in absorbance is directly proportional to the calcium concentration and is measured photometrically.(Package insert: Calcium Gen.2 reagent, Roche Diagnostics; 07/2019) Glucose: Glucose in the sample, in the presence of hexokinase, is converted to glucose-6-phosphate (G6P). In the presence of nicotinamide adenine dinucleotide phosphate (NADP[+]), glucose-6-phosphate dehydrogenase oxides G6P to gluconate-6-phosphate and NADPH. The rate of NADPH formation is directly proportional to glucose concentration in the sample and is measured photometrically.(Package insert: Glucose Gen.3 Reagent. Roche Diagnostics; 11/2021) | Same day/1 to 2 days | 1 week | This test has been cleared, approved, or is exempt by the US Food and Drug Administration and is used per manufacturer's instructions. Performance characteristics were verified by Mayo Clinic in a manner consistent with CLIA requirements. | 8413284295824358237484520825658231082947 | Basic Metabolic Panel, S | 24321-2 | EGFR1 | Estimated GFR (eGFR) | 98979-8
FBSLG | Basil IgG |  | Enzyme Immunoassay (FEIA) | No | Basil IgG | Serum | Specimen Type:Serum Container/Tube:Red Top Specimen Volume:0.5 mL Collection Instructions:Draw blood in a plain red-top tube(s), serum gel tube(s) is acceptable. Spin down and send 0.5 mL of serum refrigerated in a plastic vial. | 0.5 mL |  | Reference ranges have not been established for food-specific IgG tests. | The clinical utility of food-specific IgG tests has not been established. These tests can be used in special clinical situations to select foods for evaluation by diet elimination and challenge in patients who have food-related complaints. It should be recognized that the presence of food-specific IgG alone cannot be taken as evidence of food allergy and only indicates immunologic sensitization by the food allergen in question. This test should only be ordered by physicians who recognize the limitations of the test. |  |  |  | 5 to 7 days |  | This test was developed and its performance characteristics determined by Eurofins Viracor. It has not been cleared or approved by the U.S. Food and Drug Administration. | 86001 | Basil IgG | 63124-2 | FBSLG | Basil IgG | 63124-2
BASL | Basil, IgE, Serum | Establishing the diagnosis of an allergy to basil Defining the allergen responsible for eliciting signs and symptoms Identifying allergens: -Responsible for allergic response and/or anaphylactic episode -To confirm sensitization prior to beginning immunotherapy -To investigate the specificity of allergic reactions to insect venom allergens, drugs, or chemical allergens | Fluorescence Enzyme Immunoassay (FEIA) | Yes | Basil, IgE | Serum | Collection Container/Tube: Preferred:Serum gel Acceptable:Red top Submission Container/Tube:Plastic vial Specimen Volume:0.5 mL for every 5 allergens requested Collection Instructions:Centrifuge and aliquot serum into a plastic vial. | For 1 allergen: 0.3 mL More than 1 allergen: (0.05 mL x number of allergens) + 0.25 mL dead space | Clinical manifestations of immediate hypersensitivity (allergic) diseases are caused by the release of proinflammatory mediators (histamine, leukotrienes, and prostaglandins) from IgE-sensitized effector cells (mast cells and basophils) when cell-bound IgE antibodies interact with an allergen. In vitro serum testing for IgE antibodies provides an indication of the immune response to allergens that may be associated with allergic disease. The allergens chosen for testing often depend upon the age of the patient, history of allergen exposure, season of the year, and clinical manifestations. In individuals predisposed to develop allergic disease, the sequence of sensitization and clinical manifestations proceed as follows: eczema and respiratory disease (rhinitis and bronchospasm) in infants and children less than 5 years due to food sensitivity (milk, egg, soy, and wheat proteins) followed by respiratory disease (rhinitis and asthma) in older children and adults due to sensitivity to inhalant allergens (dust mite, mold, and pollen inhalants). | Class,IgE kU/L,Interpretation, 0,<0.10,Negative, 0/1,0.10-0.34,Borderline/equivocal, 1,0.35-0.69,Equivocal, 2,0.70-3.49,Positive, 3,3.50-17.4,Positive, 4,17.5-49.9,Strongly positive, 5,50.0-99.9,Strongly positive, 6,> or =100,Strongly positive, | Detection of IgE antibodies in serum (class 1 or greater) indicates an increased likelihood of allergic disease as opposed to other etiologies and defines the allergens that may be responsible for eliciting signs and symptoms. The level of IgE antibodies in serum varies directly with the concentration of IgE antibodies expressed as a class score or kU/L. | Testing for IgE antibodies is not useful in patients previously treated with immunotherapy to determine if residual clinical sensitivity exists or in patients in whom the medical management does not depend upon identification of allergen specificity. Some individuals with clinically insignificant sensitivity to allergens may have measurable levels of IgE antibodies in serum, and test results must be interpreted in the clinical context. False-positive results for IgE antibodies may occur in patients with markedly elevated serum IgE (>2500 kU/L) due to nonspecific binding to allergen solid phases. | Homburger HA, Hamilton RG: Allergic diseases. In: McPherson RA, Pincus MR, eds. Henry's Clinical Diagnosis and Management by Laboratory Methods. 23rd ed.Elsevier; 2017:1057-1070 | Specific IgE from the patient's serum reacts with the allergen of interest, which is covalently coupled to an ImmunoCAP. After washing away nonspecific IgE, enzyme-labeled anti-IgE antibody is added to form a complex. After incubation, unbound anti-IgE is washed away, and the bound complex incubated with a developing agent. After stopping the reaction, the fluorescence of the eluate is measured. Fluorescence is proportional to the amount of specific IgE present in the patient's sample (ie, the higher the fluorescence value, the more IgE antibody is present).(Package insert: ImmunoCAP System Specific IgE FEIA. Phadia; Rev 06/2020) | Same day/1 to 3 days | 14 days | This test was developed and its performance characteristics determined by Mayo Clinic in a manner consistent with CLIA requirements. It has not been cleared or approved by the US Food and Drug Administration. | 86003 | Basil, IgE | 7118-3 | BASL | Basil, IgE | 7118-3
FBBLE | Bass Black (Sea Bass) (Centropristis striata) IgE |  | Enzyme Immunoassay (EIA) | Yes | Bass Black IgE | Serum | Specimen Type:Serum Container/Tube:Red or SST Specimen Volume:0.5 mL Collection Instructions:Draw blood in a plain red top tube(s), serum gel tube(s) is acceptable. Spin down and send 0.5 mL of serum refrigerated in a plastic vial. | 0.5 mL |  | <0.35 kU/L | Class IgE (kU/L) Comment 0 <0.35 Below Detection 1 0.35-0.69 Low Positive 2 0.70-3.49 Moderate Positive 3 3.50-17.49 Positive 4 17.50-49.99 Strong Positive 5 >49.99 Very Strong Positive |  |  |  | 4 to 7 days |  | This test was developed and its performance characteristics determined by Eurofins Viracor. It has not been cleared or approved by the U.S. Food and Drug Administration. | 86003 | Bass Black IgE | 7120-9 | Z3077 | Class | Not Provided
FBSQU | Bath Salts Panel (Qualitative), Urine |  | High Performance Liquid Chromatography/Tandem Mass Spectrometry (LC-MS/MS) | Yes | Bath Salts Panel (Qual), Urine | Urine | ***Must submit one specimen per order. Specimens cannot be shared between multiple orders.*** Specimen Type:Urine Container/Tube:Plastic preservative-free urine container Specimen Volume:2 mL Collection Instructions:Collect 2 mL random urine without preservative. Send specimen refrigerated in a plastic, preservative-free urine container. | 0.7 mL |  | Reporting limit determined each analysis. alpha-PHP/alpha-PiHP: None Detected ng/mL Alpha-PHP and alpha-PiHP (alpha-Pyrrolindinohexiophenone, alpha-Pyrrolidinohexanophenone, alpha-Pyrrolidinoisohexanophenone) are psychoactive stimulants of the pyrrolidinophenone series that are structurally related to alpha-PVP. These compounds have been sold as novel psychoactive substances (NPS) for their stimulating and empathogenic effects and are used as alternatives to amphetamine, MDMA, and/or cocaine. Alpha-PHP and its isomer alpha-PiHP are not differentiated. If additional testing is needed, please contact the laboratory. 4-chloro alpha-PVP: None Detected ng/mL 4-chloro apha-PVP (4-chloro-alphapyrrolidinovalerophenone) is a psychoactive stimulant of the pyrrolidinophenone series that is structurally related to alpha-PVP. This compound has been sold as a novel psychoactive substance (NPS) for its stimulating and empathogenic effects and is used as an alternative to amphetamine, MDMA and/or cocaine. Eutylone: None Detected ng/mL Eutylone is classified as a synthetic stimulant and belongs to the beta-keto-methylenedioxyamphetamine subclass, which includes synthetic stimulants methylone, butylone, ethylone and N-ethylpentylone. Benzylone: None Detected ng/mL Benzylone is classified as a synthetic stimulant and belongs to the beta-keto-methylenedioxyamphetamine subclass, which includes synthetic stimulants methylone, butylone, ethylone and N-ethylpentylone. N-butyl Pentylone: None Detected ng/mL N-butyl Pentylone is classified as a synthetic stimulant and belongs to the beta-ketomethylenedioxyamphetamine subclass, which includes synthetic stimulants methylone, butylone, ethylone and N-ethylpentylone. |  |  |  |  | 7 to 14 days |  | This test was developed and its performance characteristics determined by NMS Labs. It has not been cleared or approved by the U.S. Food and Drug Administration. | 80371 | Bath Salts Panel (Qual), Urine | Not Provided | Z6130 | N-butyl Pentylone | Not Provided
BAYL | Bay Leaf, IgE, Serum | Establishing the diagnosis of an allergy to bay leaf Defining the allergen responsible for eliciting signs and symptoms Identifying allergens: -Responsible for allergic response and/or anaphylactic episode -To confirm sensitization prior to beginning immunotherapy -To investigate the specificity of allergic reactions to insect venom allergens, drugs, or chemical allergens | Fluorescence Enzyme Immunoassay (FEIA) | Yes | Bay Leaf, IgE | Serum | Collection Container/Tube: Preferred:Serum gel Acceptable:Red top Submission Container/Tube:Plastic vial Specimen Volume:0.5 mL for every 5 allergens requested Collection Instructions:Centrifuge and aliquot serum into a plastic vial. | For 1 allergen: 0.3 mL More than 1 allergen: (0.05 mL x number of allergens) + 0.25 mL dead space | Clinical manifestations of immediate hypersensitivity (allergic) diseases are caused by the release of proinflammatory mediators (histamine, leukotrienes, and prostaglandins) from IgE-sensitized effector cells (mast cells and basophils) when cell-bound IgE antibodies interact with an allergen. In vitro serum testing for IgE antibodies provides an indication of the immune response to allergens that may be associated with allergic disease. The allergens chosen for testing often depend upon the age of the patient, history of allergen exposure, season of the year, and clinical manifestations. In individuals predisposed to develop allergic disease, the sequence of sensitization and clinical manifestations proceed as follows: eczema and respiratory disease (rhinitis and bronchospasm) in infants and children less than 5 years due to food sensitivity (milk, egg, soy, and wheat proteins) followed by respiratory disease (rhinitis and asthma) in older children and adults due to sensitivity to inhalant allergens (dust mite, mold, and pollen inhalants). | Class,IgE kU/L,Interpretation, 0,<0.10,Negative, 0/1,0.10-0.34,Borderline/equivocal, 1,0.35-0.69,Equivocal, 2,0.70-3.49,Positive, 3,3.50-17.4,Positive, 4,17.5-49.9,Strongly positive, 5,50.0-99.9,Strongly positive, 6,> or =100,Strongly positive, | Detection of IgE antibodies in serum (class 1 or greater) indicates an increased likelihood of allergic disease as opposed to other etiologies and defines the allergens that may be responsible for eliciting signs and symptoms. The level of IgE antibodies in serum varies directly with the concentration of IgE antibodies expressed as a class score or kU/L. | Testing for IgE antibodies is not useful in patients previously treated with immunotherapy to determine if residual clinical sensitivity exists or in patients in whom the medical management does not depend upon identification of allergen specificity. Some individuals with clinically insignificant sensitivity to allergens may have measurable levels of IgE antibodies in serum, and test results must be interpreted in the clinical context. False-positive results for IgE antibodies may occur in patients with markedly elevated serum IgE (>2500 kU/L) due to nonspecific binding to allergen solid phases. | Homburger HA, Hamilton RG: Allergic diseases. In: McPherson RA, Pincus MR, eds. Henry's Clinical Diagnosis and Management by Laboratory Methods. 23rd ed.Elsevier; 2017:1057-1070 | Specific IgE from the patient's serum reacts with the allergen of interest, which is covalently coupled to an ImmunoCAP. After washing away nonspecific IgE, enzyme-labeled anti-IgE antibody is added to form a complex. After incubation, unbound anti-IgE is washed away, and the bound complex incubated with a developing agent. After stopping the reaction, the fluorescence of the eluate is measured. Fluorescence is proportional to the amount of specific IgE present in the patient's sample (ie, the higher the fluorescence value, the more IgE antibody is present).(Package insert: ImmunoCAP System Specific IgE FEIA. Phadia; Rev 06/2020) | Same day/1 to 3 days | 14 days | This test was developed and its performance characteristics determined by Mayo Clinic in a manner consistent with CLIA requirements. It has not been cleared or approved by the US Food and Drug Administration. | 86003 | Bay Leaf, IgE | 7125-8 | BAYL | Bay Leaf, IgE | 7125-8
FBWME | Bayberry/Wax Myrtle (Myrica spp) IgE |  | ImmunoCAP (FEIA) | Yes | Bayberry/Wax Myrtle IgE | Serum | Specimen Type:Serum Container/Tube:Red Top Specimen Volume:0.5 mL Collection Instructions:Draw blood in a plain re-top tube(s), serum gel tube(s) is acceptable. Spin down and send 0.5 mL serum refrigerated in a plastic vial. | 0.5 mL |  | <0.35 kU/L | Class IgE (kU/L) Comment 0 <0.10 Negative 0/1 0.10 - 0.34 Equivocal 1 0.35 - 0.69 Low Positive 2 0.70 - 3.49 Moderate Positive 3 3.50 - 17.49 High Positive 4 5 6 17.50 - 49.99 50.00 - 99.99 >99.99 Very High Positive Very High Positive Very High Positive |  |  |  | 3 to 6 days |  | This test was developed and its performance characteristics determined by Viracor Eurofins. It has not been cleared or approved by the U.S. Food and Drug Administration. | 86003 | Bayberry/Wax Myrtle IgE | 7123-3 | Z3131 | Class | 102164-1
BCL2 | BCL-2 Immunostain, Technical Component Only | Classification of lymphomas | Immunohistochemistry (IHC) | Yes | BCL-2 IHC, Tech Only | For the initial technical component only immunohistochemical (IHC) stain performed, the appropriate bill-only test ID will be reflexed and charged (IHTOI). For each additional technical component only IHC stain performed, an additional bill-only test ID will be reflexed and charged (IHTOA). | Supplies:Immunostain Technical Only Envelope (T693) Specimen Type:Tissue Container/Tube:Immunostain Technical Only Envelope (T693) Preferred:2 unstained positively charged glass slide (25- x 75- x 1-mm) per test ordered; sections 4-microns thick. Acceptable:Formalin-fixed, paraffin-embedded (FFPE) tissue block |  | BCL-2 is in a family of regulators of apoptosis, which together control the balance between pro- and antiapoptotic signals. BCL-2 protein acts as an inhibitor of apoptosis. It is normally expressed in mantle zone B cells and T cells, with an intense perinuclear cytoplasmic pattern, but it is not expressed in reactive germinal center B cells. In most cases of follicular lymphoma, theBCL2gene is involved in a translocation with IgH, t(14;18)(q32;q21), leading to overexpression of the BCL-2 protein. Thus, BCL-2 expression in germinal center B cells supports a diagnosis of follicular lymphoma. |  | This test does not include pathologist interpretation, only technical performance of the stain. If interpretation is required, order PATHC / Pathology Consultation for a full diagnostic evaluation or second opinion of the case. The positive and negative controls are verified as showing appropriate immunoreactivity and documentation is retained at Mayo Clinic Rochester. If a control tissue is not included on the slide, a scanned image of the relevant quality control tissue is available upon request, call 855-516-8404. Interpretation of this test should be performed in the context of the patient's clinical history and other diagnostic tests by a qualified pathologist. | Age of a cut paraffin section can affect immunoreactivity. Stability thresholds vary widely among published literature and are antigen dependent. Best practice is for paraffin sections to be cut within 6 weeks. | 1. Choi WWL, Weisenburger DD, Greiner TC, et al. A new immunostain algorithm classifies diffuse large B-cell lymphoma into molecular subtypes with high accuracy. Clin Cancer Res 2009; 15:5594-5502 2. Hu S, Xu-Monette ZY, Tzankov A, et al. MYC/BCL2 protein coexpression contributes to the inferior survival of activated B-cell subtype of diffuse large B-cell lymphoma and demonstrates high-risk gene expression signatures: A report from The International DLBCL Rituximab-CHOP Consortium Program. Blood 2013; 121(20):4021-4031 3. Iqbal J, Neppalli VT, Wright G, et al. BCL2 expression is a prognostic marker for the activated B-cell-like type of diffuse large B-cell lymphoma. Journal of Clinical Oncology 2006; 24(6)961-968 4. Magaki S, Hojat SA, Wei B, So A, Yong WH. An introduction to the performance of immunohistochemistry. Methods Mol Biol. 2019;1897:289-298. doi:10.1007/978-1-4939-8935-5_25 | Immunohistochemistry on sections of paraffin-embedded tissue.(Unpublished Mayo method) | 1 to 3 days | Until staining is complete. | This test was developed and its performance characteristics determined by Mayo Clinic in a manner consistent with CLIA requirements. It has not been cleared or approved by the US Food and Drug Administration. | 88342-TC, primary88341-TC, if additional IHC | BCL-2 IHC, Tech Only | Order only;no result | 70675 | BCL-2 IHC, Tech Only | Bill only; no result
BCL6 | BCL-6 Immunostain, Technical Component Only | Classification of lymphomas | Immunohistochemistry (IHC) | Yes | BCL-6 IHC, Tech Only | For the initial technical component only immunohistochemical (IHC) stain performed, the appropriate bill-only test ID will be reflexed and charged (IHTOI). For each additional technical component only IHC stain performed, an additional bill-only test ID will be reflexed and charged (IHTOA). | Supplies:Immunostain Technical Only Envelope (T693) Specimen Type:Tissue Container/Tube:Immunostain Technical Only Envelope Preferred:2 Unstained positively charged glass slide (25- x 75- x 1-mm) per test ordered; sections 4-microns thick. Acceptable:Formalin-fixed, paraffin-embedded (FFPE) tissue block |  | BCL-6 protein is a transcription factor expressed by follicle center B cells and other cells of the follicle center. It is useful in the classification of lymphomas. |  | This test does not include pathologist interpretation, only technical performance of the stain. If interpretation is required, order PATHC / Pathology Consultation for a full diagnostic evaluation or second opinion of the case. The positive and negative controls are verified as showing appropriate immunoreactivity and documentation is retained at Mayo Clinic Rochester. If a control tissue is not included on the slide, a scanned image of the relevant quality control tissue is available upon request, call 855-516-8404. Interpretation of this test should be performed in the context of the patient's clinical history and other diagnostic tests by a qualified pathologist. | Age of a cut paraffin section can affect immunoreactivity. Stability thresholds vary widely among published literature and are antigen dependent. Best practice is for paraffin sections to be cut within 6 weeks. | 1. Choi WW, Weisenburger DD, Greiner TC, et al. A new immunostain algorithm classifies diffuse large B-cell lymphoma into molecular subtypes with high accuracy. Clin Cancer Res. 2009;15:5594-5502 2. Dogan A, Bagdi E, Munson P, Isaacson PG. CD10 and BCL-6 expression in paraffin sections of normal lymphoid tissue and B-cell lymphomas. Am J Surg Pathol. 2000;24(6):846-852 3. Gualco G, Weiss LM, Harrington WJ Jr, Bacchi CE. BCL6, MUM1, and CD10 expression in mantle cell lymphoma. Appl Immunohistochem Mol Morphol. 2010;18(2):103-108 4. Magaki S, Hojat SA, Wei B, So A, Yong WH. An introduction to the performance of immunohistochemistry. Methods Mol Biol. 2019;1897:289-298. doi:10.1007/978-1-4939-8935-5_25 | Immunohistochemistry on sections of paraffin-embedded tissue.(Unpublished Mayo method) | 1 to 3 days | Until staining is complete. | This test has been cleared, approved, or is exempt by the US Food and Drug Administration and is used per manufacturer's instructions. Performance characteristics were verified by Mayo Clinic in a manner consistent with CLIA requirements. | 88342-TC, primary88341-TC, if additional IHC | BCL-6 IHC, Tech Only | Order only;no result | 70676 | BCL-6 IHC, Tech Only | Bill only; no result
BCOR | BCOR Immunostain, Technical Component Only | Aiding in the distinction of a subset of primitive round cell sarcomas withBCORrearrangements from other Ewing/Ewing-like sarcomas | Immunohistochemistry (IHC) | Yes | BCOR IHC, Tech Only | For the initial technical component only immunohistochemical (IHC) stain performed, the appropriate bill-only test ID will be reflexed and charged (IHTOI). For each additional technical component only IHC stain performed, an additional bill-only test ID will be reflexed and charged (IHTOA). | Supplies:Immunostain Technical Only Envelope (T693) Specimen Type:Tissue Container/Tube:Immunostain Technical Only Envelope Preferred:2 unstained positively charged glass slide (25- x 75- x 1-mm) per test ordered; sections 4-microns thick. Acceptable:Formalin-fixed, paraffin-embedded (FFPE) tissue block |  | Round cell sarcomas are a heterogeneous group of tumors that have diverse genetic abnormalities, clinical presentations, and outcomes despite similar cytomorphology. The diagnosis of these emerging entities has relied on molecular tests until recent immunohistochemical screening markers. BCOR (BCL-6 interacting corepressor) is involved in suppressing gene expression by either interacting with BCL-6 or binding to PCGF1 (poly-comb-group RING finger homologue1) and inducing gene silencing by histone modification. BCOR immunohistochemistry is a highly sensitive marker in identifying round cell sarcomas withBCORabnormalities. |  | This test does not include pathologist interpretation, only technical performance of the stain. If interpretation is required, order PATHC / Pathology Consultation for a full diagnostic evaluation or second opinion of the case. The positive and negative controls are verified as showing appropriate immunoreactivity and documentation is retained at Mayo Clinic Rochester. If a control tissue is not included on the slide, a scanned image of the relevant quality control tissue is available upon request; call 855-516-8404. Interpretation of this test should be performed in the context of the patient's clinical history and other diagnostic tests by a qualified pathologist. | Age of a cut paraffin section can affect immunoreactivity. Stability thresholds vary widely among published literature and are antigen dependent. Best practice is for paraffin sections to be cut within 6 weeks. | 1. Machado I, Yoshida A, Lopez-Guerrero JA, et al. Immunohistochemical analysis of NKX2.2, ETV4, and BCOR in a large series of genetically confirmed Ewing sarcoma family of tumors. Pathol Res Pract 2017; 213:1048-1053 2. Chiang S, Lee CH, Stewart CJR, et al. BCOR is a robust diagnostic immunohistochemical marker of genetically diverse high-grade endometrial stromal sarcoma, including tumors exhibiting variant morphology. Mod Pathol 2017; 30:1251-1261 3. Kao YC, Sung YS, Zhang L, et al. BCOR overexpression is a highly sensitive marker in round cell sarcomas withBCORgenetic abnormalities. Am J Surg Pathol 2016;40(12):1670-1678 4. Magaki S, Hojat SA, Wei B, So A, Yong WH. An introduction to the performance of immunohistochemistry. Methods Mol Biol. 2019;1897:289-298. doi:10.1007/978-1-4939-8935-5_25 | Immunohistochemistry on sections of paraffin-embedded tissue.(Unpublished Mayo method) | 1 to 3 days | Until staining is complete | This test has been cleared, approved, or is exempt by the US Food and Drug Administration and is used per manufacturer's instructions. Performance characteristics were verified by Mayo Clinic in a manner consistent with CLIA requirements. | 88342-TC, primary88341-TC, if additional IHC | BCOR IHC, Tech Only | Order only;no result | 605261 | BCOR IHC, Tech Only | Bill only; no result
BCRFX | BCR/ABL1 Qualitative Diagnostic Assay with Reflex to BCR/ABL1 p190 Quantitative Assay or BCR/ABL1 p210 Quantitative Assay, Varies | Diagnostic workup of patients with high probability ofBCR::ABL1-positive hematopoietic neoplasms, predominantly chronic myeloid/myelogenous leukemia and acute lymphoblastic leukemia | Reverse Transcription Polymerase Chain Reaction (RT-PCR) Multiplex PCR | Yes | BCR/ABL1 Reflex, Qual/Quant | When a positive common p210 or p190BCR::ABL1result is identified by the qualitative assay, a reflex test will then be performed at an additional charge to determine the quantitative transcript level ofBCR::ABL1messenger RNA. A positive common p210 or p190 result will specifically trigger either quantitative p210 or p190 testing to provide a normalized percentage of transcript level. For the p210 target, the value is additionally defined using the international scale convention. The results are released in an integrated report and provide a baseline quantitative transcript to monitor treatment response. If the initial qualitative testing is negative, or an alternate rare form ofBCR::ABL1is detected, then no reflex testing will be pursued, and the initial results will be reported. | Submit only 1 of the following specimens: Specimen Type:Whole blood Container/Tube: Preferred:Lavender top (EDTA) Acceptable:Yellow top (ACD) Specimen Volume:10 mL Collection Instructions: 1. Invert several times to mix blood. 2. Send whole blood specimen in original tube.Do not aliquot. 3. Label specimen as blood. Specimen Type:Bone marrow Container/Tube: Preferred:Lavender top (EDTA) Acceptable:Yellow top (ACD) Specimen Volume:4 mL Collection Instructions: 1. Invert several times to mix bone marrow. 2. Send bone marrow specimen in original tube.Do not aliquot. 3.Label specimen as bone marrow. | Blood: 8 mL; Bone marrow: 2 mL | The t(9;22)/BCR::ABL1abnormality is associated with chronic myelogenous leukemia (CML) and "Philadelphia-positive" acute lymphoblastic leukemia of B-cell lineage (Ph+ ALL). Very rarely, this abnormality has also been identified in cases of acute myeloid leukemia and T-cell lymphoblastic leukemia/lymphoma. The fusion gene on the derivative chromosome 22q11 produces a chimericBCR::ABL1messenger RNA (mRNA) transcript and corresponding translated oncoprotein. Despite substantial breakpoint heterogeneity at the DNA level, a consistent set ofBCR::ABL1mRNA transcripts are produced that can be readily and sensitively detected by reverse transcription polymerase chain reaction (RT-PCR) technique. In CML, breakpoints inBCRresult in either exons 13 or 14 (e13, e14) joined to exon 2 ofABL1(a2). The corresponding e13-a2 or e14-a2BCR::ABL1mRNAs produce a 210 kDa protein (p210). Rare cases of CML are characterized by an e19-a2 type mRNA with a corresponding p230 protein. In Ph+ ALL, the majority of cases harbor an e1-a2BCR::ABL1mRNA transcript, producing a p190 protein. However, chimeric mRNA type is not invariably associated with disease type, as noted by the presence of p210-positive Ph ALL and very rare cases of p190-positive CML. Therefore, positive results from a screening (diagnostic) assay forBCR::ABL1mRNA need to be correlated with clinical and pathologic findings. In addition to the main transcript variants described above, rare occurrences of both CML and Ph+ ALL can have alternative break-fusion events resulting in unusualBCR::ABL1transcript types. Examples include e6-a2 andBCRexon fusions toABL1exon a3 (eg, e13-a3, e14-a3, or e1-a3). In addition to detecting commonBCR::ABL1mRNA transcripts, this assay also can identify these rarerBCR::ABL1transcript variants and is therefore a comprehensive screen for both usual and uncommonBCR::ABL1gene fusions in hematopoietic malignancies. Given the nature of genetic events in tumors however, this assay will not identify extremely rare and unexpectedBCR::ABL1events involving other exons (eg, case report level) and is therefore not absolutely specific but is predicted to detect greater than 99.5% ofBCR::ABL1events. Therefore, it is recommended that for diagnosis, RT-PCR plus a second method (eg,BCR::ABL1fluorescence in situ hybridization or cytogenetics) should be used. However, this RT-PCR assay is invaluable at diagnosis for identifying the preciseBCR::ABL1mRNA type (eg, for future quantitative assay disease monitoring), which complementary methods cannot. This assay is intended as a qualitative method, providing information on the presence (and specific mRNA type) or absence of theBCR::ABL1mRNA. Results from this test can be used to determine the correct subsequent assay for monitoring of transcript levels following therapy (eg, BCRAB /BCR/ABL1, p210, mRNA Detection, Reverse Transcription-PCR (RT-PCR), Quantitative, Monitoring Chronic Myeloid Leukemia (CML), Varies; BA190 /BCR/ABL1, p190, mRNA Detection, Reverse Transcription-PCR (RT-PCR), Quantitative, Monitoring Assay, Varies). Because the assay is analytically sensitive, it compensates for situations such as partially degraded RNA quality or low cell number, but it is not intended for quantitative or monitoring purposes. | An interpretive report will be provided. | An interpretive report will be provided. When positive, the test identifies which specific messenger RNA fusion variant is present to guide selection of an appropriate monitoring assay. If common p210 or p190 fusion variant detected, quantitative reflex will be performed. -Common fusion variants detected: e13-a2 or e14-a2 (p210), e1-a2 (p190), and e6-a2 (p205*) -Rare fusion variants detected: e13-a3 (p210), e14-a3 (p210), e1-a3 (p190), e19-a2 (p230) -Potential rare fusions detected: e12-a3, e19-a3 *This is formerly observed as the e6-a2 (p185) fusion form | No significant cautionary statements | 1. Burmeister T, Reinhardt R. A multiplex PCR for improved detection of typical and atypical BCR-ABL fusion transcripts. Leuk Res. 2008;32(4):579-585 2. Melo JV. The diversity of BCR-ABL fusion proteins and their relationship to leukemia phenotype. Blood. 1996;88(7):2375-2384 3. Melo JV. BCR-ABL gene variants. Baillieres Clin Haematol. 1997;10(2):203-222 4. Baccarini M, Deininger MW, Rosti G, et al. European LeukemiaNet recommendations for the management of chronic myeloid leukemia: 2013. Blood. 2013;122(6):872-884 5. Cross NC, White HE, Muller MC, et al. Standardized definitions of molecular response in chronic myeloid leukemia. Leukemia. 2012;26(10):2172-2175 6. Deininger MW, Shah NP, Altman JK, et al. Chronic Myeloid Leukemia, Version 2.2021, NCCN Clinical Practice Guidelines in Oncology. J Natl Compr Canc Netw. 2020;18(10):1385-1415. doi:10.6004/jnccn.2020.0047 | Total RNA is extracted from the patient's blood or bone marrow at the time of diagnosis and messenger RNA (mRNA) is reverse transcribed into complementary DNA (cDNA). The cDNA is then subjected to polymerase chain reaction (PCR) using 4 separate multiplex reactions. A qualitative result, which will include the relative ratio of target translocation mRNA to controlGUSBgene mRNA, will be given by LightCycler 96 software. As this method employs a quantitative PCR platform, the results can be used to evaluate the relative expression levels of the translocation mRNA relative to control mRNA, thus providing an improved measure of RNA quality in the assay. Reporting of results will be qualitative; eitherBCR::ABL1mRNA positive/detected (with transcript type) or negative/not detected.(Unpublished Mayo method) | 7 to 10 days | Blood, Bone marrow: 2 weeks; Extracted RNA: 3 months | This test was developed and its performance characteristics determined by Mayo Clinic in a manner consistent with CLIA requirements. It has not been cleared or approved by the US Food and Drug Administration. | 81206812078120881479 (if appropriate for government payers) | BCR/ABL1 Reflex, Qual/Quant | In Process | 48388 | Interpretation | 69047-9
BA190 | BCR/ABL1, p190, mRNA Detection, Reverse Transcription-PCR (RT-PCR), Quantitative, Monitoring Assay, Varies | Monitoring response to therapy in patients with known e1/a2BCR/ABL1(p190) fusion forms | Quantitative Reverse Transcription-Polymerase Chain Reaction (RT-PCR) | Yes | BCR/ABL1, p190, Quant, Monitor | For information seeBCR/ABL1Ordering Guide for Blood and Bone Marrow. | Submit only 1 of the following specimens: Preferred: Specimen Type:Whole blood Container/Tube: Preferred:Lavender top(EDTA) Acceptable:Yellow top (ACD) Specimen Volume:10 mL Collection Instructions: 1. Invert several times to mix blood. 2. Send whole blood specimen in original tube.Do not aliquot. 3. Label specimen as blood. Specimen Type:Bone marrow Container/Tube: Preferred:Lavender top(EDTA) Acceptable:Yellow top (ACD) Specimen Volume:4 mL Collection Instructions: 1. Invert several times to mix bone marrow. 2. Send bone marrow specimen in original tube.Do not aliquot. 3.Label specimen as bone marrow. | Blood: 8 mL Bone marrow: 2 mL | Messenger RNA (mRNA) transcribed fromBCR/ABL1(fusion of the breakpoint cluster region gene [BCR] at chromosome 22q11 to the Abelson gene [ABL1] at chromosome 9q34) is detected in all patients with chronic myeloid leukemia (CML) and a subset of patients with both acute lymphoblastic leukemia (ALL) and acute myeloid leukemia (AML). Although breakpoints in theBCRandABL1genes may occur in a variety of locations, splicing of the primary RNA transcripts result in only 8 fusion site variants (e1/a2, e6/a2, e13/a2, e14/a2, e19/a2, and e1/a3, e13/a3, e14/a3), which incorporate the entire sequence of the exons on both sides of the fusion site. The e1/a2 and e1/a3 fusion forms produce a 190-kDa protein designated p190. ThisBCR/ABL1protein form is found in approximately 75% of patients with childhood ALL and approximately 50% of patients with adult ALL, with the majority arising from e1/a2 mRNA. The p190 is also the predominant fusion form in a small subset of patients with CML, although the vast majority of CML cases contain the p210 protein, typically from e13/a2 or e14/a2 mRNA fusions. Other fusion forms are very rare. Quantitative reverse-transcription polymerase chain reaction (qRT-PCR) is the most sensitive method for monitoringBCR/ABL1levels during treatment. This test detects mRNA coding for the most common p190 fusion form (e1/a2). | The presence or absence of theBCR/ABL1messenger RNA fusion form producing the p190 fusion protein is reported. If positive, the level is reported as the ratio ofBCR/ABL1(p190) transcript toABL1transcript in the form of a percentage. | An interpretive report will be provided. | This test detects only the e1/a2BCR/ABL1(p190) fusion form. Other fusion forms are not detected by this assay, including those containing theBCRe13 and e14 exons, which code for the p210 protein commonly found in chronic myeloid leukemia (CML), and the rare e1/a3 (p190) fusion form. The precision of this assay at very lowBCR/ABL1levels is less reliable, such that inter-run variation can be more variable. If the results are being used to make major therapeutic decisions, significant changes during monitoring should be verified with a subsequent specimen. Results of this assay cannot be directly compared with results generated from other polymerase chain reaction (PCR) assays, including identical assays performed in other laboratories. Monitoring should be performed using the same method and laboratory for each subsequent specimen. The results of this assay cannot be directly compared withBCR/ABL1results obtained using fluorescence in situ hybridization (FISH) technology. FISH measures DNA alleles and this PCR-based assay measures messenger RNA (mRNA) transcripts. Because a single DNA allele can produce many mRNA transcripts, the values are not directly comparable. Blood is the specimen of choice for monitoring. While most patients show similarBCR/ABL1levels in blood and bone marrow drawn at the same time, some patients have a consistent difference in the levels in blood and bone marrow such that altering specimen types during monitoring can lead to confusion. Assay precision does not appear to be significantly affected by specimen transport or moderate delays in processing. However, in specimen with very low levels ofBCR/ABL1, these conditions may cause sufficient RNA degradation to produce false-negative results. Thus, specimens should be shipped as quickly as possible. Ambient specimens over 3 days old and refrigerate specimens over 5 days old at the time of receipt are unacceptable. | 1. Hughes TP, Kaeda J, Branford S, et al. Frequency of major molecular responses to imatinib or interferon alfa plus cytarabine in newly diagnosed chronic myeloid leukemia. N Engl J Med. 2003;349(15):1423-1432 2. Radich JP, Gooley T, Bryant E, et al. The significance ofBCR-ABLmolecular detection in chronic myeloid leukemia patients "late," 18 months or more after transplantation. Blood. 2001;98(6):1701-1707 3. Olavarria E, Kanfer E, Szydlo R, et al. Early detection ofBCR-ABLtranscripts by quantitative reverse transcriptase-polymerase chain reaction predicts outcome after allogeneic stem cell transplantation for chronic myeloid leukemia. Blood. 2001;97(6):1560-1565 4. Tefferi A. The classic myeloproliferative neoplasms: Chronic myelogenous leukemia, polycythemia vera, essential thrombocythemia, and primary myelofibrosis. In: Valle DL, Antonarakis S, Ballabio A, Beaudet AL, Mitchell GA, eds. The Online Metabolic and Molecular Bases of Inherited Disease. McGraw-Hill; 2019, Accessed December 27, 2023. Available at https://ommbid.mhmedical.com/content.aspx?sectionid=225078035&bookid=2709 | Total RNA is extracted and reverse transcribed to complementary DNA. Quantitative real time polymerase chain reaction is performed and p190/ABLquantitative levels are determined using TaqMan-type probe technology. The data is analyzed for relative quantification with calibrator normalization and efficiency correction. The reference gene,ABL1,is used to control for RNA degradation in the sample and the calibrator is used to control for inter-run variations. A normalized ratio ofBCR/ABL1(p190) mRNA:ABL1mRNA is obtained andreported in the form of a percentage.(Unpublished Mayo method) | 4 to 8 days | Whole blood, bone marrow: 2 weeks; Extracted RNA 3 months | This test was developed and its performance characteristics determined by Mayo Clinic in a manner consistent with CLIA requirements. It has not been cleared or approved by the US Food and Drug Administration. | 81207 | BCR/ABL1, p190, Quant, Monitor | 21823-0 | 39470 | BCR/ABL1 p190 Result | No LOINC Needed
B190R | BCR/ABL1, p190, mRNA Detection, Reverse Transcription-PCR (RT-PCR), Quantitative, Reflex, Varies | Diagnostic workup of patients with a high probability ofBCR-ABL1-positive hematopoietic neoplasms, particularly acute lymphoblastic leukemia (B-lymphoblastic leukemia), to provide a pretreatment quantitative level ofBCR-ABL1mRNA transcript if the initial diagnostic reverse transcription polymerase chain reaction screen is positive When positive, the reflex test provides a quantitative value for the corresponding e1-a2 (p190)BCR-ABL1mRNA fusion variant. | Only orderable as a reflex. For more information see BCRFX / BCR/ABL1 Qualitative Diagnostic Assay with Reflex to BCR/ABL1 p190 Quantitative Assay or BCR/ABL1 p210 Quantitative Assay, Varies. Quantitative Reverse Transcription-Polymerase Chain Reaction (RT-PCR) | Yes | BCR/ABL1, p190, Quant, Reflex | Varies | Only orderable as a reflex. For more information see BCRFX /BCR/ABL1Qualitative Diagnostic Assay with Reflex toBCR/ABL1p190 Quantitative Assay orBCR/ABL1p210 Quantitative Assay, Varies. Submit only 1 of the following specimens: Specimen Type:Whole blood Collection Container/Tube: Preferred:Lavender top (EDTA) Acceptable:Yellow top (ACD) Specimen Volume:10 mL Collection Instructions: 1. Invert several times to mix blood. 2. Send whole blood specimen in original tube.Do not aliquot. 3. Label specimen as blood. Specimen Type:Bone marrow Collection Container/Tube: Preferred:Lavender top (EDTA) Acceptable:Yellow top (ACD) Specimen Volume:4 mL Collection Instructions: 1. Invert several times to mix bone marrow. 2. Send bone marrow specimen in original tube.Do not aliquot. 3.Label specimen as bone marrow. | 8 mL | The t(9;22)/BCR-ABL1abnormality is associated with chronic myeloid leukemia (CML) and "Philadelphia positive" acute lymphoblastic leukemia of B-cell lineage (Ph+ ALL). Very rarely, this abnormality has also been identified in cases of acute myeloid leukemia and T-lymphoblastic leukemia/lymphoma. The fusion gene on the derivative chromosome 22q11 produces a chimericBCR-ABL1messenger RNA (mRNA) transcript and corresponding translated oncoprotein. Despite substantial breakpoint heterogeneity at the DNA level, a consistent set ofBCR-ABL1mRNA transcripts are produced that can be readily and sensitively detected by reverse transcription polymerase chain reaction (RT-PCR) technique. In CML, breakpoints inBCRnearly always result in either exons 13 or 14 (e13, e14) joined to exon 2 ofABL1(a2). The corresponding e13-a2 or e14-a2BCR-ABL1mRNAs produce a 210 kDa protein (p210). Rare cases of CML are characterized by an e19-a2 type mRNA with a corresponding p230 protein. In Ph+ ALL, the majority of cases harbor an e1-a2BCR-ABL1mRNA transcript, producing a p190 protein, although some ALL patients may alternatively present with the e13/e14-a2 (p210) type fusion. This assay provides information at the time of diagnosis regarding the presence (and specific mRNA type) or absence of theBCR-ABL1mRNA. If positive, the reflex test will follow to provide an initial quantitative level of the specificBCR-ABL1transcript. For example, when positive for the e1-a2 (p190) type mRNA, the reflex test provides a corresponding p190 quantitative value. Results from this test are also useful to determine the correct quantitative assay for subsequent monitoring of transcript levels (ie, p190 or p210) during tyrosine kinase inhibitor therapy. | Only orderable as a reflex. For more information see BCRFX /BCR/ABL1Qualitative Diagnostic Assay with Reflex toBCR/ABL1p190 Quantitative Assay orBCR/ABL1p210 Quantitative Assay, Varies. | An interpretive report will be provided. | In general, the results of this assay cannot be directly compared with results generated from other polymerase chain reaction (PCR) assays, including identical assays performed in other laboratories. Monitoring should be performed using the same method and laboratory for each subsequent specimen If a rare alternativeBCR-ABL1mRNA transcript (eg, e19-a2/p230, or other) is identified by diagnostic reverse transcription polymerase chain reaction (RT-PCR), a reflex test cannot be performed as quantitative testing for these rare transcripts is not currently available. | 1. Hughes TP, Kaeda J, Branford S, et al. Frequency of major molecular responses to imatinib or interferon alfa plus cytarabine in newly diagnosed chronic myeloid leukemia. N Engl J Med. 2003;349(15):1423-1432 2. Radich JP, Gooley T, Bryant E, et al. The significance ofBCR-ABLmolecular detection in chronic myeloid leukemia patients "late," 18 months or more after transplantation. Blood. 2001;98(6):1701-1707. doi:10.1182/blood.v98.6.1701 3. Olavarria E, Kanfer E, Szydlo R, et al. Early detection ofBCR-ABLtranscripts by quantitative reverse transcriptase-polymerase chain reaction predicts outcome after allogeneic stem cell transplant for chronic myeloid leukemia. Blood. 2001;97(6):1560-1565 4. Tefferi A. The classic myeloproliferative neoplasms: Chronic myelogenous leukemia, polycythemia vera, essential thrombocythemia, and primary myelofibrosis. In: Valle DL, Antonarakis S, Ballabio A, Beaudet AL, Mitchell GA, eds. The Online Metabolic and Molecular Bases of Inherited Disease. McGraw-Hill; 2019, Accessed December 27, 2023. Available at https://ommbid.mhmedical.com/content.aspx?sectionid=225078035&bookid=2709 | Total RNA is extracted and reverse transcribed to complementary DNA. Quantitative real time polymerase chain reaction is performed and p190/ABL1relative quantitative levels are determined using TaqMan-type probe technology. The data is analyzed using the supplied software for relative quantification with calibrator normalization. The reference gene,ABL1,is used to control for RNA degradation in the sample and the calibrator is used to control for inter-run variations. A normalized ratio ofBCR/ABL1(p190) mRNA:ABL1mRNA is obtained and reported in the form of percentage.(Unpublished Mayo method) | 7 to 10 days | Whole blood, bone marrow: 2 weeks; Extracted RNA: 3 months | This test was developed and its performance characteristics determined by Mayo Clinic in a manner consistent with CLIA requirements. It has not been cleared or approved by the US Food and Drug Administration. | 81207
BCRAB | BCR/ABL1, p210, mRNA Detection, Reverse Transcription-PCR (RT-PCR), Quantitative, Monitoring Chronic Myeloid Leukemia (CML), Varies | Monitoring response to therapy in patients with chronic myeloid leukemia who are known to have the e13/a2 or e14/a2BCR/ABL1fusion transcript forms | Quantitative Reverse Transcription-Polymerase Chain Reaction (RT-PCR) | Yes | BCR/ABL1, p210, Quant, Monitor | For information seeBCR/ABL1Ordering Guide for Blood and Bone Marrow. | Submit only 1 of the following specimens: Specimen Type:Whole blood Container/Tube: Preferred: Lavender top(EDTA) Acceptable:Yellow top (ACD) Specimen Volume:10 mL Collection Instructions: 1. Invert several times to mix blood. 2. Send whole blood specimen in original tube.Do not aliquot. 3. Label specimen as blood. Specimen Type:Bone marrow Container/Tube: Preferred:Lavender top(EDTA) Acceptable:Yellow top (ACD) Specimen Volume:3 mL Collection Instructions: 1. Invert several times to mix bone marrow. 2. Send bone marrow specimen in original tube.Do not aliquot. 3.Label specimen as bone marrow. | Blood: 4 mL Bone marrow: 1 mL | Chronic myeloid leukemia (CML) is a hematopoietic stem cell neoplasm included in the broader diagnostic category of myeloproliferative neoplasms. CML is consistently associated with fusion of the breakpoint cluster region gene (BCR) at chromosome 22q11 to the Abelson gene (ABL1) at chromosome 9q23. This fusion is designatedBCR/ABL1and may be seen on routine karyotype as the Philadelphia chromosome. Although various breakpoints within theBCRandABL1genes have been described, more than 95% of CMLs contain a consistent mRNA transcript in which either theBCRexon 13 (e13) orBCRexon 14 (e14) is fused to theABL1exon 2 (a2), yielding fusion forms e13/a2 and e14/a2, respectively. The e13/a2 and e14/a2 fusion forms produce a 210-kDa protein (p210). The p210 fusion protein is an abnormal tyrosine kinase known to be critical for the clinical and pathologic features of CML, and agents that block the tyrosine kinase activity (ie, tyrosine kinase inhibitors or TKI, such as imatinib mesylate) have been used successfully for treatment. Monitoring the level ofBCR/ABL1mRNA in CML patients during treatment is helpful for both prognosis and management of therapy.(1-3) RisingBCR/ABL1mRNA levels following attainment of critical therapeutic milestones (see Clinical References) can be indicative of acquired resistance mutations involving theABL1portion of theBCR/ABL1fusion gene. Quantitative reverse-transcription polymerase chain reaction is the most sensitive method for monitoringBCR-ABL1levels during treatment. This test detects theBCR/ABL1mRNA fusion forms found in CML (e13/a2 and e14/a2). | The presence or absence ofBCR/ABL1mRNA fusion form e13/e14-a2 producing the p210 fusion protein is identified. If positive, the quantitative level is reported as the normalized ratio ofBCR/ABL1(p210) to endogenousABL1mRNA with conversion to a percentage referenced to the international scale (IS), on which 0.1% BCR/ABL1:ABL1 (also represented on a log scale as Molecular Response 3, or MR3) is designated as a major molecular response (MMR) threshold. | An interpretive report will be provided. WhenBCR/ABL1mRNA is present, quantitative results are reported on the international scale (IS), established from data originally reported in the IRIS (International Randomized Study of Interferon versus STI571) trial involving newly diagnosed chronic myeloid leukemia patients. Using the IS, a result of less than 0.1%BCR/ABL1(p210):ABL1is equivalent to a major molecular remission. This value is also designated on a log scale (Molecular Response, MR) as MR3. For further discussion of the international scale, see Clinical References. | This test detects only the e13/a2 and e14/a2 fusion forms, which code for the p210 protein. Other fusion forms are not detected, including those containing theBCRe1 exon, which codes for the p190 protein commonly found in acute lymphoblastic leukemia (ALL). If the patient is known to carry an e1/a2 (p190) fusion form, the test BA190 /BCR/ABL, p190, mRNA Detection, Reverse Transcription-PCR (RT-PCR), Quantitative, Monitoring Assay, Varies should be used for monitoring. This test should not be used to screen forBCR/ABL1fusions at the time of diagnosis; if a diagnostic screen forBCR-ABL1transcripts is desired, the test BADX /BCR/ABL1, Qualitative, Diagnostic Assay, Varies which is designed to detect all reported common and rareBCR-ABL1mRNA fusion variants, should be ordered for this purpose. The precision of this assay at lowBCR/ABL1levels is more variable, such that inter-run variation can be as high as + or - 0.5 log. Only level changes above 0.5 log should be considered clinically significant. For example, if a result is given as 0.1%BCR/ABL1:ABL1,then any result between 0.05% and 0.5% should be considered essentially equivalent. If the results are being used to make major therapeutic decisions, significant changes during monitoring should be verified with a subsequent specimen. In general, the results of this assay cannot be directly compared with results generated from other polymerase chain reaction (PCR) assays, including identical assays performed in other laboratories. Monitoring should be performed using the same method and laboratory for each subsequent specimen. The results of this assay cannot be directly compared withBCR/ABL1results obtained using FISH technology. FISH measures DNA alleles and RT-PCR-based assays measure mRNA transcripts. Because a single fusion DNA allele can produce many mRNA transcripts, the values are not directly comparable and FISH results are not applicable to the IS or to disease monitoring. Blood is the specimen of choice for monitoring CML patients. The majority of CML patients show similarBCR/ABL1mRNA levels in blood and bone marrow drawn at the same time, although occasional, patients may exhibit a difference in concurrent blood and marrow levels for technical or biological reasons, requiring follow-up testing to resolve. | 1. Hughes TP, Kaeda J, Branford S, et al. Frequency of major molecular responses to imatinib or interferon alfa plus cytarabine in newly diagnosed chronic myeloid leukemia. N Engl J Med. 2003;349(15):1423-1432 2. Baccarini M, Deininger MW, Rosti G, et al. European LeukemiaNet recommendations for the management of chronic myeloid leukemia: 2013. Blood. 2013;122(6):872-884 3. Press RD, Kamel-Reid S, Ang D. BCR-ABL1 RT-qPCR for monitoring the molecular response to tyrosine kinase inhibitors in chronic myeloid leukemia. J Mol Diagn. 2013;15(5):565-576 4. Cross NC, White HE, Muller MC, Saglio G, Hochhaus A. Standardized definitions of molecular response in chronic myeloid leukemia. Leukemia. 2012;26(10):2172-2175 5. National Comprehensive Cancer Network Practice Guidelines in Oncology: Chronic Myeloid Leukemia 2015. Accessed December 27, 2023. Available at www.nccn.org | The assay is performed using an automated platform, GeneXpert (Cepheid). Four mL of whole blood is processed, added to an individual sample cartridge and loaded onto the GeneXpert machine. All subsequent reactions are performed within the cartridge and the results are processed and calculated by the instrument. Within the cartridge, RNA is extracted and converted to complementary DNA (cDNA). Quantitative, reverse transcription polymerase chain reaction (PCR) is performed with a nested PCR reaction containing primers designed to amplify cDNA from the e13/a2 and e14/a2BCR/ABL1fusion products. A fragment ofABL1cDNA is also amplified as a control for RNA degradation and for normalization ofBCR/ABL1results. The ratio ofBCR/ABL1(p210) toABL1is calculated from the difference in the crossing thresholds ofBCR/ABL1(p210) andABL1products in relation to a lot-specific standard curve, referenced to the international scale (IS). Lot-to-lot variation in the cartridges is corrected using a calibration calculation to reference standard curve data to the IS provided by the manufacturer.(Unpublished Mayo method) | 3 to 6 days | 2 weeks | This test was developed and its performance characteristics determined by Mayo Clinic in a manner consistent with CLIA requirements. It has not been cleared or approved by the US Food and Drug Administration. | 81206 | BCR/ABL1, p210, Quant, Monitor | 55135-8 | 48411 | BCR/ABL1, p210 Result | 55135-8
B210R | BCR/ABL1, p210, mRNA Detection, Reverse Transcription-PCR (RT-PCR), Quantitative, Reflex, Varies | Diagnostic workup of patients with a high probability ofBCR-ABL1-positive hematopoietic neoplasms, particularly chronic myeloid leukemia and Ph+ acute lymphoblastic leukemia (B-lymphoblastic leukemia), to provide a pretreatment quantitative level ofBCR-ABL1mRNA transcript if the initial diagnostic reverse transcription polymerase chain reaction screen is positive When positive, the reflex test provides a quantitative value for the corresponding e13-a2 or e14-a2 (p210)BCR-ABL1mRNA fusion variant | Only orderable as a reflex. For more information see BCRFX /BCR/ABL1 Qualitative Diagnostic Assay with Reflex to BCR/ABL1 p190 Quantitative Assay or BCR/ABL1 p210 Quantitative Assay, Varies. Quantitative Reverse Transcription-Polymerase Chain Reaction (RT-PCR) | Yes | BCR/ABL1, p210, Quant, Reflex | Varies | Only orderable as a reflex. For more information see BCRFX /BCR/ABL1Qualitative Diagnostic Assay with Reflex toBCR/ABL1p190 Quantitative Assay orBCR/ABL1p210 Quantitative Assay, Varies. Submit only 1 of the following specimens: Specimen Type:Whole blood Container/Tube: Preferred:Lavender top (EDTA) Acceptable:Yellow top (ACD) Specimen Volume:10 mL Collection Instructions: 1. Invert several times to mix blood. 2. Send whole blood specimen in original tube.Do not aliquot. 3. Label specimen as blood. Specimen Type:Bone marrow Container/Tube: Preferred:Lavender top (EDTA) Acceptable:Yellow top (ACD) Specimen Volume:4 mL Collection Instructions: 1. Invert several times to mix bone marrow. 2. Send bone marrow specimen in original tube.Do not aliquot. 3.Label specimen as bone marrow. | 8 mL | The t(9;22)/BCR-ABL1abnormality is associated with chronic myeloid leukemia (CML) and "Philadelphia positive" acute lymphoblastic leukemia of B-cell lineage (Ph ALL). Very rarely, this abnormality has also been identified in cases of acute myeloid leukemia and T-lymphoblastic leukemia/lymphoma. The fusion gene on the derivative chromosome 22q11 produces a chimericBCR-ABL1messenger RNA (mRNA) transcript and corresponding translated oncoprotein. Despite substantial breakpoint heterogeneity at the DNA level, a consistent set ofBCR-ABL1mRNA transcripts are produced that can be readily and sensitively detected by reverse transcription polymerase chain reaction (RT-PCR) technique. In CML, breakpoints inBCRnearly always result in either exons 13 or 14 (e13, e14) joined to exon 2 ofABL1(a2). The corresponding e13-a2 or e14-a2BCR-ABL1mRNAs produce a 210 kDa protein (p210). Rare cases of CML are characterized by an e19-a2 type mRNA with a corresponding p230 protein. In Ph ALL, the majority of cases harbor an e1-a2BCR-ABL1mRNA transcript, producing a p190 protein, although some ALL patients may alternatively present with the e13/e14-a2 or p210 type fusion. This assay provides information at the time of diagnosis regarding the presence (and specific mRNA type) or absence of theBCR-ABL1mRNA. If positive, the reflex test will follow to provide an initial quantitative level of the specificBCR-ABL1transcript. For example, when positive for the e13/e14-a2 (p210) type mRNA, the reflex test provides a corresponding p210 quantitative value. Results from this test are also useful to determine the correct quantitative assay for subsequent monitoring of transcript levels (ie, p190 or p210) during tyrosine kinase inhibitor therapy. | Only orderable as a reflex. For more information see BCRFX /BCR/ABL1Qualitative Diagnostic Assay with Reflex toBCR/ABL1p190 Quantitative Assay orBCR/ABL1p210 Quantitative Assay, Varies. | An interpretive report will be provided. | In general, the results of this assay cannot be directly compared with results generated from other polymerase chain reaction assays, including identical assays performed in other laboratories. Monitoring should be performed using the same method and laboratory for each subsequent specimen. If a rare alternativeBCR-ABL1mRNA transcript (eg, e19-a2/p230, or other) is identified by diagnostic reverse-transcription polymerase chain reaction (RT-PCR), a reflex test cannot be performed as quantitative testing for these rare transcripts is not currently available. For diagnostic reflex testing to quantitative RT-PCR for the p210 type mRNA, only normalizedBCR-ABL1/ABL1values greater than or equal to 1% (IS) will be numerically reported. The reflex test is intended for use at diagnosis, when relatively high levels ofBCR-ABL1p210 mRNA are present, and to establish the initial baseline prior to tyrosine kinase inhibitor therapy. Levels below 1% will be most likely consistent with posttherapy samples and will, therefore, only be reported qualitatively for this assay (eg, "a low level of BCR-ABL1 p210 mRNA is present"). In this case, a recommendation will be provided for submission of a new EDTA anticoagulated peripheral blood or bone marrow specimen to determine and report a more accurate quantitative value using BCRAB /BCR/ABL1, p210, mRNA Detection, Reverse Transcription-PCR (RT-PCR), Quantitative, Monitoring Chronic Myeloid Leukemia (CML), Varies. Given the nature of the reflex test, normalizedBCR-ABL1/ABL1mRNA levels below 1% are not considered reliable and accurate quantification will require submission of a new blood or marrow specimen for the specific BCRAB test. | 1. Hughes TP, Kaeda J, Branford S, et al. Frequency of major molecular responses to imatinib or interferon alfa plus cytarabine in newly diagnosed chronic myeloid leukemia. N Engl J Med. 2003;349(15):1423-1432 2. Baccarani M, Deininger MW, Rosti G, et al. European LeukemiaNet recommendations for the management of chronic myeloid leukemia: 2013. Blood. 2013;122(6):872-884 3. Press RD, Kamel-Reid S, Ang D. BCR-ABL1 RT-qPCR for monitoring the molecular response to tyrosine kinase inhibitors in chronic myeloid leukemia. J Mol Diagn. 2013;15(5):565-576 4. Cross NC, White HE, Muller MC, Saglio G, Hochhaus A. Standardized definitions of molecular response in chronic myeloid leukemia. Leukemia. 2012;26(10):2172-2175 5. National Comprehensive Cancer Network Practice Guidelines in Oncology: Chronic Myeloid Leukemia 2015. Accessed December 27, 2023. Available at www.nccn.org | The assay is performed using an automated platform, GeneXpert (Cepheid). All subsequent reactions are performed within the cartridge and the results are processed and calculated by the instrument. Quantitative, reverse transcription polymerase chain reaction (PCR) is performed with a nested PCR reaction Lot-to-lot variation in the cartridges is corrected using a calibration calculation to reference standard curve data to the IS provided by the manufacturer.(Unpublished Mayo method) | 7 to 10 days | Whole blood, Bone marrow: 2 weeks; Extracted RNA: 3 months | This test was developed and its performance characteristics determined by Mayo Clinic in a manner consistent with CLIA requirements. It has not been cleared or approved by the US Food and Drug Administration. | 81206
BADX | BCR/ABL1, Qualitative, Diagnostic Assay, Varies | Diagnostic workup of patients with a high probability ofBCR::ABL1-positive hematopoietic neoplasms, predominantly chronic myeloid leukemia and acute lymphoblastic leukemia | Reverse Transcription Polymerase Chain Reaction (RT-PCR) Multiplex PCR | Yes | BCR/ABL1, RNA-Qual, Diagnostic | For more information see: | Submit only 1 of the following specimens: Specimen Type:Whole blood Container/Tube: Preferred:Lavender top (EDTA) Acceptable:Yellow top (ACD) Specimen Volume:10 mL Collection Instructions: 1. Invert several times to mix blood. 2. Send whole blood specimen in original tube.Do not aliquot. 3. Label specimen as blood. Specimen Type:Bone marrow Container/Tube: Preferred:Lavender top(EDTA) Acceptable:Yellow top (ACD) Specimen Volume:4 mL Collection Instructions: 1. Invert several times to mix bone marrow. 2. Send bone marrow specimen in original tube.Do not aliquot. 3.Label specimen as bone marrow. | Peripheral blood: 8 mL; Bone marrow: 2 mL | The t(9;22)/BCR::ABL1abnormality is associated with chronic myeloid leukemia (CML) and "Philadelphia-positive" acute lymphoblastic leukemia of B-cell lineage (Ph+ ALL). Very rarely, this abnormality has also been identified in cases of acute myeloid leukemia and T-cell lymphoblastic leukemia/lymphoma. The fusion gene on the derivative chromosome 22q11 produces a chimericBCR::ABL1messenger RNA (mRNA) transcript and corresponding translated oncoprotein. Despite substantial breakpoint heterogeneity at the DNA level, a consistent set ofBCR::ABL1mRNA transcripts are produced that can be readily and sensitively detected by reverse transcription polymerase chain reaction (RT-PCR) technique. In CML, breakpoints inBCRresult in either exons 13 or 14 (e13, e14) joined to exon 2 ofABL1(a2). The corresponding e13-a2 or e14-a2BCR::ABL1mRNAs produce a 210 kDa protein (p210). Rare cases of CML are characterized by an e19-a2 type mRNA with a corresponding p230 protein. In Ph+ ALL, the majority of cases harbor an e1-a2BCR::ABL1mRNA transcript, producing a p190 protein. However, chimeric mRNA type is not invariably associated with disease type, as noted by the presence of p210-positive Ph ALL and very rare cases of p190-positive CML. Therefore, positive results from a screening (diagnostic) assay forBCR-ABL1mRNA need to be correlated with clinical and pathologic findings. In addition to the main transcript variants described above, rare occurrences of both CML and Ph+ ALL can have alternative break-fusion events resulting in unusualBCR-ABL1transcript types. Examples include e6-a2 andBCRexon fusions toABL1exon a3 (eg, e13-a3, e14-a3, or e1-a3). In addition to detecting commonBCR::ABL1mRNA transcripts, this assay also can identify these rarerBCR::ABL1transcript variants and is, therefore, a comprehensive screen for both usual and uncommonBCR::ABL1gene fusions in hematopoietic malignancies. Given the nature of genetic events in tumors, however, this assay will not identify extremely rare and unexpectedBCR::ABL1events involving other exons (eg, case report level) and is, therefore, not absolutely specific but is predicted to detect more than 99.5% ofBCR::ABL1events. Therefore, it is recommended that for diagnosis, RT-PCR plus a second method (eg,BCR::ABL1fluorescence in situ hybridization or cytogenetics) should be used. However, this RT-PCR assay is invaluable at diagnosis for identifying the preciseBCR::ABL1mRNA type (eg, for future quantitative assay disease monitoring), which cannot be done by complementary methods. This assay is intended as a qualitative method, providing information on the presence (and specific mRNA type) or absence of theBCR::ABL1mRNA. Results from this test can be used to determine the correct subsequent assay for monitoring of transcript levels following therapy (eg, BCRAB /BCR/ABL1, p210, mRNA Detection, Reverse Transcription-PCR (RT-PCR), Quantitative, Monitoring Chronic Myeloid Leukemia (CML), Varies; BA190 /BCR/ABL1, p190, mRNA Detection, Reverse Transcription-PCR (RT-PCR), Quantitative, Monitoring Assay, Varies). Because the assay is analytically sensitive, it compensates for situations such as partially degraded RNA quality or low cell number, but it is not intended for quantitative or monitoring purposes. | A qualitative result is provided that indicates the presence or absence ofBCR::ABL1messenger RNA. When positive, the fusion variant is also reported. | An interpretive report will be provided. When positive, the test identifies the specific messenger RNA fusion variant present to guide selection of an appropriate monitoring assay. Monitoring is available for common p210 or p190 fusion variant detected. -Common fusion variants detected: e13-a2 or e14-a2 (p210), e1-a2 (p190), and e6-a2 (p205*) -Rare fusion variants detected: e13-a3 (p210), e14-a3 (p210), e1-a3 (p190), e19-a2 (p230) -Potential rare fusions detected: e12-a3, e19-a3 *This is formerly observed as the e6-a2 (p185) fusion form. | No significant cautionary statements | 1. Burmeister T, Reinhardt R. A multiplex PCR for improved detection of typical and atypical BCR-ABL fusion transcripts. Leuk Res 2008;32(4):579-585 2. Melo JV. The diversity of BCR-ABL fusion proteins and their relationship to leukemia phenotype. Blood. 1996;88(7):2375-2384 3. Melo JV. BCR-ABL gene variants. Baillieres Clin Haematol. 1997;10(2):203-222 4. Tefferi A. The classic myeloproliferative neoplasms: Chronic myelogenous leukemia, polycythemia vera, essential thrombocythemia, and primary myelofibrosis. In: Valle DL, Antonarakis S, Ballabio A, Beaudet AL, Mitchell GA, eds. The Online Metabolic and Molecular Bases of Inherited Disease. McGraw-Hill; 2019, Accessed January 5, 2024. Available at https://ommbid.mhmedical.com/content.aspx?sectionid=225078035&bookid=2709 | Total RNA is extracted from the patient's blood or bone marrow at the time of diagnosis and messenger RNA (mRNA) is reverse transcribed into complementary DNA (cDNA). The cDNA is then subjected to polymerase chain reaction (PCR) using 4 separate multiplex reactions. A qualitative result, which will include the relative ratio of target translocation mRNA to controlGUSBgene mRNA, will be provided. Although this method employs a quantitative PCR platform, the results can be used to evaluate the relative expression levels of the translocation mRNA relative to control mRNA, thus, providing an improved measure of RNA quality in the assay. Reporting of results will be qualitative; eitherBCR::ABL1mRNA positive/detected (with transcript type) or negative/not detected.(Unpublished Mayo method) | 5 to 10 days | Blood, bone marrow: 2 weeks; Extracted RNA: 3 months | This test was developed and its performance characteristics determined by Mayo Clinic in a manner consistent with CLIA requirements. It has not been cleared or approved by the US Food and Drug Administration. | 81206812078120881479 (if appropriate for government payers) | BCR/ABL1, RNA-Qual, Diagnostic | 55135-8 | 39466 | Diagnostic BCR/ABL1 Result | No LOINC Needed
BAKDM | BCR/ABL1, Tyrosine Kinase Inhibitor Resistance, Kinase Domain Mutation Screen, Sanger Sequencing, Varies | Evaluating patients with chronic myelogenous leukemia and Philadelphia chromosome positive B-cell acute lymphoblastic leukemia receiving tyrosine kinase inhibitor (TKI) therapy, who are apparently failing treatment Preferred initial test to identify the presence of acquiredBCR::ABL1mutations associated with TKI-resistance | Reverse Transcription Polymerase Chain Reaction (RT-PCR) with Sanger Sequencing | Yes | BCR/ABL1 Mutation, Sequencing | IfBCR::ABL1fusion type (p210, p190, p205 or p230) is not provided, the qualitative, diagnostic assay forBCR::ABL1will be performed at an additional charge. | Submit only 1 of the following specimens: Preferred: Specimen Type:Whole blood Container/Tube:Lavender top (EDTA) Specimen Volume:10 mL Collection Instructions: 1. Invert several times to mix blood. 2. Send whole blood specimen in original tube.Do not aliquot. 3. Label specimen as blood. Acceptable: Specimen Type:Bone marrow Container/Tube:Lavender top (EDTA) Specimen Volume:4 mL Collection Instructions: 1. Invert several times to mix bone marrow. 2. Send bone marrow specimen in original tube.Do not aliquot. 3. Label specimen as bone marrow. | Blood: 8 mL; Bone marrow: 2 mL | Chronic myeloid leukemia (CML) is characterized by the presence of the t(9:22)BCR::ABL1abnormality, resulting in formation of a fusionBCR::ABL1messenger RNA (mRNA) and protein. The ABL1 component of this oncoprotein contains tyrosine kinase activity and is thought to play a central role in the proliferative phenotype of this leukemia. Recent advances have resulted in a number of therapeutic drugs that inhibit the ABL1 tyrosine kinase, as well as other protein tyrosine kinases. Imatinib mesylate (Gleevec, Novartis) is the prototype of these tyrosine kinase inhibitors (TKI), which can induce durable hematologic and (in most patients) cytogenetic remissions. Unfortunately, a significant subset of patients can develop functional resistance to TKI, due in a large number of cases (approximately 50%) to the acquisition of point mutations in the kinase domain (KD) of the chimericABL1gene. To date, over 50 distinct mutations have been described, although a smaller subset of these (<20) account for the majority of patients with clinical resistance to TKI or have well documented in vitro data in the published literature. Recognition of TKI resistance is important in CML, as the effect of some mutations can be overcome by increasing imatinib dosage, whereas others require switching to either a different (second-generation) TKI, or alternative therapy. The common T315I KD mutation is particularly important, given that this alteration confers pan-resistance to all currently employed TKI except ponatinib. Typically, TKI resistance is suspected in a CML patient who shows loss of initial therapeutic response (eg, cytogenetic relapse), or a significant and sustained increase in molecularBCR::ABL1quantitative levels. Similar considerations are also present in patients with Philadelphia chromosome positive B-cell acute lymphoblastic leukemia, who can also be treated using TKI therapy. Point mutations in the oncogenicBCR::ABL1are typically detected by direct sequencing of polymerase chain reaction (PCR) products, following reverse transcription PCR (RT-PCR) amplification of theBCR::ABLmRNA transcript from a peripheral blood specimen. This approach ensures comprehensive screening of the clinically relevant KD region. Because this technique requires inclusion of a longer region ofABL1in theBCR::ABL1RT-PCR product, low levels of theBCR::ABL1mRNA transcript (below 0.01% normalizedBCR::ABL1on the international scale) may not be efficiently amplified (in contrast to similar amplicons generated by quantitative RT-PCR for diagnosis or monitoring). | An interpretive report will be provided. | The presence of one or more point mutations in the translocated portion of theABL1region of theBCR::ABL1fusion messenger RNA is considered a positive result, indicating tyrosine kinase inhibitor (TKI) resistance. The specific type of mutation may influence the sensitivity to a specific TKI and could be useful in guiding therapeutic options for an individual patient. | This assay is comprehensive for detectingBCR::ABL1kinase domain (KD) mutations but does not detect all possible mutations inABL1; therefore, a negative result by this assay does not exclude the presence of a rare, less-well characterized, or unknown mutation that could be associated with some degree of tyrosine kinase inhibitor resistance. The clinical significance of such rarely occurring mutations is, however, uncertain. The quantitative level ofBCR::ABL1transcript is critical for a successful assay mutation analysis because the amplification efficiency for a longer messenger RNA (mRNA) template is decreased with a low abundance of target. If theBCR::ABL1quantitative polymerase chain reaction (PCR) level is too low, reverse transcription-PCR amplification ofBCR::ABL1may be unsuccessful to yield product for sequencing. Although laboratory standards are yet to be developed, aBCR::ABL1/ABL1quantitative level above 0.1% is generally considered to be required to detect KD mutations by this assay. Subclonal mutations may be difficult to identify by Sanger sequencing method, even if theBCR::ABL1mRNA amplification was successful. This is due to the inherit sensitivity level limit of sequencing, which is typically around 15% to 20% mutant allele in a wild-type background. EDTA blood specimens are preferred for testing. Bone marrow specimens are acceptable; there occasionally are specimen failures from bone marrow RNA, for reasons that are not completely understood. Heparin anticoagulant cannot be used due to PCR inhibition. Assay precision does not appear to be significantly affected by specimen transport or moderate delays in processing. However, in specimens with lower levels ofBCR::ABL, these conditions may cause sufficient RNA degradation to produce false-negative results. Thus, specimens should be shipped as quickly as possible. Ambient specimens over 3 days old and refrigerate specimens over 5 days old at the time of receipt are unacceptable. | 1. Hughes T, Deininger M, Hochhaus A, et al. Monitoring CML patients responding to treatment with tyrosine kinase inhibitors: review and recommendations for harmonizing current methodology for detecting BCR-ABL transcripts and kinase domain mutations and for expressing results. Blood. 2006;108(1):28-37. doi:10.1182/blood-2006-01-0092 2. Press RD, Kamel-Reid S, Ang D. BCR-ABL1 RT-qPCR for Monitoring the Molecular Response to Tyrosine Kinase Inhibitors in Chronic Myeloid Leukemia. J Mol Diagn. 2013;15(5):565-576. doi:10.1016/j.jmoldx.2013.04.007 3. Baccarani M, Deininger MW, Rosti G, et al. European LeukemiaNet recommendations for the management of chronic myeloid leukemia: 2013. Blood. 2013;122(6):872-884. doi:10.1182/blood-2013-05-501569 4. Jones D, Kamel-Reid S, Bahler D, et al. Laboratory practice guidelines for detecting and reporting BCR-ABL drug resistance mutations in chronic myelogenous leukemia and acute lymphoblastic leukemia: a report of the Association for Molecular Pathology. J Mol Diagn. 2009;11(1):4-11. doi: 10.2353/jmoldx.2009.080095 5. Iezza M, Cortesi S, Ottaviani E, et al. Prognosis in chronic myeloid leukemia: Baseline factors, dynamic risk assessment and novel insights. Cells. 2023;12(13):1703. doi:10.3390/cells12131703 | Total RNA is extracted from the sample using an extraction kit. Complementary DNA is transcribed, and polymerase chain reaction (PCR) performed using primers directed againstBCRandABL1regions to generate a long PCR product representing the translocated allele only (p210, p190, p205, or p230 transcript types) and encompassing theABL1region through exon 7. Second (nested) PCR amplifications are next performed to amplify theABL1kinase domain region using template from the first-round PCR product. Aliquots of the nestedABL1PCR products are analyzed by Sanger sequencing and post-sequence software interpretation.(Unpublished Mayo method) | 5 to 7 days | Blood, bone marrow: 2 weeks; Extracted RNA: 3 months | This test was developed and its performance characteristics determined by Mayo Clinic in a manner consistent with CLIA requirements. It has not been cleared or approved by the US Food and Drug Administration. | 81170-ABL1(ABL proto-oncogene 1, non-receptor tyrosine kinase)(eg, acquired imatinib tyrosine kinase inhibitor resistance), gene analysis, variants in the kinase domain | BCR/ABL1 Mutation, Sequencing | 55135-8 | 19824 | Final Diagnosis: | 34574-4
FBEBE | Bean Black (Phaseolus spp) IgE |  | Enzyme Immunoassay (EIA) | Yes | Bean Black IgE | Serum | Specimen Type:Serum Container/Tube:Red Top Specimen Volume:0.5 mL Collection Instructions:Draw blood in a plain red-top tube(s), serum gel tube(s) is acceptable. Spin down and send 0.5 mL of serum refrigerated in a plastic vial. | 0.5 mL |  | <0.35 kU/L | Class IgE (kU/L) Comment 0 <0.35 Below Detection 1 0.35-0.69 Low Positive 2 0.70-3.49 Moderate Positive 3 3.50-17.49 Positive 4 17.50-49.99 Strong Positive 5 >=49.99 Very Strong Positive |  |  |  | 4 to 7 days |  | This test was developed and its performance characteristics determined by Eurofins Viracor. It has not been cleared or approved by the U.S. Food and Drug Administration. | 86003 | Bean Black IgE | 21096-3 | Z3079 | Class | 102685-5
FBGSG | Bean Green/String IgG |  | Enzyme Immunoassay (FEIA) | No | Bean Green/String IgG | Serum | Specimen Type:Serum Container/Tube:Red Top Specimen Volume:0.5 mL Collection Instructions:Draw blood in a plain red-top tube(s), serum gel tube(s) is acceptable. Spin down and send 0.5 mL of serum refrigerated in a plastic vial. | 0.5 mL |  | Reference ranges have not been established for food-specific IgG tests. | The clinical utility of food-specific IgG tests has not been established. These tests can be used in special clinical situations to select foods for evaluation by diet elimination and challenge in patients who have food-related complaints. It should be recognized that the presence of food-specific IgG alone cannot be taken as evidence of food allergy and only indicates immunologic sensitization by the food allergen in question. This test should only be ordered by physicians who recognize the limitations of the test. |  |  |  | 5 to 7 days |  | This test was developed and its performance characteristics determined by Eurofins Viracor. It has not been cleared or approved by the U.S. Food and Drug Administration. | 86001 | Bean Green/String IgG | 60353-0 | FBGSG | Bean Green/String IgG | 60353-0
FBKG | Bean Kidney IgG |  | Enzyme Immunoassay (FEIA) | No | Bean Kidney IgG | Serum | Specimen Type:Serum Container/Tube:Red Top Specimen Volume:0.5 mL Collection Instructions:Draw blood in a plain red-top tube(s), serum gel tube(s) is acceptable. Spin down and send 0.5 mL of serum refrigerated in a plastic vial. | 0.5 mL |  | Reference ranges have not been established for food-specific IgG tests. | The clinical utility of food-specific IgG tests has not been established. These tests can be used in special clinical situations to select foods for evaluation by diet elimination and challenge in patients who have food-related complaints. It should be recognized that the presence of food-specific IgG alone cannot be taken as evidence of food allergy and only indicates immunologic sensitization by the food allergen in question. This test should only be ordered by physicians who recognize the limitations of the test. |  |  |  | 3 to 7 days |  | This test was developed and its performance characteristics determined by Eurofins Viracor. It has not been cleared or approved by the U.S. Food and Drug Administration. | 86001 | Bean Kidney IgG | 60354-8 | FBKG | Bean Kidney IgG | 60354-8
FBLME | Bean Lima (Phaseolus limensis) IgE |  | ImmunoCAP FEIA | Yes | Bean Lima IgE | Serum | Specimen Type:Serum Container/Tube:Red Top Specimen Volume:0.5 mL Collection Instructions:Draw blood in a plain red-top tube(s), serum gel tube(s) is acceptable. Spin down and send 0.5 mL of serum refrigerated in a plastic vial. | 0.5 mL |  | <0.35 kU/L | Class IgE (kU/L) Comment 0 <0.10 Negative 0/1 0.10 - 0.34 Equivocal/Borderline 1 0.35 - 0.69 Low Positive 2 0.70 - 3.49 Moderate Positive 3 3.50 - 17.49 High Positive 4 5 6 17.50 - 49.99 50.00 - 99.99 > 99.99 Very High Positive Very High Positive Very High Positive |  |  |  | 3 to 6 days |  | This test was developed and its performance characteristics determined by Eurofins Viracor. It has not been cleared or approved by the U.S. Food and Drug Administration. | 86003 | Bean Lima IgE | 7131-6 | Z3081 | Class | 102170-8
FNBE | Bean Navy/White (Phaseolus vulgaris) IgE |  | ImmunoCAP FEIA | Yes | Bean Navy/White IgE | Serum | Draw blood in a plain red-top tube(s), serum gel tube(s) is acceptable. Spin down and send 0.5 mL of serum refrigerated in a plastic vial. | 0.5 mL |  | <0.35 kU/L | Class IgE (kU/L) Comment 0 <0.10 Negative 0/1 0.10 â€“ 0.34 Equivocal/Borderline 1 0.35 â€“ 0.69 Low Positive 2 0.70 â€“ 3.49 Moderate Positive 3 3.50 â€“ 17.49 High Positive 4 17.50 â€“ 49.99 Very High Positive 5 50.00 â€“ 99.99 Very High Positive 6 >99.99 Very High Positive |  |  |  | 1 to 6 days |  |  | 86003 | Bean Navy/White IgE | 6279-4 | Z3993 | CLASS | 102173-2
FBNWG | Bean Navy/White IgG |  | Enzyme Immunoassay (FEIA) | No | Bean Navy/White IgG | Serum | Specimen Type:Serum Container/Tube:Red Top Specimen Volume:0.5 mL Collection Instructions:Draw blood in a plain red-top tube(s), serum gel tube(s) is acceptable. Spin down and send 0.5 mL of serum refrigerated in a plastic vial. | 0.5 mL |  | Reference ranges have not been established for food-specific IgG tests. | The clinical utility of food-specific IgG tests has not been established. These tests can be used in special clinical situations to select foods for evaluation by diet elimination and challenge in patients who have food-related complaints. It should be recognized that the presence of food-specific IgG alone cannot be taken as evidence of food allergy and only indicates immunologic sensitization by the food allergen in question. This test should only be ordered by physicians who recognize the limitations of the test. |  |  |  | 5 to 7 days |  | This test was developed and its performance characteristics determined by Eurofins Viracor. It has not been cleared or approved by the U.S. Food and Drug Administration. | 86001 | Bean Navy/White IgG | 63079-8 | FBNWG | Bean Navy/White IgG | 63079-8
BWRS | Beckwith-Wiedemann Syndrome/Russell-Silver Syndrome, Molecular Analysis, Varies | Confirming a clinical diagnosis of Beckwith-Wiedemann syndrome (BWS) or Russell-Silver syndrome (RSS) Prenatal diagnosis if there is a high suspicion of BWS/RSS based on ultrasound findings or in families at risk for BWS/RSS | Multiplex Ligation-Dependent Probe Amplification (MLPA) | Yes | BWS/RSS Molecular Analysis | For skin biopsy or cultured fibroblast specimens, fibroblast culture testing will be performed at an additional charge. If viable cells are not obtained, the client will be notified. | Patient Preparation: A previous bone marrow transplant from an allogenic donor will interfere with testing. For instructions for testing patients who have received a bone marrow transplant, call 800-533-1710. Submit only 1 of the following specimens: Preferred: Specimen Type:Blood Container/Tube: Preferred:Lavender top (EDTA) or yellow top (ACD) Acceptable:Any anticoagulant Specimen Volume:3 mL Collection Instructions: 1. Invert several times to mix blood. 2. Send whole blood specimen in original tube.Do not aliquot. Specimen Stability Information:Ambient (preferred)/Refrigerated/Frozen Specimen Type:Cultured fibroblasts Container/Tube:T-75 or T-25 flask Specimen Volume:1 Full T-75 or 2 full T-25 flasks Specimen Stability Information:Ambient (preferred)/Refrigerated <24 hours Additional information:A separate culture charge will be assessed under CULFB / Fibroblast Culture for Biochemical or Molecular Testing. An additional 3 to 4 weeks is required to culture fibroblasts before genetic testing can occur. Specimen Type:Skin biopsy Supplies:Fibroblast Biopsy Transport Media (T115) Container/Tube:Sterile container with any standard cell culture media (eg, minimal essential media, RPMI 1640). The solution should be supplemented with 1% penicillin and streptomycin. Specimen Volume:4-mm punch Specimen Stability Information:Refrigerated (preferred)/Ambient Additional information:A separate culture charge will be assessed under CULFB / Fibroblast Culture for Biochemical or Molecular Testing. An additional 3 to 4 weeks is required to culture fibroblasts before genetic testing can occur. Prenatal Specimens Due to its complexity, consultation with the laboratory is required for all prenatal testing; call 800-533-1710 to speak to a genetic counselor. Specimen Type:Amniotic fluid Container/Tube:Amniotic fluid container Specimen Volume:20 mL Specimen Stability Information:Refrigerated (preferred)/Ambient Additional information: 1. A separate culture charge will be assessed under CULAF / Culture for Genetic Testing, Amniotic Fluid. An additional 2 to 3 weeks is required to culture amniotic fluid before genetic testing can occur. 2. All prenatal specimens must be accompanied by a maternal blood specimen;order MATCC / Maternal Cell Contamination, Molecular Analysis, Varies on the maternal specimen. Acceptable: Specimen Type:Confluent cultured amniocytes Container/Tube:T-25 flask Specimen Volume:2 Flasks Collection Instructions:Submit confluent cultured amniocytes from another laboratory. Specimen Stability Information:Ambient (preferred)/Refrigerated Additional Information: All prenatal specimens must be accompanied by a maternal blood specimen;order MATCC / Maternal Cell Contamination, Molecular Analysis, Varies on the maternal specimen. | Blood: 1 mL; Amniotic Fluid: 10 mL | Beckwith-Wiedemann syndrome (BWS) is a disorder characterized by prenatal and/or postnatal overgrowth, neonatal hypoglycemia, congenital malformations, and an increased risk for embryonal tumors. Physical findings are variable and can include abdominal wall defects, macroglossia, and hemihyperplasia. The predisposition for tumor development is associated with specific tumor types such as adrenal carcinoma, nephroblastoma (Wilms tumor), hepatoblastoma, and rhabdomyosarcoma. In infancy, BWS has a mortality rate of approximately 20%. Current data suggest that the etiology of BWS is due to dysregulation of imprinted genes in the 11p15 region of chromosome 11, including H19 (maternally expressed), LIT1 (official symbol KCNQ1OT1; paternally expressed), IGF2 (paternally expressed), and CDKN1C (aliases p57 and KIP2; maternally expressed). Expression of these genes is controlled by 2 imprinting centers (IC). Approximately 85% of BWS cases appear to be sporadic, while 15% of cases are associated with an autosomal dominant inheritance pattern. When a family history is present, the etiology is often due to inherited point alterations in CDKN1C or an unknown cause. The etiology of sporadic cases includes: -Hypomethylation of imprinting center 2 (IC2) (LIT1): approximately 50% to 60% -Paternal uniparental disomy of chromosome 11: approximately 10% to 20% -Hypermethylation of imprinting center 1 (IC1) (H19): approximately 2% to 7% -Unknown: approximately 10% to 20% -Point alteration in CDKN1C: approximately 5% to 10% -Cytogenetic abnormality: approximately 1% to 2% -Differentially methylated region 1 (DMR1) or DMR2 microdeletion: rare The clinical presentation of BWS is dependent on which gene in the 11p15 region is involved. The risk for cancer has been shown to be significantly higher in patients with abnormal methylation of IC1 (H19) versus IC2 (LIT1). In patients with abnormal methylation of IC2 (LIT1), abdominal wall defects and overgrowth are seen at a higher frequency. Russell-Silver syndrome (RSS) is a rare genetic condition with an incidence of approximately 1 in 100,000. RSS is characterized by pre- and postnatal growth retardation with normal head circumference, characteristic facies, fifth finger clinodactyly, and asymmetry of the face, body, and/or limbs. Less commonly observed clinical features include cafe au lait spots, genitourinary anomalies, motor, speech, cognitive delays, and hypoglycemia. Although clinical diagnostic criteria have been developed, it has been demonstrated that many patients with molecularly confirmed RSS do not meet strict clinical diagnostic criteria for RSS. Therefore, most groups recommend a relatively low threshold for considering molecular testing in suspected cases of RSS. RSS is a genetically heterogeneous condition that is associated with genetic and epigenetic alterations at chromosome 7 and the chromosome 11p15.5 region. The majority of cases of RSS are sporadic, although familial cases have been reported. The etiology of sporadic cases of RSS includes: -Hypomethylation of IC1 (H19): approximately 30% to 50% -Maternal uniparental disomy (UPD) of chromosome 7: approximately 5% to 10% -11p15.5 duplications: rare -Chromosome 7 duplications: rare *Note that this test does not detect chromosome 7 UPD. However, testing is available; order UNIPD / Uniparental Disomy, Varies. The clinical phenotype of RSS has been associated with the specific underlying molecular etiology. Patients with hypomethylation of IC1 (H19) are more likely to exhibit "classic" RSS phenotype (ie, severe intrauterine growth retardation, postnatal growth retardation, and asymmetry), while patients with maternal UPD7 often show a milder clinical phenotype. Despite these general genotype-phenotype correlations, many exceptions have been reported. Methylation abnormalities of IC1 (H19) and IC2 (LIT1) can be detected by methylation-sensitive multiple ligation-dependent probe amplification. While testing can determine methylation status, it does not identify the mechanism responsible for the methylation defect (such as paternal uniparental disomy or cytogenetic abnormalities). Hypomethylation of IC2 (LIT1) is hypothesized to silence the expression of a number of maternally expressed genes, including CDKN1C. Hypermethylation of IC1 is hypothesized to silence the expression of H19, while also resulting in overexpression of IGF2. Absence of CDKN1C and H19 expression, in addition to overexpression of IGF2, is postulated to contribute to the clinical phenotype of BWS. Hypomethylation of IC1 is hypothesized to result in overexpression of H19 and underexpression of the IGF2, which is thought to contribute to the clinical phenotype of RSS. | An interpretive report will be provided. | An interpretive report will be provided. | In addition to disease-related probes, the multiple ligation-dependent probe amplification technique utilizes probes localized to other chromosomal regions as internal controls. In certain circumstances, these control probes may detect other diseases or conditions for which this test was not specifically intended. Results of the control probes are not normally reported. However, in cases where clinically relevant information is identified, the ordering physician will be informed of the result and provided with recommendations for any appropriate follow-up testing. Rare variants (ie, polymorphisms) exist that could lead to false-negative or false-positive results. If results obtained do not match the clinical findings, additional testing should be considered. Test results should be interpreted in the context of clinical findings, family history, and other laboratory data. Errors in the interpretation of results may occur if information given is inaccurate or incomplete. Methylation status cannot be assessed on chorionic villus specimens. This assay does not detect maternal uniparental disomy of chromosome 7 or cytogenetic abnormalities such as translocations or inversions. | 1. DeBaun MR, Niemitz EL, McNeil DE, Brandenburg SA, Lee MP, Feinberg AP. Epigenetic alterations ofH19andLIT1distinguish patients with Beckwith-Wiedemann Syndrome with cancer and birth defects. Am J Hum Genet. 2002;70(3):604-611 2. Choufani S, Shuman C, Weksberg R. Beckwith-Wiedemann Syndrome. Am J Med Genet C Semin Med Genet. 2010;154C(3):343-354 3. Wakeling EL. Silver-Russell syndrome. Arch Dis Child. 2011;96(12):1156-1161 4. Eggermann T, Begemann M, Binder G, Spengler S. Silver-Russell syndrome: genetic basis and molecular genetic testing. Orphanet J Rare Dis. 2010;5:19 5. Priolo M, Sparago A, Mammi C, Cerrato F, Lagana C, Riccio A. MS-MLPA is a specific and sensitive technique for detecting all chromosome 11p15.5 imprinting defects of BWS and SRS in a single-tube experiment. Eur J Hum Genet. 2008;16(5):565-571 | Methylation-sensitive multiple ligation-dependent probe amplification is utilized to test for the presence of large deletions, duplications, and methylation defects in the imprinting center 1 (IC1) (H19) and IC2 (LIT1) critical regions on chromosome 11p15.(Unpublished Mayo method) | 10 to 14 days | Whole Blood: 2 weeks (if available); Extracted DNA: 3 months | This test was developed and its performance characteristics determined by Mayo Clinic in a manner consistent with CLIA requirements. It has not been cleared or approved by the US Food and Drug Administration. | 81401-H19 (imprinted maternally expressed transcript [non-protein coding]) (eg, Beckwith-Wiedemann syndrome), methylation analysis81401-KCNQ1OT1 (KCNQ1 overlapping transcript 1 [non-protein coding]) (eg, Beckwith-Wiedemann syndrome) methylation analysis88233-Tissue culture, skin or solid tissue biopsy (if appropriate)88240-Cryopreservation (if appropriate)88235-Tissue culture for amniotic fluid (if appropriate)81265-Comparative analysis using Short Tandem Repeat (STR) markers; patient and comparative specimen (eg, pre-transplant recipient and donor germline testing, post-transplant non-hematopoietic recipient germline [eg, buccal swab or other germline tissue sample] and donor testing, twin zygosity testing or maternal cell contamination of fetal cells (if appropriate) | BWS/RSS Molecular Analysis | In Process | 52851 | Released By | 18771-6
BECH | Beech, IgE, Serum | Establishing a diagnosis of an allergy to beech Defining the allergen responsible for eliciting signs and symptoms Identifying allergens: -Responsible for allergic response and/or anaphylactic episode -To confirm sensitization prior to beginning immunotherapy -To investigate the specificity of allergic reactions to insect venom allergens, drugs, or chemical allergens | Fluorescence Enzyme Immunoassay (FEIA) | Yes | Beech, IgE | Serum | Collection Container/Tube: Preferred:Serum gel Acceptable:Red top Submission Container/Tube:Plastic vial Specimen Volume:0.5 mL for every 5 allergens requested Collection Instructions:Centrifuge and aliquot serum into a plastic vial. | For 1 allergen: 0.3 mL For more than 1 allergen: (0.05 mL x number of allergens) + 0.25 mL deadspace | Clinical manifestations of immediate hypersensitivity (allergic) diseases are caused by the release of proinflammatory mediators (histamine, leukotrienes, and prostaglandins) from IgE-sensitized effector cells (mast cells and basophils) when cell-bound IgE antibodies interact with an allergen. In vitro serum testing for IgE antibodies provides an indication of the immune response to allergens that may be associated with allergic disease. The allergens chosen for testing often depend upon the age of the patient, history of allergen exposure, season of the year, and clinical manifestations. In individuals predisposed to develop allergic disease, the sequence of sensitization and clinical manifestations proceed as follows: eczema and respiratory disease (rhinitis and bronchospasm) in infants and children less than 5 years due to food sensitivity (milk, egg, soy, and wheat proteins) followed by respiratory disease (rhinitis and asthma) in older children and adults due to sensitivity to inhalant allergens (dust mite, mold, and pollen inhalants). | Class,IgE kU/L,Interpretation, 0,<0.10,Negative, 0/1,0.10-0.34,Borderline/equivocal, 1,0.35-0.69,Equivocal, 2,0.70-3.49,Positive, 3,3.50-17.4,Positive, 4,17.5-49.9,Strongly positive, 5,50.0-99.9,Strongly positive, 6,> or =100,Strongly positive, | Detection of IgE antibodies in serum (class 1 or greater) indicates an increased likelihood of allergic disease as opposed to other etiologies and defines the allergens that may be responsible for eliciting signs and symptoms. The level of IgE antibodies in serum varies directly with the concentration of IgE antibodies expressed as a class score or kU/L. | Testing for IgE antibodies is not useful in patients previously treated with immunotherapy to determine if residual clinical sensitivity exists or in patients in whom the medical management does not depend upon identification of allergen specificity. Some individuals with clinically insignificant sensitivity to allergens may have measurable levels of IgE antibodies in serum, and test results must be interpreted in the clinical context. False-positive results for IgE antibodies may occur in patients with markedly elevated serum IgE (>2500 kU/L) due to nonspecific binding to allergen solid phases. | Homburger HA, Hamilton RG: Allergic diseases. In: McPherson RA, Pincus MR, eds. Henry's Clinical Diagnosis and Management by Laboratory Methods. 23rd ed. Elsevier; 2017:1057-1070 | Specific IgE from the patient's serum reacts with the allergen of interest, which is covalently coupled to an ImmunoCAP. After washing away nonspecific IgE, enzyme-labeled anti-IgE antibody is added to form a complex. After incubation, unbound anti-IgE is washed away, and the bound complex incubated with a developing agent. After stopping the reaction, the fluorescence of the eluate is measured. Fluorescence is proportional to the amount of specific IgE present in the patient's sample (ie, the higher the fluorescence value, the more IgE antibody is present).(Package insert: ImmunoCAP System Specific IgE FEIA. Phadia; Rev 06/2020) | Same day/1 to 3 days | 14 days | This test has been cleared, approved, or is exempt by the US Food and Drug Administration and is used per manufacturer's instructions. Performance characteristics were verified by Mayo Clinic in a manner consistent with CLIA requirements. | 86003 | Beech, IgE | 6038-4 | BECH | Beech, IgE | 6038-4
FBEFG | Beef IgG |  | Enzyme Immunoassay (FEIA) | No | Beef IgG | Serum | Specimen Type:Serum Container/Tube:Red Top Specimen Volume:0.5 mL Collection Instructions:Draw blood in a plain red-top tube(s), serum gel tube(s) is acceptable. Spin down and send 0.5 mL of serum refrigerated in a plastic vial. | 0.5 mL |  | Reference ranges have not been established for food-specific IgG tests. | The clinical utility of food-specific IgG tests has not been established. These tests can be used in special clinical situations to select foods for evaluation by diet elimination and challenge in patients who have food-related complaints. It should be recognized that the presence of food-specific IgG alone cannot be taken as evidence of food allergy and only indicates immunologic sensitization by the food allergen in question. This test should only be ordered by physicians who recognize the limitations of the test. |  |  |  | 5 to 7 days |  | This test was developed and its performance characteristics determined by Eurofins Viracor. It has not been cleared or approved by the U.S. Food and Drug Administration. | 86001 | Beef IgG | 35529-7 | FBEFG | Beef IgG | 35529-7
BEEF | Beef, IgE, Serum | Establishing a diagnosis of an allergy to beef Defining the allergen responsible for eliciting signs and symptoms Identifying allergens: -Responsible for allergic response and/or anaphylactic episode -To confirm sensitization prior to beginning immunotherapy -To investigate the specificity of allergic reactions to insect venom allergens, drugs, or chemical allergens | Fluorescence Enzyme Immunoassay (FEIA) | Yes | Beef, IgE | Serum | Collection Container/Tube: Preferred:Serum gel Acceptable:Red top Submission Container/Tube:Plastic vial Specimen Volume:0.5 mL for every 5 allergens requested Collection Instructions:Centrifuge and aliquot serum into a plastic vial. | For 1 allergen: 0.3 mL; For more than 1 allergen: (0.05 mL x number of allergens) + 0.25 mL dead space | Clinical manifestations of immediate hypersensitivity (allergic) diseases are caused by the release of proinflammatory mediators (histamine, leukotrienes, and prostaglandins) from IgE-sensitized effector cells (mast cells and basophils) when cell-bound IgE antibodies interact with an allergen. In vitro serum testing for IgE antibodies provides an indication of the immune response to allergens that may be associated with allergic disease. The allergens chosen for testing often depend upon the age of the patient, history of allergen exposure, season of the year, and clinical manifestations. In individuals predisposed to develop allergic disease, the sequence of sensitization and clinical manifestations proceed as follows: eczema and respiratory disease (rhinitis and bronchospasm) in infants and children less than 5 years due to food sensitivity (milk, egg, soy, and wheat proteins) followed by respiratory disease (rhinitis and asthma) in older children and adults due to sensitivity to inhalant allergens (dust mite, mold, and pollen inhalants). | Class,IgE kU/L,Interpretation, 0,<0.10,Negative, 0/1,0.10-0.34,Borderline/equivocal, 1,0.35-0.69,Equivocal, 2,0.70-3.49,Positive, 3,3.50-17.4,Positive, 4,17.5-49.9,Strongly positive, 5,50.0-99.9,Strongly positive, 6,> or =100,Strongly positive, | Detection of IgE antibodies in serum (class 1 or greater) indicates an increased likelihood of allergic disease as opposed to other etiologies and defines the allergens that may be responsible for eliciting signs and symptoms. The level of IgE antibodies in serum varies directly with the concentration of IgE antibodies expressed as a class score or kU/L. | Testing for IgE antibodies is not useful in patients previously treated with immunotherapy to determine if residual clinical sensitivity exists or in patients in whom the medical management does not depend upon identification of allergen specificity. Some individuals with clinically insignificant sensitivity to allergens may have measurable levels of IgE antibodies in serum, and test results must be interpreted in the clinical context. False-positive results for IgE antibodies may occur in patients with markedly elevated serum IgE (>2500 kU/L) due to nonspecific binding to allergen solid phases. | Homburger HA, Hamilton RG: Allergic diseases. In: McPherson RA, Pincus MR, eds. Henry's Clinical Diagnosis and Management by Laboratory Methods. 23rd ed. Elsevier; 2017:1057-1070 | Specific IgE from the patient's serum reacts with the allergen of interest, which is covalently coupled to an ImmunoCAP. After washing away nonspecific IgE, enzyme-labeled anti-IgE antibody is added to form a complex. After incubation, unbound anti-IgE is washed away, and the bound complex incubated with a developing agent. After stopping the reaction, the fluorescence of the eluate is measured. Fluorescence is proportional to the amount of specific IgE present in the patient's sample (ie, the higher the fluorescence value, the more IgE antibody is present).(Package insert: ImmunoCAP System Specific IgE FEIA. Phadia; Rev 06/2020) | Same day/1 to 3 days | 14 days | This test has been cleared, approved, or is exempt by the US Food and Drug Administration and is used per manufacturer's instructions. Performance characteristics were verified by Mayo Clinic in a manner consistent with CLIA requirements. | 86003 | Beef, IgE | 6039-2 | BEEF | Beef, IgE | 6039-2
FBTRG | Beet Root IgG |  | Enzyme Immunoassay (FEIA) | No | Beet Root IgG | Serum | Specimen Type:Serum Container/Tube:Red Top Specimen Volume:0.5 mL Collection Instructions:Draw blood in a plain red-top tube(s), serum gel tube(s) is acceptable. Spin down and send 0.5 mL of serum refrigerated in a plastic vial. | 0.5 mL |  | Reference ranges have not been established for food-specific IgG tests. | The clinical utility of food-specific IgG tests has not been established. These tests can be used in special clinical situations to select foods for evaluation by diet elimination and challenge in patients who have food-related complaints. It should be recognized that the presence of food-specific IgG alone cannot be taken as evidence of food allergy and only indicates immunologic sensitization by the food allergen in question. This test should only be ordered by physicians who recognize the limitations of the test. |  |  |  | 5 to 7 days |  | This test was developed and its performance characteristics determined by Eurofins Viracor. It has not been cleared or approved by the U.S. Food and Drug Administration. | 86001 | Beet Root IgG | 42584-3 | FBTRG | Beet Root IgG | 42584-3
BEETS | Beets (Beetroot), IgE, Serum | Establishing a diagnosis of an allergy to beets Defining the allergen responsible for eliciting signs and symptoms Identifying allergens: -Responsible for allergic response and/or anaphylactic episode -To confirm sensitization prior to beginning immunotherapy -To investigate the specificity of allergic reactions to insect venom allergens, drugs, or chemical allergens | Fluorescence Enzyme Immunoassay (FEIA) | Yes | Beets (Beetroot), IgE | Serum | Collection Container/Tube: Preferred:Serum gel Acceptable:Red top Submission Container/Tube:Plastic vial Specimen Volume:0.5 mL for every 5 allergens requested Collection Instructions:Centrifuge and aliquot serum into a plastic vial. | For 1 allergen: 0.3 mL; For more than 1 allergen: (0.05 mL x number of allergens) + 0.25 mL dead space | Clinical manifestations of immediate hypersensitivity (allergic) diseases are caused by the release of proinflammatory mediators (histamine, leukotrienes, and prostaglandins) from IgE-sensitized effector cells (mast cells and basophils) when cell-bound IgE antibodies interact with an allergen. In vitro serum testing for IgE antibodies provides an indication of the immune response to allergens that may be associated with allergic disease. The allergens chosen for testing often depend upon the age of the patient, history of allergen exposure, season of the year, and clinical manifestations. In individuals predisposed to develop allergic disease, the sequence of sensitization and clinical manifestations proceed as follows: eczema and respiratory disease (rhinitis and bronchospasm) in infants and children less than 5 years due to food sensitivity (milk, egg, soy, and wheat proteins) followed by respiratory disease (rhinitis and asthma) in older children and adults due to sensitivity to inhalant allergens (dust mite, mold, and pollen inhalants). | Class,IgE kU/L,Interpretation, 0,<0.10,Negative, 0/1,0.10-0.34,Borderline/equivocal, 1,0.35-0.69,Equivocal, 2,0.70-3.49,Positive, 3,3.50-17.4,Positive, 4,17.5-49.9,Strongly positive, 5,50.0-99.9,Strongly positive, 6,> or =100,Strongly positive, | Detection of IgE antibodies in serum (class 1 or greater) indicates an increased likelihood of allergic disease as opposed to other etiologies and defines the allergens that may be responsible for eliciting signs and symptoms. The level of IgE antibodies in serum varies directly with the concentration of IgE antibodies expressed as a class score or kU/L. | Testing for IgE antibodies is not useful in patients previously treated with immunotherapy to determine if residual clinical sensitivity exists or in patients in whom the medical management does not depend upon identification of allergen specificity. Some individuals with clinically insignificant sensitivity to allergens may have measurable levels of IgE antibodies in serum, and test results must be interpreted in the clinical context. False-positive results for IgE antibodies may occur in patients with markedly elevated serum IgE (>2500 kU/L) due to nonspecific binding to allergen solid phases. | Homburger HA, Hamilton RG: Allergic diseases. In: McPherson RA, Pincus MR, eds. Henry's Clinical Diagnosis and Management by Laboratory Methods. 23rd ed.Elsevier; 2017:1057-1070 | Specific IgE from the patient's serum reacts with the allergen of interest, which is covalently coupled to an ImmunoCAP. After washing away nonspecific IgE, enzyme-labeled anti-IgE antibody is added to form a complex. After incubation, unbound anti-IgE is washed away, and the bound complex incubated with a developing agent. After stopping the reaction, the fluorescence of the eluate is measured. Fluorescence is proportional to the amount of specific IgE present in the patient's sample (ie, the higher the fluorescence value, the more IgE antibody is present).(Package insert: ImmunoCAP System Specific IgE FEIA. Phadia; Rev 06/2020) | Same day/1 to 3 days | 14 days | This test was developed and its performance characteristics determined by Mayo Clinic in a manner consistent with CLIA requirements. It has not been cleared or approved by the US Food and Drug Administration. | 86003 | Beets (Beetroot), IgE | 19728-5 | BEETS | Beets (Beetroot), IgE | 19728-5
FPHEN | Benzene as Phenol, Occupational Exposure, Urine |  | Gas Chromatography/Flame Ionization Detection (GC-FID) Spectrophotometry (SPEC) | Yes | Benzene as Phenol, Occ Exposure, U | Urine | Collect 10 mL random urine without preservatives. Ship refrigerated in a plastic container. | 1.2 mL |  | Creatinine:>50 mg/dL Phenol: mg/L Phenol: mg/G creat Normal(unexposed population): less than 10 mg/L Exposed: Biological Exposure Index (BEI): 50 mg/g creatinine(End of Shift) Toxic: Not Established |  |  |  |  | 7 to 11 days | 2 weeks |  | 82570/Creatinine84600/Volatiles | Benzene as Phenol, Occ Exposure, U | Not Provided | Z1064 | Phenol | 13487-4
FBEN | Benzene, Occupational Exposure, Blood |  | Headspace Gas Chromatography/Flame Ionization Detection (GC-FID) | Yes | Benzene, Blood | WB Sodium Heparin | Draw blood in a green-top (sodium heparin) tube(s) and send 20 mL in two tubes of sodium heparin whole blood refrigerated. Blood should be drawn at end of shift. Tubes should be filled to prevent loss of volatile compound into headspace. | 2.5 mL (in two tubes) |  | Units:mg/L Normal(unexposed population): None detected Exposed (end-of-shift): Blood benzene concentrations of greater than 0.1 mg/L correlatewith exposure to greater than 10 ppm benzene in air. Toxic: Blood benzene concentrations greater than 0.90 mg/L have beenobserved in fatal cases of benzene exposure. |  |  |  |  | 7 to 11 days | 2 weeks |  | 84600 | Benzene, Blood | 9330-2 | Z1153 | Benzene | 9330-2
FBCQ | Benzodiazepine Confirmation, Urine |  | Only orderable as a reflex. For further information, see FSHPU/Sedative Hypnotic Panel, Urine Liquid Chromatography/Tandem Mass Spectrometry (LC/MS/MS) | No | Benzodiazepines MS Conf, UR | Urine | Only orderable as a reflex. For further information see FSHPU/Sedative Hypnotic Panel, Urine |  |  | Diazepam:,ng/mL, Desmethyldiazepam:,ng/mL, Oxazepam:,ng/mL, Temazepam:,ng/mL, Alprazolam:,ng/mL, Alpha-Hydroxyalprazolam:,ng/mL, Lorazepam:,ng/mL, Alpha-Hydroxytriazolam:,ng/mL, 7-Aminoclonazepam:,ng/mL, Alpha-Hydroxymidazolam:,ng/mL, Hydroxyethylflurazepam:,ng/mL, |  |  |  |  | 7 to 11 days |  |  | 80346G0480 (if appropriate) | Benzodiazepines MS Conf, UR | Not Provided | Z6268 | Hydroxyethylflurazepam | 20532-8
BNZX | Benzodiazepines Confirmation, Chain of Custody, Random, Urine | Detecting drug use involving benzodiazepines such as alprazolam, chlordiazepoxide, clonazepam, diazepam, midazolam, oxazepam, temazepam, clobazam, flunitrazepam, flurazepam, lorazepam, prazepam, triazolam, and zolpidem, in urine specimens handled through the chain-of-custody process Providing chain of custody for whenthe results of testing could be used in a court of law. Its purpose is to protect the rights of the individual contributing the specimen by demonstrating that it was under the control of personnel involved with testing the specimen at all times; this control implies that the opportunity for specimen tampering would be limited. | BNZX: Liquid Chromatography-Tandem Mass Spectrometry (LC-MS/MS) ADLTX: Spectrophotometry | Yes | Benzodiazepines Conf, CoC, U | Testing for adulterants will be performed on all chain-of-custody urine samples per regulatory requirements. | Supplies:Chain of Custody Kit (T282) Container/Tube:Chain of custody kit containing the specimen containers, seals, and documentation required Specimen Volume:5 mL Collection Instructions:Collect specimen in the container provided, seal, and submit with the associated documentation to satisfy the legal requirements for chain-of-custody testing. Additional Information:Submitting less than 5 mL will compromise the ability to perform all necessary testing. | 1 mL | Benzodiazepines are any of a group of compounds having a common molecular structure and acting similarly as depressants of the central nervous system. As a class of drugs, benzodiazepines are among the most commonly prescribed drugs in the western hemisphere because of their efficacy, safety, low addiction potential, minimal side effects, and high public demand for sedative and anxiolytic agents. Chain of custody is a record of the disposition of a specimen to document each individual who collected, handled, and performed the analysis. When a specimen is submitted in this manner, analysis will be performed in such a way that it will withstand regular court scrutiny. | Negative Cutoff concentrations by liquid chromatography- tandem mass spectroscopy: Alprazolam: 10 ng/mL Alpha-hydroxyalprazolam: 10 ng/mL Chlordiazepoxide: 10 ng/mL Clonazepam: 10 ng/mL 7-Aminoclonazepam: 10 ng/mL Diazepam: 10 ng/mL Nordiazepam: 10 ng/mL Midazolam: 10 ng/mL Alpha-hydroxy midazolam: 10 ng/mL Oxazepam: 10 ng/mL Temazepam: 10 ng/mL Clobazam: 10 ng/mL N-Desmethylclobazam by LC-MS/MS: 10 ng/mL Flunitrazepam: 10 ng/mL 7-Aminoflunitrazepam: 10 ng/mL Flurazepam: 10 ng/mL 2-Hydroxy ethyl flurazepam: 10 ng/mL Lorazepam: 10 ng/mL Prazepam: 10 ng/mL Triazolam: 10 ng/mL Alpha-hydroxy triazolam: 10 ng/mL Zolpidem: 10 ng/mL Zolpidem phenyl-4-carboxylic acid: 10 ng/mL | Benzodiazepines are extensively metabolized, and the parent compounds are not detected in urine. This test screens for (and confirms) the presence of: -Alprazolam -Alpha-hydroxyalprazolam (metabolite of alprazolam) -Chlordiazepoxide -Clonazepam -7-Aminoclonazepam (metabolite of clonazepam) -Diazepam (separate prescribable drug and metabolite of medzazepam) -Nordiazepam (metabolite of clorazepate, halazepam, prazepam, diazepam and medazepam) -Midazolam -Alpha-hydroxy midazolam (metabolite of midazolam) -Oxazepam (separate prescribable drug and metabolite of clorazepate, halazepam, prazepam, medazepam, temazepam, and diazepam) -Temazepam (separate prescribable drug and metabolite of medazepam and diazepam) -Clobazam -N-Desmethylclobazam (metabolite of clobazam) -Flunitrazepam -7-Aminoflunitrazepam (metabolite of flunitrazepam) -Flurazepam -2-Hydroxy ethyl flurazepam (metabolite of flurazepam) -Lorazepam -Prazepam -Triazolam -Alpha-hydroxy triazolam (metabolite of triazolam) -Zolpidem -Zolpidem phenyl-4-carboxylic acid (metabolite of zolpidem) The clearance half-life of long-acting benzodiazepines is more than 24 hours. It takes 5 to 7 half-lives to clear 98% of a drug dose. Therefore, the presence of a long-acting benzodiazepine greater than the limit of quantification indicates exposure within a 5 to 20-day interval preceding specimen collection. Following a dose of diazepam, the drug and its metabolites appear in the urine within 30 minutes. Peak urine output is reached between 1 and 8 hours. See Mayo Clinic LaboratoriesDrugs of Abuse Testing Guidefor additional information including metabolism, clearance (half-life), and approximate detection times. | No significant cautionary statements | 1. Gudin JA, Mogali S, Jones JD, Comer SD: Risks, management, and monitoring of combination of opioid, benzodiazepines, and/or alcohol use. Postgrad Med. 2013 Jul;125(4):115-130.doi:10.3810/pgm.2013.07.2684 2. Manchikanti L, Abdi S, Atluri S, et al: American Society of Interventional Pain Physicians (ASIPP) guidelines for responsible opioid prescribing in chronic non-cancer pain: Part 2--guidance. Pain Physician. 2012 Jul;15(3 Supp):S67-116 3. Barkin RL: In: Baselt RC, ed. Disposition of Toxic Drugs and Chemicals in Man. 8th ed. Biomedical Publications; 2008 4.Langman LJ, Bechtel LK, Meier BM, Holstege C: Clinical toxicology. In: Rifai N, Horvath AR, Wittwer CT, eds. Tietz Textbook of Clinical Chemistry and Molecular Diagnostics. 6th ed. Elsevier; 2018:1328-1333 | Benzodiazepines are extensively metabolized by the liver and subsequently exist in the urine primarily as conjugated esters (-glucuronides). The conjugated metabolites are cleaved during a mild hydrolysis utilizing the enzyme glucuronidase. Stable isotope forms of the compounds are added as internal standards to account for extraction losses. An aliquot of the hydrolyzed sample is diluted and the analytes are separated by liquid chromatography tandem mass spectroscopy (LC-MS/MS) and analyzed by multiple reaction monitoring.(Unpublished Mayo method) | 3 to 6 days | 14 days | This test was developed and its performance characteristics determined by Mayo Clinic in a manner consistent with CLIA requirements. It has not been cleared or approved by the US Food and Drug Administration. | 80347G0480 (if appropriate) | Benzodiazepines Conf, CoC, U | 90890-5 | 608450 | Chain of Custody | 77202-0
BNZU | Benzodiazepines Confirmation, Random, Urine | Detecting drug use involving benzodiazepines such as alprazolam, chlordiazepoxide, clonazepam, diazepam, midazolam, oxazepam, temazepam, clobazam, flunitrazepam, flurazepam, lorazepam, prazepam, triazolam, and zolpidem | Liquid Chromatography Tandem Mass Spectrometry (LC-MS/MS) | Yes | Benzodiazepines Confirmation, U | Urine | Supplies:Sarstedt Aliquot Tube, 5 mL (T914) Collection Container/Tube:Plastic urine container Submission Container/Tube:Plastic, 5-mL tube Specimen Volume:1 mL Collection Instructions: 1. Collect a random urine specimen. 2. No preservative Additional Information: 1. No specimen substitutions. 2. STAT requests arenot acceptedfor this test. 3. Submitting less than 1 mL will compromise our ability to perform all necessary testing. | 1 mL | Benzodiazepines are any of a group of compounds having a common molecular structure and acting similarly as depressants of the central nervous system. As a class of drugs, benzodiazepines are among the drugs most frequently prescribed in the western hemisphere because of their efficacy, safety, low addiction potential, minimal side effects, and high public demand for sedative and anxiolytic agents. | Negative Cutoff concentrations by liquid chromatography tandem mass spectroscopy: Alprazolam: 10 ng/mL Alpha-hydroxyalprazolam: 10 ng/mL Chlordiazepoxide: 10 ng/mL Clonazepam: 10 ng/mL 7-Aminoclonazepam: 10 ng/mL Diazepam: 10 ng/mL Nordiazepam: 10 ng/mL Midazolam: 10 ng/mL Alpha-hydroxy midazolam: 10 ng/mL Oxazepam: 10 ng/mL Temazepam: 10 ng/mL Clobazam: 10 ng/mL N-Desmethylclobazam: 10 ng/mL Flunitrazepam: 10 ng/mL 7-Aminoflunitrazepam: 10 ng/mL Flurazepam: 10 ng/mL 2-Hydroxy ethyl flurazepam: 10 ng/mL Lorazepam: 10 ng/mL Prazepam: 10 ng/mL Triazolam: 10 ng/mL Alpha-hydroxy triazolam: 10 ng/mL Zolpidem: 10 ng/mL Zolpidem phenyl-4-carboxylic acid: 10 ng/mL | Benzodiazepines are extensively metabolized, and the parent compounds are not detected in urine. This test screens for (and confirms) the presence of: -Alprazolam -Alpha-hydroxyalprazolam (metabolite of alprazolam) -Chlordiazepoxide -Clonazepam -7-Aminoclonazepam (metabolite of clonazepam) -Diazepam (separate prescribable drug and metabolite of medzazepam) -Nordiazepam (metabolite of clorazepate, halazepam, prazepam, diazepam and medazepam) -Midazolam -Alpha-hydroxy midazolam (metabolite of midazolam) -Oxazepam (separate prescribable drug and metabolite of clorazepate, halazepam, prazepam, medazepam, temazepam, and diazepam) -Temazepam (separate prescribable drug and metabolite of medazepam and diazepam) -Clobazam -N-Desmethylclobazam (metabolite of clobazam) -Flunitrazepam -7-Aminoflunitrazepam (metabolite of flunitrazepam) -Flurazepam -2-Hydroxy ethyl flurazepam (metabolite of flurazepam) -Lorazepam -Prazepam -Triazolam -Alpha-hydroxy triazolam (metabolite of triazolam) -Zolpidem -Zolpidem phenyl-4-carboxylic acid (metabolite of zolpidem) The clearance half-life of long-acting benzodiazepines is more than 24 hours. It takes 5 to 7 half-lives to clear 98% of a drug dose. Therefore, the presence of a long-acting benzodiazepine greater than the limit of quantification indicates exposure within a 5 to 20-day interval preceding specimen collection. Following a dose of diazepam, the drug and its metabolites appear in the urine within 30 minutes. Peak urine output is reached between 1 and 8 hours. For additional information, including metabolism, clearance (half-life), and approximate detection times, seeDrugs of Abuse Testing Guide. | No significant cautionary statements | 1. Gudin JA, Mogali S, Jones JD, Comer SD. Risks, management, and monitoring of combination of opioid, benzodiazepines, and/or alcohol use. Postgrad Med. 2013;125(4):115-130. doi:10.3810/pgm.2013.07.2684 2. Dowell D, Ragan KR, Jones CM, Baldwin GT, Chou R. CDC Clinical Practice Guideline for Prescribing Opioids for Pain-United States. MMWR Recomm Rep. 2022;71(No. RR-3):1-95 3. Baselt RC. Disposition of Toxic Drugs and Chemical in Man. 12th ed. Biomedical Publications; 2020 4.Langman LJ, Bechtel LK, Holstege CP. Clinical toxicology. In: Rifai N,Chiu RWK, Young I, Burnham CAD,Wittwer CT, eds. Tietz Textbook of Laboratory Medicine.7th ed. Elsevier; 2023:chap 43 | Benzodiazepines are extensively metabolized by the liver and subsequently exist in the urine primarily as conjugated esters (-glucuronides). The conjugated metabolites are cleaved during a mild hydrolysis utilizing the enzyme glucuronidase. Stable isotope forms of the compounds are added as internal standards to account for extraction losses. An aliquot of the hydrolyzed sample is diluted, and the analytes are separated by liquid chromatography tandem mass spectroscopy and analyzed by multiple reaction monitoring.(Unpublished Mayo method) | 2 to 6 days | 14 days | This test was developed and its performance characteristics determined by Mayo Clinic in a manner consistent with CLIA requirements. It has not been cleared or approved by the US Food and Drug Administration. | 803478033980368G0480 (if appropriate) | Benzodiazepines Confirmation, U | 90890-5 | 608448 | Benzodiazepines Interpretation | 69050-3
FCDU2 | Benzodiazepines, Umbilical Cord Tissue |  | Only orderable as part of a profile-see FCDSU. | Yes | Benzodiazepines, UC | If appropriate, confirmation testing will be performed at no additional charge. | Only orderable as part of a profile-see FCDSU. |  |  | Reporting limit determined each analysis. Units: ng/g Only orderable as part of a profile-see FCDSU. | [8 empty] | Benzodiazepines, UC | Not Provided | Z6166 | Triazolam | 97308-1
FBENZ | Benztropine (Cogentin), Serum |  | Liquid Chromatography/Tandem Mass Spectrometry (LC/MS/MS) | Yes | Benztropine (Cogentin) | Varies | Submit only 1 of the following specimens: Plasma Draw blood in a green-top (sodium heparin) tube(s), plasma gel tube is not acceptable. Spin down and send 2 mL sodium heparin plasma refrigerated in a plastic vial. Serum Draw blood in a plain red-top tube(s), serum gel tube is not acceptable. Spin down and send 2 mL of serum refrigerated in a plastic vial. | 0.3 mL |  | ReferenceRange: 5.0 - 25.0 ng/mL |  |  |  |  | 3 to 7 days | 2 weeks |  | 80299 | Benztropine (Cogentin) | 9384-9 | Z1134 | Benztropine (Cogentin) | 9384-9
BBEET | Berlin Beetle, IgE, Serum | Establishing a diagnosis of an allergy to Berlin beetle Defining the allergen responsible for eliciting signs and symptoms Identifying allergens: -Responsible for allergic response and/or anaphylactic episode -To confirm sensitization prior to beginning immunotherapy -To investigate the specificity of allergic reactions to insect venom allergens, drugs, or chemical allergens | Fluorescence Enzyme Immunoassay (FEIA) | Yes | Berlin Beetle, IgE | Serum | Collection Container/Tube: Preferred:Serum gel Acceptable:Red top Submission Container/Tube:Plastic vial Specimen Volume:0.5 mL for every 5 allergens requested Collection Instructions:Centrifuge and aliquot serum into a plastic vial. | For 1 allergen: 0.3 mL For more than 1 allergen: (0.05 mL x number of allergens) + 0.25 mL deadspace | Clinical manifestations of immediate hypersensitivity (allergic) diseases are caused by the release of proinflammatory mediators (histamine, leukotrienes, and prostaglandins) from IgE-sensitized effector cells (mast cells and basophils) when cell-bound IgE antibodies interact with an allergen. In vitro serum testing for IgE antibodies provides an indication of the immune response to allergens that may be associated with allergic disease. The allergens chosen for testing often depend upon the age of the patient, history of allergen exposure, season of the year, and clinical manifestations. In individuals predisposed to develop allergic disease, the sequence of sensitization and clinical manifestations proceed as follows: eczema and respiratory disease (rhinitis and bronchospasm) in infants and children less than 5 years due to food sensitivity (milk, egg, soy, and wheat proteins) followed by respiratory disease (rhinitis and asthma) in older children and adults due to sensitivity to inhalant allergens (dust mite, mold, and pollen inhalants). | Class,IgE kU/L,Interpretation, 0,<0.10,Negative, 0/1,0.10-0.34,Borderline/equivocal, 1,0.35-0.69,Equivocal, 2,0.70-3.49,Positive, 3,3.50-17.4,Positive, 4,17.5-49.9,Strongly positive, 5,50.0-99.9,Strongly positive, 6,> or =100,Strongly positive, | Detection of IgE antibodies in serum (class 1 or greater) indicates an increased likelihood of allergic disease as opposed to other etiologies and defines the allergens that may be responsible for eliciting signs and symptoms. The level of IgE antibodies in serum varies directly with the concentration of IgE antibodies expressed as a class score or kU/L. | Testing for IgE antibodies is not useful in patients previously treated with immunotherapy to determine if residual clinical sensitivity exists or in patients in whom the medical management does not depend upon identification of allergen specificity. Some individuals with clinically insignificant sensitivity to allergens may have measurable levels of IgE antibodies in serum, and test results must be interpreted in the clinical context. False-positive results for IgE antibodies may occur in patients with markedly elevated serum IgE (>2500 kU/L) due to nonspecific binding to allergen solid phases. | Homburger HA, Hamilton RG: Allergic diseases. In: McPherson RA, Pincus MR, eds. Henry's Clinical Diagnosis and Management by Laboratory Methods. 23rd ed.Elsevier; 2017:1057-1070 | Specific IgE from the patient's serum reacts with the allergen of interest, which is covalently coupled to an ImmunoCAP. After washing away nonspecific IgE, enzyme-labeled anti-IgE antibody is added to form a complex. After incubation, unbound anti-IgE is washed away, and the bound complex incubated with a developing agent. After stopping the reaction, the fluorescence of the eluate is measured. Fluorescence is proportional to the amount of specific IgE present in the patient's sample (ie, the higher the fluorescence value, the more IgE antibody is present).(Package insert: ImmunoCAP System Specific IgE FEIA. Phadia; Rev 06/2020) | Same day/1 to 3 days | 14 days | This test has been cleared, approved, or is exempt by the US Food and Drug Administration and is used per manufacturer's instructions. Performance characteristics were verified by Mayo Clinic in a manner consistent with CLIA requirements. | 86003 | Berlin Beetle, IgE | 15339-5 | BBEET | Berlin Beetle, IgE | 15339-5
BERG | Bermuda Grass, IgE, Serum | Establishing a diagnosis of an allergy to Bermuda grass Defining the allergen responsible for eliciting signs and symptoms Identifying allergens: -Responsible for allergic response and/or anaphylactic episode -To confirm sensitization prior to beginning immunotherapy -To investigate the specificity of allergic reactions to insect venom allergens, drugs, or chemical allergens | Fluorescence Enzyme Immunoassay (FEIA) | Yes | Bermuda Grass, IgE | Serum | Collection Container/Tube: Preferred:Serum gel Acceptable:Red top Submission Container/Tube:Plastic vial Specimen Volume:0.5 mL for every 5 allergens requested Collection Instructions:Centrifuge and aliquot serum into a plastic vial. | For 1 allergen: 0.3 mL For more than 1 allergen: (0.05 mL x number of allergens) + 0.25 mL deadspace | Clinical manifestations of immediate hypersensitivity (allergic) diseases are caused by the release of proinflammatory mediators (histamine, leukotrienes, and prostaglandins) from IgE-sensitized effector cells (mast cells and basophils) when cell-bound IgE antibodies interact with an allergen. In vitro serum testing for IgE antibodies provides an indication of the immune response to allergens that may be associated with allergic disease. The allergens chosen for testing often depend upon the age of the patient, history of allergen exposure, season of the year, and clinical manifestations. In individuals predisposed to develop allergic disease, the sequence of sensitization and clinical manifestations proceed as follows: eczema and respiratory disease (rhinitis and bronchospasm) in infants and children less than 5 years due to food sensitivity (milk, egg, soy, and wheat proteins) followed by respiratory disease (rhinitis and asthma) in older children and adults due to sensitivity to inhalant allergens (dust mite, mold, and pollen inhalants). | Class,IgE kU/L,Interpretation, 0,<0.10,Negative, 0/1,0.10-0.34,Borderline/equivocal, 1,0.35-0.69,Equivocal, 2,0.70-3.49,Positive, 3,3.50-17.4,Positive, 4,17.5-49.9,Strongly positive, 5,50.0-99.9,Strongly positive, 6,> or =100,Strongly positive, | Detection of IgE antibodies in serum (class 1 or greater) indicates an increased likelihood of allergic disease as opposed to other etiologies and defines the allergens that may be responsible for eliciting signs and symptoms. The level of IgE antibodies in serum varies directly with the concentration of IgE antibodies expressed as a class score or kU/L. | Testing for IgE antibodies is not useful in patients previously treated with immunotherapy to determine if residual clinical sensitivity exists or in patients in whom the medical management does not depend upon identification of allergen specificity. Some individuals with clinically insignificant sensitivity to allergens may have measurable levels of IgE antibodies in serum, and test results must be interpreted in the clinical context. False-positive results for IgE antibodies may occur in patients with markedly elevated serum IgE (>2500 kU/L) due to nonspecific binding to allergen solid phases. | Homburger HA, Hamilton RG: Allergic diseases. In: McPherson RA, Pincus MR, eds. Henry's Clinical Diagnosis and Management by Laboratory Methods. 23rd ed. Elsevier; 2017:1057-1070 | Specific IgE from the patient's serum reacts with the allergen of interest, which is covalently coupled to an ImmunoCAP. After washing away nonspecific IgE, enzyme-labeled anti-IgE antibody is added to form a complex. After incubation, unbound anti-IgE is washed away, and the bound complex incubated with a developing agent. After stopping the reaction, the fluorescence of the eluate is measured. Fluorescence is proportional to the amount of specific IgE present in the patient's sample (ie, the higher the fluorescence value, the more IgE antibody is present).(Package insert: ImmunoCAP System Specific IgE FEIA. Phadia; Rev 06/2020) | 1 to 3 days | 14 days | This test has been cleared, approved, or is exempt by the US Food and Drug Administration and is used per manufacturer's instructions. Performance characteristics were verified by Mayo Clinic in a manner consistent with CLIA requirements. | 86003 | Bermuda Grass, IgE | 6041-8 | BERG | Bermuda Grass, IgE | 6041-8
FBERY | Beryllium, Blood |  | Inductively Coupled Plasma/Mass Spectrometry (ICP-MS) | Yes | Beryllium | Whole Blood EDTA - Metal Free (ERB) | Draw blood in a metal free, royal blue-top with EDTAtube(s). Send 2 mL of EDTA whole blood refrigerated. | 0.3 mL |  | ReferenceRange: <1.0 ng/mL |  |  |  |  | 3 to 7 days | 2 weeks |  | 83018 | Beryllium | 8159-6 | Z1177 | Beryllium | 8159-6
BETV2 | BET v2 (Profilin), IgE, Serum | Evaluation of patients suspected birch pollen allergy Evaluation of patients with suspected peanut allergy Evaluation of patients with oral allergy syndrome to other pollens or plant-based foods | Fluorescence Enzyme Immunoassay (FEIA) | Yes | BET v2 (Profilin), IgE, S | Serum | Collection Container/Tube: Preferred:Serum gel Acceptable:Red top Submission Container/Tube:Plastic vial Specimen Volume:0.5 mL for every 5 allergens requested Collection Instructions:Centrifuge and aliquot serum into a plastic vial. | For 1 allergen: 0.3 mL For more than 1 allergen: (0.05 mL x number of allergens) + 0.25 mL deadspace | Immunoglobulin E antibodies to the Bet v 2a profilin protein have been reported in 10% to 38% of birch pollen-allergic patients. Birch pollen is highly allergenic and is a significant cause of immediate hypersensitivity, affecting as much as 5% to 50% of the population of Western Europe. The presence of antibodies to Bet v 2, may also indicate sensitivity to other profilin containing pollens including ragweed pollen, mugwort pollen, and timothy grass pollen. The profilin Bet v2 is related to, and cross-reactive with, antibodies to the potential peanut allergen profilin Ara h5. As profilin proteins are present in many other foods, sensitivity to profilin Bet v2 may be associated in broad allergen cross-reactivity among foods, including mango, peach, apple, hazelnut, celery, carrot, paprika, anise, fennel, coriander, cumin, tomato, and potato. The most common manifestation of allergy to food in profilin related allergic individuals is oral allergy syndrome. Profilins are generally not resistant to heat and digestion. Individuals with birch pollen allergy and oral allergy syndrome are more frequently allergic to apples and peaches than to other foods. In cases of allergic reaction associated with oral allergy syndrome, rhinitis, itching, tingling, and other mild reactions on the oropharyngeal mucosa were reported to be the most common complaints. | Class,IgE kU/L,Interpretation, 0,<0.10,Negative, 0/1,0.10-0.34,Borderline/Equivocal, 1,0.35-0.69,Equivocal, 2,0.70-3.49,Positive, 3,3.50-17.4,Positive, 4,17.5-49.9,Strongly positive, 5,50.0-99.9,Strongly positive, 6,> or =100,Strongly positive, | Profilins are potentially cross-reactive allergenic proteins found in many plant pollens and tissues. IgE antibodies to the profilin Bet v2, while associated with birch pollen sensitivity, also represent a minor peanut allergen marker as it is cross-reactive with the peanut profilin Ara h5. The presence of antibodies to profilin Bet v2 is typically associated with milder allergic reactions and oral allergy syndrome. | Results from IgE antibody testing must be interpreted in the context of patient’s clinical evaluation and history of allergen exposures. The major allergen in birch pollen is Bet v1 (which is homologous to the peanut allergen Ara h8), as antibodies to the Bet v1 is found in as many as 95% in birch pollen patients. In cases of suspected birch pollen allergy, testing for antibodies to the profilin Bet v1 should be considered in addition to this test for profilin Bet v2 antibodies. Positive results for IgE to peanut allergy markers,such asprofilin Bet v2,are not diagnostic for peanut allergy and only indicate that the patient may be sensitized to peanut component or a cross-reactive allergen. Clinical correlation of results from in vitro IgE testing with patient historyof allergic or anaphylactic responses to peanut is recommended. Testing for IgE antibodies may not be useful in patients previously treated with immunotherapy to determine if residual clinical sensitivity exists, or in patients in whom the medical management does not depend upon identification of allergen specificity. False-positive results for IgE antibodies may occur in patients with markedly elevated serum IgE (>2500 kU/L) due to nonspecific binding to allergen solid phases. | 1.Anhoej C, Backer V, Nolte H: Diagnostic evaluation of grass- and birch-allergic patients with oral allergy syndrome. Allergy. 2001 Jun;56(6):548-552.doi: 10.1034/j.1398-9995.2001.056006548.x 2. Sekerkova A, Polackova M: Detection of Bet v1, Bet v2 and Bet v4 specific IgE antibodies in the sera of children and adult patients allergic to birch pollen: evaluation of different IgE reactivity profiles depending on age and local sensitization. Int Arch Allergy Immunol. 2011;154(4):278-85. doi: 10.1159/000321819 3. D'Amato G, Cecchi L, Bonini S, et al: Allergenic pollen and pollen allergy in Europe. Allergy. 2007 Sep;62(9):976-990.doi: 10.1111/j.1398-9995.2007.01393.x 4. Cabanos C, Tandang-Silvas MR, Odijk V, et al: Expression, purification, cross-reactivity and homology modeling of peanut profilin. Protein Expr Purif. 2010 Sep;73(1):36-45. doi: 10.1016/j.pep.2010.03.005 5. Bublin M, Breiteneder H: Cross-reactivity of peanut allergens. Curr Allergy Asthma Rep. 2014 Apr;14(4):426. doi: 10.1007/s11882-014-0426-8 6. Chan ES, Greenhawt MJ, Fleischer DM, Caubet JC: Managing cross-reactivity in those with peanut allergy. J Allergy Clin Immunol Pract. 2019 Feb;7(2):381-386. doi: 10.1016/j.jaip.2018.11.012 7. Simberloff T, Parambi R, Bartnikas LM, et al: Implementation of a standardized clinical assessment and management plan (SCAMP) for food challenges. J Allergy Clin Immunol Pract. 2017 Mar-Apr;5(2):335-344.e3. doi:10.1016/j.jaip.2016.05.021 | Specific IgE from the patient's serum reacts with the allergen of interest, which is covalently coupled to an ImmunoCAP. After washing away nonspecific IgE, enzyme-labeled anti-IgE antibody is added to form a complex. After incubation, unbound anti-IgE is washed away, and the bound complex incubated with a developing agent. After stopping the reaction, the fluorescence of the eluate is measured. Fluorescence is proportional to the amount of specific IgE present in the patient's sample (ie, the higher the fluorescence value, the more IgE antibody is present).(Package insert: ImmunoCAP System Specific IgE FEIA. Phadia; Rev 06/2020) | Same day/1 to 3 days | 14 days | This test has been cleared, approved, or is exempt by the US Food and Drug Administration and is used per manufacturer's instructions. Performance characteristics were verified by Mayo Clinic in a manner consistent with CLIA requirements. | 86008 | BET v2 (Profilin), IgE, S | 30985-6 | BETV2 | BET v2 (Profilin), IgE, S | 30985-6
WBSEQ | Beta Globin Gene Sequencing, Varies | Diagnosis of beta thalassemia intermedia or major Identification of a specific beta thalassemia sequence variant (ie, unusually severe beta thalassemia trait) Evaluation of an abnormal hemoglobin electrophoresis identifying a rare beta-globin variant Evaluation of chronic hemolytic anemia of unknown etiology Evaluation of hereditary erythrocytosis with left-shifted p50 oxygen dissociation results Preconception screening when there is a concern for a beta-hemoglobin disorder based on family history | Polymerase Chain Reaction (PCR)/Sanger Sequencing | Yes | Beta Globin Gene Sequencing, B | A hemoglobin electrophoresis evaluation (HBEL1 / Hemoglobin Electrophoresis Evaluation, Blood) is always indicated prior to beta-globin gene sequencing because these conditions can be complex and protein data allows accurate and rapid classification of the patient phenotype. | Specimen Type:Whole blood Container/Tube: Preferred:Lavendertop (EDTA) Acceptable:Yellowtop (ACD),greentop (sodium heparin) Specimen Volume:4 mL CollectionInstructions: 1.Invertseveraltimestomixblood. 2. Send whole blood specimenintheoriginaltube.Do not aliquot. Specimen Stability Information:Refrigerate 30 days(preferred)/Ambient 14 days Specimen Type:Extracted DNA from whole blood Container/Tube:1.5- to 2-mL tube Specimen Volume:Entire specimen Collection Instructions: 1.Label specimen as extracted DNA and source of specimen 2. Provide volume and concentration of the DNA Specimen Stability Information:Frozen (preferred)/Refrigerate/Ambient | Blood: 1 mL; Extracted DNA: 50 mcL at 50 ng/mcL concentration | Beta-globin gene sequencing is useful in the evaluation of beta-globin chain variants and beta thalassemia. It detects almost all beta-globin variants and the most common beta thalassemia sequence variants, although prevalence is ethnicity dependent. Because these conditions are often complex, this test should always be interpreted in the context of protein studies, such as hemoglobin electrophoresis and red blood cell indices. The majority of beta-globin chain variants are clinically and hematologically benign; however, some have important clinical consequences, such as erythrocytosis, cyanosis/hypoxia, chronic hemolysis, or unexplained microcytosis. Most of the common clinically significant hemoglobin (Hb) variants (ie, HbS, HbC, HbE, and others) are easily distinguished by hemoglobin electrophoresis and do not require molecular analysis. In addition, they are frequently found in complex hemoglobin disorders due to multiple genetic variants, and accurate classification requires sequencing data within the context of protein data. In some instances, beta-globin sequencing is necessary to identify or confirm the identity of rare variants, especially those associated with erythrocytosis and chronic hemolytic anemia. Rare hyper-unstable variants (also termed dominant beta thalassemia mutations) result in hemolytic anemia and do not create protein stable enough to be detectable by protein methods, including stability studies. They are not always associated with elevated HbA2 or microcytosis and, therefore, can be electrophoretically silent. These require a high degree of clinical suspicion as all electrophoretic testing as well as stability studies cannot exclude this condition. Beta thalassemia is an autosomal recessive condition characterized by decreased or absent synthesis of beta-globin chains due to sequence variants in the beta-globin gene (HBB). No abnormal protein is present and diagnosis by electrophoresis relies on hemoglobin fraction percentage alterations (ie, HbA2 or HbF elevations). Beta thalassemia can be split into 3 broad classes (categorized by clinical features): 1. Beta thalassemia trait (also called beta thalassemia minor and beta thalassemia carrier) (B[A]B[+] or B[A]B[0]) 2. Beta thalassemia intermedia (B[+]B[+] or B[+]B[0]) 3. Beta thalassemia major (B[+]B[0] or B[0]B[0]) Beta thalassemia trait is typically a harmless condition with varying degrees of microcytosis and hypochromia and sometimes mild anemia. Transfusions are not required. Beta thalassemia intermedia is a clinical distinction and is characterized by a more severe degree of anemia than beta thalassemia trait with few or intermittent transfusions required. Later in life, these individuals are at risk for iron overload even in the absence of chronic transfusion due to increased intestinal absorption of iron. Beta thalassemia major typically comes to medical attention early in life due to severe anemia, hepatosplenomegaly, and failure to thrive. Skeletal changes are also common due to expansion of the bone marrow. Without appropriate treatment these patients have a shortened lifespan. The majority of beta thalassemia variations (>90%) are point alterations, small deletions, or insertions, which are detected by beta-globin gene sequencing. The remaining beta thalassemia sequence variants are either due to large genomic deletions ofHBBor, very rarely, trans-acting beta thalassemia variations located outside of the beta-globin gene cluster. Some rare beta-chain variants can be clinically or electrophoretically indistinguishable from beta thalassemia and cannot be confirmed without molecular analysis. | An interpretive report will be provided. | The alteration will be provided with the classification, if known. Further interpretation requires correlation with protein studies and red blood cell indices. | This assay will not detect large deletions or duplications within the beta globin gene. In addition, hybrid beta globin variants (ie, hemoglobin Lepore) will not be detected by this method. This method cannot distinguish between homozygous and compound heterozygous variants associated with large deletions. This method cannot distinguish between double substitution on single chromosome and a compound heterozygous state. Beta-globin sequencing alone is not able to distinguish between alterations that are found in the same copy of theHBBgene (ie, variants that are "linked" or "in cis") and alterations found on differentHBBgene copies (ie, are "in trans"). This limitation of sequencing may complicate diagnosis and has implications for inheritance and proper genetic counseling. To resolve these cases, molecular results must be correlated with electrophoretic and protein data, other laboratory findings, clinical findings, and family studies. Misinterpretation of results may occur if the information provided is inaccurate or incomplete. Rare genetic alterations exist that could lead to false-negative or false-positive results. If results obtained do not match the clinical findings, additional testing should be considered. | 1. Hoyer JD, Hoffman DR. The thalassemia and hemoglobinopathy syndromes. In: McClatchey KD, ed. Clinical Laboratory Medicine. 2nd ed. Lippincott Williams and Wilkins; 2002:866-895 2. Thein SL. The molecular basis of beta-thalassemia. Cold Spring Harb Perspect Med. 2013;3(5):a011700 3. Hoyer JD, Kroft, SH. Color Atlas of Hemoglobin Disorders: A Compendium Based on Proficiency Testing. CAP; 2003 4. Merchant S, Oliveira JL, Hoyer JD, Viswanatha DS. Molecular diagnosis in hematopathology. In: Hsi E, Volume ed. Goldblum J, ed. Hematopathology: A Volume in Foundations in Diagnostic Pathology Series. 2nd ed. Churchill Livingstone; 2012 | Genomic DNA is extracted from whole blood. TheHBBgene is amplified by polymerase chain reaction (PCR). The PCR product is then purified and sequenced in both directions using fluorescent dye-terminator chemistry. Sequencing products are separated on an automated sequencer and trace files analyzed for variations in all exons, introns with the exception of IVS-II-82 through IVS-II-650, the 5'UTR, the 3'UTR, and the promoter region. Results are correlated with routine studies to identify unusual beta globin variants.(Reddy PL, Bowie LJ. Sequence-based diagnosis of hemoglobinopathies in the clinical laboratory. Clin Lab Med. 1997;17[1]:85-96; Traeger-Synodinos J, Harteveld CL. Advances in technologies for screening and diagnosis of hemoglobinopathies. Biomarkers Med. 2014;8[1]:115-127) | 10 days | Whole blood: 2 weeks; DNA: 3 months | This test was developed and its performance characteristics determined by Mayo Clinic in a manner consistent with CLIA requirements. It has not been cleared or approved by the US Food and Drug Administration. | 81364-HBB (hemoglobin, beta) full sequence | Beta Globin Gene Sequencing, B | 79401-6 | 43922 | Interpretation | 69047-9
FBLGG | Beta Lactoglobulin IgG |  | Enzyme Immunoassay (FEIA) | No | Beta Lactoglobulin IgG | Serum | Specimen Type:Serum Container/Tube:Red Top Specimen Volume:0.5 mL Collection Instructions:Draw blood in a plain red-top tube(s), serum gel tube(s) is acceptable. Spin down and send 0.5 mL of serum refrigerated in a plastic vial. | 0.5 mL |  | Reference ranges have not been established for food-specific IgG tests. | The clinical utility of food-specific IgG tests has not been established. These tests can be used in special clinical situations to select foods for evaluation by diet elimination and challenge in patients who have food-related complaints. It should be recognized that the presence of food-specific IgG alone cannot be taken as evidence of food allergy and only indicates immunologic sensitization by the food allergen in question. This test should only be ordered by physicians who recognize the limitations of the test. |  |  |  | 3 to 7 days |  | This test was developed and its performance characteristics determined by Eurofins Viracor. It has not been cleared or approved by the U.S. Food and Drug Administration. | 86001 | Beta Lactoglobulin IgG | 63090-5 | FBLGG | Beta Lactoglobulin IgG | 63090-5
AB2GP | Beta-2 Glycoprotein 1 Antibodies, IgA, Serum | Evaluating patients with suspected antiphospholipid syndrome by identification of beta-2 glycoprotein 1 IgA antibodies Evaluating patients at-risk for antiphospholipid syndrome (APS) who are negative for criteria APS tests Estimating the risk of thrombosis and/or pregnancy-related morbidity in patients with systemic lupus erythematosus | Enzyme-Linked Immunosorbent Assay (ELISA) | Yes | Beta 2 GP1 Ab IgA, S | Serum | Collection Container/Tube: Preferred:Serum gel Acceptable:Red top Submission Container/Tube:Plastic vial Specimen Volume:0.5 mL Collection Instructions: Centrifuge and aliquot serum into a plastic vial. | 0.4 mL | Antiphospholipid syndrome (APS) has traditionally been described as a systemic autoimmune disease characterized by thrombosis or specific pregnancy-related morbidities associated with persistent documentation of "criterial" antiphospholipid antibody (aPL) tests.(1-2) Based on the 2006 revised Sapporo consensus classification, the "criterial" aPL antibody tests include lupus anticoagulant (LAC), and IgG/IgM antibodies to the cardiolipin (aCL) and beta-2-glyocoprotein I (anti-B2GPI) with all tests carrying equal diagnostic significance for disease.(1) In 2023, the American College of Rheumatology (ACR)/European Alliance of Associations for Rheumatology (EULAR) published new classification criteria for APS, which includes an entry criterion of at least one positive aPL antibody test within 3 years of identification of an aPL-associated clinical criterion, followed by additive weighted criteria (score range 1-7 points each) clustered into 6 clinical domains (macrovascular venous thromboembolism, macrovascular arterial thrombosis, microvascular, obstetric, cardiac valve, and hematologic) and 2 laboratory domains (LAC functional coagulation assays and solid-phase enzyme-linked immunosorbent assays [ELISA] for IgG/IgM aCL and/or IgG/IgM anti-B2GPI).(3) Of note, aPL antibodies also occur in patients with autoimmune diseases with significant prevalence in systemic lupus erythematosus (SLE) as well as other clinical manifestations (eg, heart valve disease, livedo reticularis, thrombocytopenia, nephropathy and neurological) often associated with APS.(1-3) Thus, in addition to the 2023 APS classification criteria, the 2012 derivation and validation of the Systemic Lupus International Collaborating Clinics (SLICC) classification criteria for SLE recommends testing for the criteria aPL antibody tests as well as aCL IgA and anti-B2GPI IgA.(4) B2GPI is a 326-amino acid protein that is synthesized by hepatocytes, endothelial cells, and trophoblast cells.(5) It contains 5 repetitive structures or "sushi domains," termed domain 1 through 5, for a combined molecular weight of 54 kDa.(5-7) Autoantibodies to B2GPI may be detected by solid-phase immunoassays (SPA) and functional coagulation assays. Unlike the LAC, the SPA provides quantitative measurements and antibody isotype class determinations that are important for risk assessment. Immunoassays for the detection and quantification of anti-B2GPI antibodies can be performed using either a composite substrate comprised of B2GPI plus anionic phospholipid (ie, cardiolipin-dependent B2GPI) or B2GPI alone. Antibodies detected using B2GPI substrate without another phospholipid (direct assays) are referred to simply as "anti-B2GPI 1 antibodies." Some anti-B2GPI antibodies are capable of inhibiting clot formation in functional coagulation assays that contain low concentrations of phospholipid cofactors.(6) Antibodies detected by functional coagulation assays are commonly referred to as LAC. Anti-B2GPI antibodies associated with thromboembolic events target domain 1 of the molecule and are responsible for LAC (functional, phospholipid-dependent prolongation of the clotting time) and aCL-dependent B2GPI antibody positivity.(2) For the detection of anti-B2GPI IgG and IgM antibodies, the APS guidance advocates for the use of values above the 99th percentile of the laboratory's population in the establishment of reference intervals for tests. While this recommendation may be used for anti-B2GPI IgA immunoassays, there is no consensus for their determination.(6) aPL antibodies were traditionally determined using the classic ELISA, with more diverse methods recently developed and adapted for clinical testing. Recognizing the analytical and diagnostic challenges associated with aPL antibody testing, initiatives to support assay harmonization and utilization, including the development of calibrators, test development, and validation efforts as well as preanalytical, analytical, and postanalytical measures have been published.(7) The interpretation and relevance of aPL antibody tests are dependent on factors such as the type of aPL (LAC, aCL or anti-B2GPI), the source of cardiolipin and/or B2GPI, aPL antibody class (IgG, IgM or IgA) and level, as well as whether antibody positivity is single, double or triple.(1-3,7,8) The 2023 ACR/EULAR classification criteria for APS are meant for clinical studies and may not be appropriate for routine patient evaluation and management. Therefore, in clinical practice, if suspicion for disease is high but criteria aPL antibody tests are inconclusive or negative, deviation from the APS classification criteria may be justified. This may include testing for non-criteria aPL antibody tests, such the aCL IgA and anti-B2GPI IgA recommended in 2012 SLICC guidance for SLE or evaluation of other non-criteria aPL antibody tests.(4,9,10) However, there is no formal guidance for the measurement and interpretation of aCL and anti-B2GPI IgA antibodies in patients with APS or SLE. Some clinical relevance between APS-related clinical symptoms and the presence of aCL/anti-B2GPI IgA have been reported; however, the added value is minimal.(10,11) Isolated aPL IgA is rare, and these antibodies are usually found in association with IgG or IgM. | <15.0 SAU (negative) 15.0-39.9 SAU (weakly positive) 40.0-79.9 SAU (positive) > or =80.0 SAU (strongly positive) Results are reported in standard IgA anti-beta 2 glycoprotein 1 units (SAU). Reference values apply to all ages. | The presence of anti-beta-2 glycoprotein 1 (anti-B2GPI) IgA antibodies may be associated with a diagnosis of antiphospholipid syndrome (APS) or systemic lupus erythematosus (SLE). In the absence of "criteria" aPL antibodies for APS and diagnostic tests for SLE, isolated anti-B2GPI IgA must be interpreted with a high degree of caution. Documentation of persistence for anti-B2GPI IgA, as is the case for criteria B2GPI IgG and IgM antibodies, would be consistent with best clinical practice. Detection of B2GPI antibodies is not affected by anticoagulant treatment. | Immunoassays for the detection of antiphospholipid antibodies, including beta-2 glycoprotein 1 (B2GPI) may not completely distinguish between autoantibodies specific for antiphospholipid syndrome and those antibodies produced in response to infectious agents with or without thrombosis. Since these antibodies may be transiently produced, documentation of persistence as outlined in the 2006 revised Sapporo guidance for the criteria antibodies would constitute best practice, see Clinical Information. Comparative studies and interlaboratory proficiency surveys indicate that results of phospholipid antibody tests can be highly variable, and results obtained with different commercial immunoassays may yield different results.(7,8,11) | 1. Miyakis S, Lockshin MD, Atsumi T, et al. International consensus statement on an update of the classification criteria for definite antiphospholipid syndrome (APS). J Thromb Haemost. 2006;4(2):295-306 2. Pengo V, Bison E, Denas G, Jose SP, Zoppellaro G, Banzato A. Laboratory diagnostics of antiphospholipid syndrome. Semin Thromb Hemost. 2018;44(5):439-444 3. Barbhaiya M, Zuily S, Naden R, et al. The 2023 ACR/EULAR antiphospholipid syndrome classification criteria. Arthritis Rheumatol. 2023;75(10):1687-1702 4. Petri M, Orbai AM, Alarcon GS, et al. Derivation and validation of the Systemic Lupus International Collaborating Clinics classification criteria for systemic lupus erythematosus. Arthritis Rheum. 2012;64(8):2677-2686 5. Lozier J, Takahashi N, Putnam F W: Complete amino acid sequence of human plasma beta 2 glycoprotein 1. Proc Natl Acad Sci U S A. 1984;81(12):3640-3644 6. Audrain MAP, El-Kouri D, Hamidou MA, el al. Value of autoantibodies to beta(2)-glycoprotein 1 in the diagnosis of antiphospholipid syndrome. Rheumatology (Oxford). 2002;41(5):550-553 7. Lakos G, Favaloro EJ, Harris EN, et al. International consensus guidelines on anticardiolipin and anti-beta 2-glycoprotein I testing: report from the 13th International Congress on Antiphospholipid Antibodies. Arthritis Rheum. 2012;64(1):1-10 8. Devreese KMJ. Solid phase assays for antiphospholipid antibodies. Semin Thromb Hemost. 2022;48(6):661-671 9. Cousins L, Pericleous C, Khamashta M, et al. Antibodies to domain I of beta-2-glycoprotein I and IgA antiphospholipid antibodies in patients with ‘seronegative’ antiphospholipid syndrome. Ann Rheum Dis. 2015;74(01):317-319 10. Nakamura H, Oku K, Amengual O, et al. First-line, non-criterial antiphospholipid antibody testing for the diagnosis of antiphospholipid syndrome in clinical practice: A combination of anti-beta2 -glycoprotein I domain I and anti-phosphatidylserine/prothrombin complex antibodies tests. Arthritis Care Res (Hoboken). 2018;70(4):627-634 11. Meijide H, Sciascia S, Sanna G, Khamashta MA, Bertolaccini ML. The clinical relevance of IgA anticardiolipin and IgA anti-B2 glycoprotein I antiphospholipid antibodies: a systematic review. Autoimmun Rev. 2013;12(03):421-425 | Purified beta-2 glycoprotein 1 (B2GPI) antigen is bound to the wells of a polystyrene microwell plate under conditions that preserve the antigen in its native state. Prediluted controls and diluted patient sera are added to separate wells, allowing any B2GPIIgA antibodies present to bind to the immobilized antigen. Unbound sample is washed away, and an enzyme-labeled antihuman IgA conjugate is added to each well. A second incubation allows the enzyme-labeled antihuman IgA to bind to any patient antibodies that have attached to the microwells. After washing away any unbound enzyme-labeled antihuman IgA, the remaining enzyme activity is measured by adding a chromogenic substrate and measuring the intensity of the color that develops. The assay can be evaluated spectrophotometrically by measuring and comparing the color intensity that develops in the patient wells with that of a 5-point calibration curve. Semiquantitative results are reported in standard IgA anti-B2GPIunits (SAU).(Package insert: QUANTA Lite beta 2 GP1 IgA ELISA. Inova Diagnostics; Revision 11, 04/2020) | 4 to 6 days | 14 days | This test has been cleared, approved, or is exempt by the US Food and Drug Administration and is used per manufacturer's instructions. Performance characteristics were verified by Mayo Clinic in a manner consistent with CLIA requirements. | 86146 | Beta 2 GP1 Ab IgA, S | 44447-1 | AB2GP | Beta 2 GP1 Ab IgA, S | 44447-1
B2GMG | Beta-2 Glycoprotein 1 Antibodies, IgG and IgM, Serum | Evaluating patients with suspected antiphospholipid syndrome by identification of beta-2 glycoprotein 1 IgM and IgG antibodies First-line test when antiphospholipid syndrome is strongly suspected in conjunction with cardiolipin antibodies (IgG and IgM) and lupus anticoagulant testing Estimating the risk of thrombosis and/or pregnancy-related morbidity in patients with systemic lupus erythematosus | Enzyme-Linked Immunosorbent Assay (ELISA) | Yes | Beta 2 GP1 Ab, IgM/IgG, S | Serum | Collection Container/Tube: Preferred:Serum gel Acceptable:Red top Submission Container/Tube:Plastic vial Specimen Volume:0.5 mL Collection Instructions: Centrifuge and aliquot serum into a plastic vial. | 0.4 mL | Antiphospholipid syndrome (APS) has traditionally been described as a systemic autoimmune disease characterized by thrombosis or specific pregnancy-related morbidities associated with persistent documentation of "criterial" antiphospholipid antibody (aPL) tests.(1,2) Based on the 2006 revised Sapporo consensus classification, the "criterial" aPL antibody tests include lupus anticoagulant (LAC), IgG/IgM antibodies to the cardiolipin (aCL), andbeta-2-glyocoprotein I (anti-B2GPI) with all tests carrying equal diagnostic significance for disease.(1) In 2023, the American College of Rheumatology (ACR)/European Alliance of Associations for Rheumatology (EULAR) published new classification criteria for APS, which includes an entry criterion of at least one positive aPL antibody test within 3 years of identification of an aPL-associated clinical criterion, followed by additive weighted criteria (score range 1-7 points each) clustered into 6 clinical domains (macrovascular venous thromboembolism, macrovascular arterial thrombosis, microvascular, obstetric, cardiac valve, and hematologic) and 2 laboratory domains (LAC functional coagulation assays and solid-phase enzyme-linked immunosorbent assays (ELISA) for IgG/IgM aCL and/or IgG/IgM anti-B2GPI).(3) Of note, aPL antibodies also occur in patients with autoimmune diseases with significant prevalence in systemic lupus erythematosus (SLE) as well as other clinical manifestations (eg, heart valve disease, livedo reticularis, thrombocytopenia, nephropathy and neurological) often associated with APS.(1-3) B2GPI is a 326-amino acid protein synthesized by hepatocytes, endothelial cells, and trophoblast cells.(4) It contains 5 repetitive structures or "sushi domains," termed domain 1 through 5, for a combined molecular weight of 54 kDa.(5-7) Autoantibodies to B2GPI may detected by solid-phase immunoassays (SPA) and functional coagulation assays. Unlike the LAC, the SPA provides quantitative measurements and antibody isotype class determinations that are important for risk assessment. Immunoassays for the detection and quantification of anti-B2GPI antibodies can be performed using either a composite substrate comprised of B2GPI plus anionic phospholipid (ie, cardiolipin-dependent B2GPI) or B2GPI alone. Antibodies detected using B2GPI substrate without another phospholipid (direct assays) are referred to simply as "anti-B2GPI 1 antibodies." Some anti-B2GPI antibodies are capable of inhibiting clot formation in functional coagulation assays that contain low concentrations of phospholipid cofactors.(5) Antibodies detected by functional coagulation assays are commonly referred to as LAC. Anti-B2GPI antibodies associated with thromboembolic events target domain 1 of the molecule and are responsible for LAC (functional, phospholipid-dependent prolongation of the clotting time) and aCL-dependent B2GPI antibody positivity.(2) For the detection of anti-B2GPI IgG and IgM antibodies, the APS guidance advocates for the use of values above the 99th percentile of the laboratory's population in the establishment of reference intervals for tests. While this recommendation may be used for anti-B2GPI IgA immunoassays, there is no consensus for their determination.(6) Thrombosis and obstetric complications are common clinical events in the general population and are not unique to APS; therefore, the presence of aPL antibodies is an absolute requirement for the diagnosis of definite APS.(1,5,7) Furthermore, aPL antibodies are heterogeneous with overlapping tendencies; the lack of aPL test harmonization or standardization requires the use of all 3 tests for optimal APS diagnosis.(1,3,6,7) aPL antibodies were traditionally determined using the classic ELISA, with more diverse methods recently developed and adapted for clinical testing. Recognizing the analytical and diagnostic challenges associated with aPL antibody testing, initiatives to support assay harmonization and utilization, including the development of calibrators, test development, and validation efforts, as well as preanalytical, analytical, and postanalytical measures, have been published.(6-8) Overall, the interpretation and relevance of aPL antibody tests are dependent on factors such as the type of aPL (LAC, aCL or anti-B2GPI ), the source of cardiolipin and/or B2GPI , aPL antibody class (IgG, IgM or IgA) and level, as well as whether antibody positivity is single, double or triple.(1-3,6-8) The 2023 ACR/EULAR classification criteria for APS are meant for clinical studies and may not be appropriate for routine patient evaluation and management. Therefore, in clinical practice, if suspicion for disease is high but criteria aPL antibody tests are inconclusive or negative, deviation from the APS diagnostic criteria may be justified. This may include testing for noncriteria aPL antibody tests, such the aCL IgA, anti-B2GPI IgA and anti-phosphatidylserine/prothrombin complex IgG and IgM antibodies.(2,6,9,10) However, there is no formal guidance for the measurement and interpretation of these non-criterial aPL antibodies in patients with APS or SLE. | BETA 2 GLYCOPROTEIN 1 (GP1) ANTIBODIES IgG: <15.0 SGU (negative) 15.0-39.9 SGU (weakly positive) 40.0-79.9 SGU (positive) > or = 80.0 SGU (strongly positive) Results are reported in standard IgG anti-beta 2 GP1 units (SGU). Reference values apply to all ages. BETA 2 GLYCOPROTEIN 1 ANTIBODIES IgM: <15.0 SMU (negative) 15.0-39.9 SMU (weakly positive) 40.0-79.9 SMU (positive) > or = 80.0 SMU (strongly positive) Results are reported in standard IgM anti-beta 2 GP1 units (SMU). Reference values apply to all ages. | Positive results for beta-2 glycoprotein 1 (B2GPI) IgG and IgM antibodies, in association with specific clinical manifestations, may be diagnostic for antiphospholipid syndrome (APS). Low levels of B2GPIIgG or IgM antibodies, especially in the absence of other criterial phospholipid antibodies should be interpreted with a high degree of suspicion. Compared to B2GPI IgG, low and isolated levels of B2GP1 IgM antibodies have been reported to demonstrate a low risk for APS. Documentation of persistent anti-B2GPI antibodies is a requirement for the diagnosis of definite APS. Antibodies must be detected on 2 or more occasions at least 12 weeks apart to fulfill the laboratory diagnostic criteria for APS. Detection of B2GPI antibodies using the enzyme-linked immunoassay method or other solid-phase immunoassays is not affected by anticoagulant treatment. | Immunoassays for the detection of antiphospholipid antibodies including beta-2 glycoprotein 1 may not completely distinguish between autoantibodies specific for antiphospholipid syndrome and those antibodies produced in response to infectious agents with or without thrombosis. Since these antibodies may be transiently produced, documentation of persistence as outlined in the 2006 revised Sapporo guidance for the criteria antibodies would constitute best practice (see Clinical Information). Comparative studies and interlaboratory proficiency surveys indicate that results of phospholipid antibody tests can be highly variable, and results obtained with different commercial immunoassays may yield different results.(6-8) | 1. Miyakis S, Lockshin MD, Atsumi T, et al. International consensus statement on an update of the classification criteria for definite antiphospholipid syndrome (APS). J Thromb Haemost. 2006;4(2):295-306 2. Pengo V, Bison E, Denas G, Jose SP, Zoppellaro G, Banzato A. Laboratory diagnostics of antiphospholipid syndrome. Semin Thromb Hemost. 2018;44(5):439-444 3. Barbhaiya M, Zuily S, Naden R, et al. The 2023 ACR/EULAR antiphospholipid syndrome classification criteria. Arthritis Rheumatol. 2023;75(10):1687-1702 4. Lozier J, Takahashi N, Putnam F W: Complete amino acid sequence of human plasma beta 2 glycoprotein 1. Proc Natl Acad Sci U S A. 1984;81(12):3640-3644 5. Audrain MAP, El-Kouri D, Hamidou MA, el al. Value of autoantibodies to beta(2)-glycoprotein 1 in the diagnosis of antiphospholipid syndrome. Rheumatology (Oxford). 2002;41(5):550-553 6. Lakos G, Favaloro EJ, Harris EN, et al. International consensus guidelines on anticardiolipin and anti-beta 2-glycoprotein I testing: report from the 13th International Congress on Antiphospholipid Antibodies. Arthritis Rheum. 2012;64(1):1-10 7. Devreese KMJ. Solid phase assays for antiphospholipid antibodies. Semin Thromb Hemost. 2022;48(6):661-671 8. Tebo AE. Laboratory evaluation of antiphospholipid syndrome: An update on autoantibody testing. Clin Lab Med. 2019;39(4):553-565 9. Cousins L, Pericleous C, Khamashta M, et al. Antibodies to domain I of beta-2-glycoprotein I and IgA antiphospholipid antibodies in patients with ‘seronegative’ antiphospholipid syndrome. Ann Rheum Dis. 2015;74(01):317-319 10. Nakamura H, Oku K, Amengual O, et al. First-line, non-criterial antiphospholipid antibody testing for the diagnosis of antiphospholipid syndrome in clinical practice: A combination of anti-beta2 -glycoprotein I domain I and anti-phosphatidylserine/prothrombin complex antibodies tests. Arthritis Care Res (Hoboken). 2018;70(4):627-634 | Purified beta-2 glycoprotein (B2GPI) antigen is bound to the wells of a polystyrene microwell plate under conditions that will preserve the antigen in its native state. Prediluted controls and diluted patient sera are added to separate wells, allowing any B2GPI IgM or IgG antibodies present to bind to the immobilized antigen. Unbound sample is washed away, and an enzyme-labeled antihuman IgM or IgG conjugate is added to each well. A second incubation allows the enzyme-labeled antihuman IgM or IgG to bind to any patient antibodies that have attached to the microwells. After washing away any unbound enzyme-labeled antihuman IgM or IgG, the remaining enzyme activity is measured by adding a chromogenic substrate and measuring the intensity of the color that develops. The assay can be evaluated spectrophotometrically by measuring and comparing the color intensity that develops in the patient wells with that of a 5-point calibration curve. Semiquantitative results are reported in standard IgM and IgG anti-B2GPI units (SMU and SGU, respectively).(Package inserts: QUANTA Lite beta 2 GP1 IgM ELISA. Inova Diagnostics; Revision 16, 09/2018; QUANTA Lite beta 2 GP1 IgG ELISA. Inova Diagnostics; Revision 19, 07/2020) | 2 to 6 days | 14 days | This test has been cleared, approved, or is exempt by the US Food and Drug Administration and is used per manufacturer's instructions. Performance characteristics were verified by Mayo Clinic in a manner consistent with CLIA requirements. | 86146 x 2 | Beta 2 GP1 Ab, IgM/IgG, S | 72488-0 | MB2GP | Beta 2 GP1 Ab IgM, S | 44449-7
GB2GP | Beta-2 Glycoprotein 1 Antibodies, IgG, Serum | Evaluating patients with suspected antiphospholipid syndrome by identification of beta-2 glycoprotein 1 IgG antibodies First-line test when antiphospholipid syndrome is strongly suspected, in conjunction with cardiolipin antibodies (IgG and IgM) and lupus anticoagulant testing Estimating the risk of thrombosis and/or pregnancy-related morbidity in patients with systemic lupus erythematosus | Enzyme-Linked Immunosorbent Assay (ELISA) | Yes | Beta 2 GP1 Ab IgG, S | Serum | Collection Container/Tube: Preferred:Serum gel Acceptable:Red top Submission Container/Tube:Plastic vial Specimen Volume:0.5 mL Collection Instructions: Centrifuge and aliquot serum into a plastic vial. | 0.4 mL | Antiphospholipid syndrome (APS) has traditionally been described as a systemic autoimmune disease characterized by thrombosis or specific pregnancy-related morbidities associated with persistent documentation of "criterial" antiphospholipid antibody (aPL) tests.(1,2) Based on the 2006 revised Sapporo consensus classification, the "criterial" aPL antibody tests include lupus anticoagulant (LAC), and IgG/IgM antibodies to the cardiolipin (aCL) and beta-2-glyocoprotein I (anti-B2GPI) with all tests carrying equal diagnostic significance for disease.(1) In 2023, the American College of Rheumatology (ACR)/European Alliance of Associations for Rheumatology (EULAR) published new classification criteria for APS, which includes an entry criterion of at least one positive aPL antibody test within 3 years of identification of an aPL-associated clinical criterion, followed by additive weighted criteria (score range 1-7 points each) clustered into 6 clinical domains (macrovascular venous thromboembolism, macrovascular arterial thrombosis, microvascular, obstetric, cardiac valve, and hematologic) and 2 laboratory domains (LAC functional coagulation assays and solid-phase enzyme-linked immunosorbent assays [ELISA] for IgG/IgM aCL and/or IgG/IgM anti-B2GPI).(3) Of note, aPL antibodies also occur in patients with autoimmune diseases with significant prevalence in systemic lupus erythematosus (SLE) as well as other clinical manifestations (eg, heart valve disease, livedo reticularis, thrombocytopenia, nephropathy and neurological) often associated with APS.(1-3) B2GPI is a 326-amino acid protein that is synthesized by hepatocytes, endothelial cells, and trophoblast cells.(4) It contains 5 repetitive structures or "sushi domains," termed domain 1 through 5, for a combined molecular weight of 54 kDa.(5-7) Autoantibodies to B2GPI may detected by solid-phase immunoassays (SPA) and functional coagulation assays. Unlike the LAC, the SPA provides quantitative measurements and antibody isotype class determinations that are important for risk assessment. Immunoassays for the detection and quantification of anti-B2GPI antibodies can be performed using either a composite substrate comprised of B2GPI plus anionic phospholipid (ie, cardiolipin-dependent B2GPI) or B2GPI alone. Antibodies detected using B2GPI substrate without another phospholipid (direct assays) are referred to simply as "anti-B2GPI 1 antibodies." Some anti-B2GPI antibodies are capable of inhibiting clot formation in functional coagulation assays that contain low concentrations of phospholipid cofactors.(5) Antibodies detected by functional coagulation assays are commonly referred to as LAC. Anti-B2GPI antibodies associated with thromboembolic events target domain 1 of the molecule and are responsible for LAC (functional, phospholipid-dependent prolongation of the clotting time) and aCL-dependent B2GPI antibody positivity.(2) For the detection of anti-B2GPI IgG and IgM antibodies, the APS guidance advocates for the use of values above the 99th percentile of the laboratory's population in the establishment of reference intervals for tests. While this recommendation may be used for anti-B2GPI IgA immunoassays, there is no consensus for their determination.(6) Thrombosis and obstetric complications are common clinical events in the general population and are not unique to APS; therefore, the presence of aPL antibodies is an absolute requirement for the diagnosis of definite APS.(1,5,7) Furthermore, aPL antibodies are heterogeneous with overlapping tendencies; the lack of aPL test harmonization or standardization requires the use of all 3 tests for optimal APS diagnosis.(1,3,6,7) aPL antibodies were traditionally determined using the classic ELISA, with more diverse methods recently developed and adapted for clinical testing. Recognizing the analytical and diagnostic challenges associated with aPL antibody testing, initiatives to support assay harmonization and utilization, including the development of calibrators, test development, and validation efforts, as well as preanalytical, analytical, and postanalytical measures, have been published.(6-8) Overall, the interpretation and relevance of aPL antibody tests are dependent on factors such as the type of aPL (LAC, aCL or anti-B2GPI ), the source of cardiolipin and/or B2GPI , aPL antibody class (IgG, IgM or IgA) and level, as well as whether antibody positivity is single, double or triple.(1-3,6-8) The 2023 ACR/EULAR classification criteria for APS are meant for clinical studies and may not be appropriate for routine patient evaluation and management. Therefore, in clinical practice, if suspicion for disease is high but criteria aPL antibody tests are inconclusive or negative, deviation from the APS diagnostic criteria may be justified. This may include testing for noncriteria aPL antibody tests, such the aCL IgA, anti-B2GPI IgA and anti-phosphatidylserine/prothrombin complex IgG and IgM antibodies.(2,6,9,10) However, there is no formal guidance for the measurement and interpretation of these non-criterial aPL antibodies in patients with APS or SLE. | <15.0 SGU (negative) 15.0-39.9 SGU (weakly positive) 40.0-79.9 SGU (positive) > or =80.0 SGU (strongly positive) Results are reported in standard IgG anti-beta 2 glycoprotein 1 units (SGU). Reference values apply to all ages. | Positive results for beta-2 glycoprotein 1 (B2GPI) IgG antibodies, in association with specific clinical manifestations, may be diagnostic for antiphospholipid syndrome (APS). Low levels of B2GPIIgG antibodies, especially in the absence of other criteria phospholipid antibodies, should be interpreted with a high degree of suspicion. Documentation of persistent anti- B2GPIIgG antibodies is a requirement for the diagnosis of definite APS. Antibodies must be detected on 2 or more occasions at least 12 weeks apart to fulfill the laboratory diagnostic criteria for APS. Detection of B2GPIantibodies using the enzyme-linked immunosorbent assay method or other solid-phase immunoassays is not affected by anticoagulant treatment. | Immunoassays for the detection of antiphospholipid (aPL) antibodies, including beta-2 glycoprotein 1 (B2GPI) may not completely distinguish between autoantibodies specific for antiphospholipid syndrome (APS) and those antibodies produced in response to infectious agents with or without thrombosis. Since these antibodies may be transiently produced, documentation of persistence as outlined in the 2006 revised Sapporo guidance for the criteria antibodies would constitute best practice, see Clinical Information. Comparative studies and interlaboratory proficiency surveys indicate that results of phospholipid antibody tests can be highly variable, and results obtained with different commercial immunoassays may yield different results.(reviewed or documented in references 6-8) | 1. Miyakis S, Lockshin MD, Atsumi T, et al. International consensus statement on an update of the classification criteria for definite antiphospholipid syndrome (APS). J Thromb Haemost. 2006;4(2):295-306 2. Pengo V, Bison E, Denas G, Jose SP, Zoppellaro G, Banzato A. Laboratory diagnostics of antiphospholipid syndrome. Semin Thromb Hemost. 2018;44(5):439-444 3. Barbhaiya M, Zuily S, Naden R, et al. The 2023 ACR/EULAR antiphospholipid syndrome classification criteria. Arthritis Rheumatol. 2023;75(10):1687-1702 4. Lozier J, Takahashi N, Putnam F W: Complete amino acid sequence of human plasma beta 2 glycoprotein 1. Proc Natl Acad Sci U S A. 1984;81(12):3640-3644 5. Audrain MAP, El-Kouri D, Hamidou MA, el al. Value of autoantibodies to beta(2)-glycoprotein 1 in the diagnosis of antiphospholipid syndrome. Rheumatology (Oxford). 2002;41(5):550-553 6. Lakos G, Favaloro EJ, Harris EN, et al. International consensus guidelines on anticardiolipin and anti-beta 2-glycoprotein I testing: report from the 13th International Congress on Antiphospholipid Antibodies. Arthritis Rheum. 2012;64(1):1-10 7. Devreese KMJ. Solid phase assays for antiphospholipid antibodies. Semin Thromb Hemost. 2022;48(6):661-671 8. Tebo AE. Laboratory evaluation of antiphospholipid syndrome: An update on autoantibody testing. Clin Lab Med. 2019;39(4):553-565 9. Cousins L, Pericleous C, Khamashta M, et al. Antibodies to domain I of beta-2-glycoprotein I and IgA antiphospholipid antibodies in patients with ‘seronegative’ antiphospholipid syndrome. Ann Rheum Dis. 2015;74(01):317-319 10. Nakamura H, Oku K, Amengual O, et al. First-line, non-criterial antiphospholipid antibody testing for the diagnosis of antiphospholipid syndrome in clinical practice: A combination of anti-beta2 -glycoprotein I domain I and anti-phosphatidylserine/prothrombin complex antibodies tests. Arthritis Care Res (Hoboken). 2018;70(4):627-634 | Purified beta-2 glycoprotein 1 (B2GPI) antigen is bound to the wells of a polystyrene microwell plate under conditions that preserve the antigen in its native state. Prediluted controls and diluted patient sera are added to separate wells, allowing any B2GPI IgG antibodies present to bind to the immobilized antigen. Unbound sample is washed away, and an enzyme-labeled antihuman IgG conjugate is added to each well. A second incubation allows the enzyme-labeled antihuman IgG to bind to any patient antibodies that have attached to the microwells. After washing away any unbound enzyme-labeled antihuman IgG, the remaining enzyme activity is measured by adding a chromogenic substrate and measuring the intensity of the color that develops. The assay can be evaluated spectrophotometrically by measuring and comparing the color intensity that develops in the patient wells with that of a 5-point calibration curve. The standard used to construct this curve is referenced to the reference calibrators for IgG beta-2-Glycoprotein I available from the Rheumatology Lab, Seton Hall University, St. Joseph's Hospital and Medical Center. Semiquantitative results are reported in standard IgG anti-B2GPI units (SGU).(Package Insert: QUANTA Lite beta 2 GP1 IgG ELISA. Inova Diagnostics; Revision 19, 07/2020) | 2 to 6 days | 14 days | This test has been cleared, approved, or is exempt by the US Food and Drug Administration and is used per manufacturer's instructions. Performance characteristics were verified by Mayo Clinic in a manner consistent with CLIA requirements. | 86146 | Beta 2 GP1 Ab IgG, S | 44448-9 | GB2GP | Beta 2 GP1 Ab IgG, S | 44448-9
MB2GP | Beta-2 Glycoprotein 1 Antibodies, IgM, Serum | Evaluating patients with suspected antiphospholipid syndrome by identification of beta-2 glycoprotein 1 IgM antibodies First-line test when antiphospholipid syndrome is strongly suspected in conjunction with cardiolipin antibodies (IgG and IgM) and lupus anticoagulant testing Estimating the risk of thrombosis and/or pregnancy-related morbidity in patients with systemic lupus erythematosus | Enzyme-Linked Immunosorbent Assay (ELISA) | Yes | Beta 2 GP1 Ab IgM, S | Serum | Collection Container/Tube: Preferred:Serum gel Acceptable:Red top Submission Container/Tube:Plastic vial Specimen Volume:0.5 mL Collection Instructions: Centrifuge and aliquot serum into a plastic vial. | 0.4 mL | Antiphospholipid syndrome (APS) has traditionally been described as a systemic autoimmune disease characterized by thrombosis or specific pregnancy-related morbidities associated with persistent documentation of "criterial" antiphospholipid antibody (aPL) tests.(1,2) Based on the 2006 revised Sapporo consensus classification, the "criterial" aPL antibody tests include lupus anticoagulant (LAC), and IgG/IgM antibodies to the cardiolipin (aCL) and beta-2-glyocoprotein I (anti-B2GPI) with all tests carrying equal diagnostic significance for disease.(1) In 2023, the American College of Rheumatology (ACR)/European Alliance of Associations for Rheumatology (EULAR) published new classification criteria for APS, which includes an entry criterion of at least one positive aPL antibody test within 3 years of identification of an aPL-associated clinical criterion, followed by additive weighted criteria (score range 1-7 points each) clustered into 6 clinical domains (macrovascular venous thromboembolism, macrovascular arterial thrombosis, microvascular, obstetric, cardiac valve, and hematologic) and 2 laboratory domains (LAC functional coagulation assays and solid-phase enzyme-linked immunosorbent assays [ELISA] for IgG/IgM aCL and/or IgG/IgM anti-B2GPI).(3) Of note, aPL antibodies also occur in patients with autoimmune diseases with significant prevalence in systemic lupus erythematosus (SLE) as well as other clinical manifestations (eg, heart valve disease, livedo reticularis, thrombocytopenia, nephropathy and neurological) often associated with APS.(1-3) B2GPI is a 326-amino acid protein that is synthesized by hepatocytes, endothelial cells, and trophoblast cells.(4) It contains 5 repetitive structures or "sushi domains," termed domain 1 through 5, for a combined molecular weight of 54 kDa.(5-7) Autoantibodies to B2GPI may detected by solid-phase immunoassays (SPA) and functional coagulation assays. Unlike the LAC, the SPA provides quantitative measurements and antibody isotype class determinations that are important for risk assessment. Immunoassays for the detection and quantification of anti-B2GPI antibodies can be performed using either a composite substrate comprised of B2GPI plus anionic phospholipid (ie, cardiolipin-dependent B2GPI) or B2GPI alone. Antibodies detected using B2GPI substrate without another phospholipid (direct assays) are referred to simply as "anti-B2GPI 1 antibodies." Some anti-B2GPI antibodies are capable of inhibiting clot formation in functional coagulation assays that contain low concentrations of phospholipid cofactors.(5) Antibodies detected by functional coagulation assays are commonly referred to as LAC. Anti-B2GPI antibodies associated with thromboembolic events target domain 1 of the molecule and are responsible for LAC (functional, phospholipid-dependent prolongation of the clotting time) and aCL-dependent B2GPI antibody positivity.(2) For the detection of anti-B2GPI IgG and IgM antibodies, the APS guidance advocates for the use of values above the 99th percentile of the laboratory's population in the establishment of reference intervals for tests. While this recommendation may be used for anti-B2GPI IgA immunoassays, there is no consensus for their determination.(6)[KK1] Thrombosis and obstetric complications are common clinical events in the general population and are not unique to APS; therefore, the presence of aPL antibodies is an absolute requirement for the diagnosis of definite APS.(1,5,7) Furthermore, aPL antibodies are heterogeneous with overlapping tendencies; the lack of aPL test harmonization or standardization requires the use of all 3 tests for optimal APS diagnosis.(1,3,6,7) aPL antibodies were traditionally determined using the classic ELISA, with more diverse methods recently developed and adapted for clinical testing. Recognizing the analytical and diagnostic challenges associated with aPL antibody testing, initiatives to support assay harmonization and utilization, including the development of calibrators, test development, and validation efforts, as well as preanalytical, analytical, and postanalytical measures, have been published.(6-8) Overall, the interpretation and relevance of aPL antibody tests are dependent on factors such as the type of aPL (LAC, aCL or anti-B2GPI ), the source of cardiolipin and/or B2GPI , aPL antibody class (IgG, IgM or IgA) and level, as well as whether antibody positivity is single, double or triple.(1-3,6-8) The 2023 ACR/EULAR classification criteria for APS are meant for clinical studies and may not be appropriate for routine patient evaluation and management. Therefore, in clinical practice, if suspicion for disease is high but criteria aPL antibody tests are inconclusive or negative, deviation from the APS diagnostic criteria may be justified. This may include testing for noncriteria aPL antibody tests, such the aCL IgA, anti-B2GPI IgA and anti-phosphatidylserine/prothrombin complex IgG and IgM antibodies.(2,6,9,10) However, there is no formal guidance for the measurement and interpretation of these non-criterial aPL antibodies in patients with APS or SLE. [KK1]Duplicated below. Removed from here. | <15.0 SMU (negative) 15.0-39.9 SMU (weakly positive) 40.0-79.9 SMU (positive) > or =80.0 SMU (strongly positive) Results are reported in standard IgM anti-beta 2 glycoprotein 1 units (SMU). Reference values apply to all ages. | Positive results for beta-2 glycoprotein 1 (B2GPI) IgM antibodies in association with specific clinical manifestations may be diagnostic for antiphospholipid syndrome (APS). Compared to IgG antibodies B2GPI, the presence of isolated and low levels of B2GPI IgM antibodies have been reported to demonstrate a low risk for APS. Documentation of persistent anti- B2GPI IgM antibodies is a requirement for the diagnosis of definite APS. Antibodies must be detected on 2 or more occasions at least 12 weeks apart to fulfill the laboratory diagnostic criteria for APS. Detection of B2GPI antibodies using the enzyme-linked immunosorbent assay method or other solid-phase immunoassays is not affected by anticoagulant treatment. | Immunoassays for the detection of antiphospholipid (aPL) antibodies, including beta-2 glycoprotein 1 (B2GPI) may not completely distinguish between autoantibodies specific for antiphospholipid syndrome (APS) and those antibodies produced in response to infectious agents with or without thrombosis. Since these antibodies may be transiently produced, documentation of persistence as outlined in the 2006 revised Sapporo guidance for the criteria antibodies would constitute best practice, see Clinical Information. Comparative studies and interlaboratory proficiency surveys indicate that results of phospholipid antibody tests can be highly variable, and results obtained with different commercial immunoassays may yield different results.(6-8) | 1. Miyakis S, Lockshin MD, Atsumi T, et al. International consensus statement on an update of the classification criteria for definite antiphospholipid syndrome (APS). J Thromb Haemost. 2006;4(2):295-306 2. Pengo V, Bison E, Denas G, Jose SP, Zoppellaro G, Banzato A. Laboratory diagnostics of antiphospholipid syndrome. Semin Thromb Hemost. 2018;44(5):439-444 3. Barbhaiya M, Zuily S, Naden R, et al. The 2023 ACR/EULAR antiphospholipid syndrome classification criteria. Arthritis Rheumatol. 2023;75(10):1687-1702 4. Lozier J, Takahashi N, Putnam F W: Complete amino acid sequence of human plasma beta 2 glycoprotein 1. Proc Natl Acad Sci U S A. 1984;81(12):3640-3644 5. Audrain MAP, El-Kouri D, Hamidou MA, el al. Value of autoantibodies to beta(2)-glycoprotein 1 in the diagnosis of antiphospholipid syndrome. Rheumatology (Oxford). 2002;41(5):550-553 6. Lakos G, Favaloro EJ, Harris EN, et al. International consensus guidelines on anticardiolipin and anti-beta 2-glycoprotein I testing: report from the 13th International Congress on Antiphospholipid Antibodies. Arthritis Rheum. 2012;64(1):1-10 7. Devreese KMJ. Solid phase assays for antiphospholipid antibodies. Semin Thromb Hemost. 2022;48(6):661-671 8. Tebo AE. Laboratory evaluation of antiphospholipid syndrome: An update on autoantibody testing. Clin Lab Med. 2019;39(4):553-565 9. Cousins L, Pericleous C, Khamashta M, et al. Antibodies to domain I of beta-2-glycoprotein I and IgA antiphospholipid antibodies in patients with ‘seronegative’ antiphospholipid syndrome. Ann Rheum Dis. 2015;74(01):317-319 10. Nakamura H, Oku K, Amengual O, et al. First-line, non-criterial antiphospholipid antibody testing for the diagnosis of antiphospholipid syndrome in clinical practice: A combination of anti-beta2 -glycoprotein I domain I and anti-phosphatidylserine/prothrombin complex antibodies tests. Arthritis Care Res (Hoboken). 2018;70(4):627-634 | Purified beta-2 glycoprotein 1 (B2GPI) antigen is bound to the wells of a polystyrene microwell plate under conditions that preserve the antigen in its native state. Prediluted controls and diluted patient sera are added to separate wells, allowing any B2GPI IgM antibodies present to bind to the immobilized antigen. Unbound sample is washed away, and an enzyme-labeled antihuman IgM conjugate is added to each well. A second incubation allows the enzyme-labeled antihuman IgM to bind to any patient antibodies that have attached to the microwells. After washing away any unbound enzyme-labeled antihuman IgM, the remaining enzyme activity is measured by adding a chromogenic substrate and measuring the intensity of the color that develops. The assay can be evaluated spectrophotometrically by measuring and comparing the color intensity that develops in the patient wells with that of a 5-point calibration curve. Semiquantitative results are reported out semiquantitatively in standard IgM anti-beta-2 GPI units (SMU).(Package insert: QUANTA Lite beta 2 GP1 IgM ELISA. Inova Diagnostics; Revision 16, 09/2018) | 2 to 6 days | 14 days | This test has been cleared, approved, or is exempt by the US Food and Drug Administration and is used per manufacturer's instructions. Performance characteristics were verified by Mayo Clinic in a manner consistent with CLIA requirements. | 86146 | Beta 2 GP1 Ab IgM, S | 44449-7 | MB2GP | Beta 2 GP1 Ab IgM, S | 44449-7
B2MU | Beta-2 Microglobulin, Random, Urine | Evaluation of renal tubular damage Monitoring exposure to cadmium and mercury | Automated Chemiluminescent Immunometric Assay | Yes | Beta-2 Microglobulin, U | Urine | Patient Preparation: For 12 hours before specimen collection, do nottake multivitamins or dietary supplements containing biotin (vitamin B7) which is commonly found in hair, skin, and nail supplements and multivitamins. Supplies:Sarstedt Aliquot Tube, 5 mL (T914) Container/Tube:Plastic, urine tube Specimen Volume:1.0 mL Collection Instructions: 1. Patient should empty bladder. 2. Have patient drink at least 0.5 liters of water. 3. Within 1 hour, collect a random urine specimen. 4. Add 1 M sodium hydroxide (NaOH) as preservative to the collection. This preservative is intended to achieve an approximate pH of between 6 and 8. | 0.5mL | Beta-2 microglobulin is a low-molecular-weight protein that forms the light chain component of class I histocompatibility (HLA: human leukocyte antigen) antigens. Because of its low molecular weight (11,800 daltons), 95% of free beta-2 microglobulin is rapidly eliminated by glomerular filtration. Proximal tubular cells then take up 99.9% of this filtered amount by endocytosis, after which degradation to amino acids occurs. Normal urinary excretion of beta-2 microglobulin is less than 370 micrograms per 24 hours; higher rates are interpreted as evidence of tubular dysfunction. Increased urine levels are seen in proximal tubular renal damage due to a variety of causes including Wilson disease, Fanconi syndrome, untreated congenital galactosemia, nephrocalcinosis, cystinosis, chronic potassium depletion, interstitial nephritis, connective-tissue diseases such as rheumatoid arthritis and Sjogren syndrome. Occupational exposure to heavy metals such as cadmium and mercury could also lead to increase levels of beta-2 microglobulin in urine. | < or =300 mcg/L | Increased excretion is consistent with renal tubular damage. Beta-2 microglobulin excretion is increased 100 to 1000 times the upper limit of the reference interval in cadmium-exposed workers. | Degradation of beta-2 microglobulin occurs at pH less than 6.0. At the time of urine collection, 1M NaOH needs to be added as preservative to achieve a pH between 6 and 8. For diagnostic purposes, the results obtained from this assay should always be used in combination with the clinical examination, patient medical history, and other findings. | 1. Ikeda M, Ezaki T, Tsukahara T, et al. Threshold levels of urinary cadmium in relation to increases in urinary beta2-microglobulin among general Japanese populations. Toxicol Lett. 2003;137(3):135-141 2. Moriguchi J, Ezaki T, Tsukahara T, et al. Comparative evaluation of four urinary tubular dysfunction markers, with special references to the effects of aging and correction for creatinine concentration. Toxicol Lett. 2003;143(3):279-290 3. Stefanovic V, Cukuranovic R, Mitic-Zlatkovic M, Hall PW. Increased urinary albumin excretion in children from families with Balkan nephropathy. Pediatr Nephrol. 2002;17(11):913-916 4. Assounga AG. Beta 2 microglobulin in kidney failure: A review and an algorithm for renal replacement therapy. Saudi J Kidney Dis Transpl. 2021;32(5):1214-1220. doi:10.4103/1319-2442.344740 5. Khanijou V, Zafari N, Coughlan MT, MacIsaac RJ, Ekinci EI. Review of potential biomarkers of inflammation and kidney injury in diabetic kidney disease. Diabetes Metab Res Rev. 2022;38(6):e3556. doi:10.1002/dmrr.3556 | Testing is performed on the Immulite 2000. The Immulite 2000 Beta-2 Microglobulin assay is a solid phase, 2-site chemiluminescent enzyme-labeled immunometric assay. The solid-phase bead is coated with an affinity-purified murine monoclonal anti-beta-2 antibody. The serum sample and alkaline phosphatase conjugated affinity-purified goat polyclonal anti-beta-2 antibody are incubated to bind beta-2 microglobulin into an antibody sandwich complex. The chemiluminescent substrate, a phosphate ester of adamantyl dioxetane, in the presence of alkaline phosphatase produces light proportional to the concentration of the beta-2 microglobulin in the sample.(Package insert: IMMULITE 2000 Beta-2 Microglobulin. Siemens Healthcare Diagnostics; 03/15/2018) | 1 to 3 days | 2 weeks | This test has been cleared, approved, or is exempt by the US Food and Drug Administration and is used per manufacturer's instructions. Performance characteristics were verified by Mayo Clinic in a manner consistent with CLIA requirements. | 82232 | Beta-2 Microglobulin, U | 1953-9 | B2MU | Beta-2 Microglobulin, U | 1953-9
BETA2 | Beta-2 Transferrin: Detection of Spinal Fluid in Other Body Fluid | Detection of spinal fluid in body fluids, such as ear or nasal fluid | Electrophoresis/Immunofixation | Yes | Beta-2 Transferrin, BF | Body Fluid | Specimen Type:Body fluid Sources:Nasal, otic, wound, etc Container/Tube: Preferred: Sterile container, syringe, test tube, or microtube Acceptable: Plain cotton swab or gauze Specimen Volume:0.5 mL Collection Instructions: 1. If submitting a syringe, remove needle. Add cap to end of syringe. 2. If direct collection is not feasible, specimen may be collected using a plain cotton swab or gauze. 3. If gauze is used to collect specimen, circle area on the gauze where specimen was collected. 4. Place cotton swab or gauze in as small a container as possible (eg, plain test tube or collection container). 5.Do notcollect specimen with a culture swab. 6.Do notadd any liquid to the swab or gauze. Additional Information: 1.Specimens collected from above the shoulders risk salivary contamination, which can degrade the beta-2 transferrin protein.These specimens should be frozen immediatelyfollowing collection and kept frozen until testing is performed. 2.Although results may be obtainable on smaller specimens (perhaps as little as 0.05 mL, depending on the protein concentrations and percentage of spinal fluid in the specimen), reliable results are best obtained with an adequate specimen volume. 3.Specimens collected with additives such as microbiology media (eg, Stuart or Amies liquid medium) or TransFix/EDTA (used for analyses in flow cytometry) yield uninterpretable resultsand will be rejected. | See Specimen Required | The diagnosis of cerebrospinal fluid (CSF) rhinorrhea or otorrhea(leakage of CSF into the nose or ear canal, usually as a result ofhead trauma, tumor, congenital malformation, or surgery) is oftendifficult to confirm. Traditional chemical analyses (eg, glucose,protein, specific gravity) are unreliable. Radiographic studies,especially those involving the injection of dyes or radiographiccompounds, are costly and may introduce additional risks to thepatient. Transferrin that migrates in the beta-1 electrophoretic fraction(beta-1 transferrin) is found in most body fluids. Beta-2 transferrinis a CSF-specific variant of transferrin and is used as an endogenousmarker of CSF leakage. Beta-2 transferrin is formed by loss of sialicacid due to the presence of neuraminidase in the central nervoussystem. Beta-2 transferrin has also been called CSF-specifictransferrin and tau protein. Prompt diagnosis and localization facilitates appropriate decisionsand decreases the risk of meningitis. | Negative, no beta-2 transferrin (spinal fluid) detected | The cerebrospinal fluid (CSF) variant of transferrin is identified by its unique electrophoretic migration. If beta-1 and beta-2 transferrin are detected in drainage fluids, the specimen is presumed to be contaminated with CSF. The presence of beta-2 transferrin band is detectable with as little as 2.5% spinal fluid contamination of body fluid. | Beta-2 transferrin is also found in aqueous humor and in serum of patients with rare metabolic glycoprotein disorders or genetic variants of transferrin. Specimens stored in storage tubes with TransFix/EDTA (used for analyses in flow cytometry) arenotacceptable. The contact of cerebrospinal fluid with the stabilization solution contained in these tubes changes the migration and the result cannot be interpreted. | 1. Oberascher G: Cerebrospinal fluid otorrhea--new trends in diagnosis. Am J Otol. 1988;9(2):102-108 2. Normansell DE, Stacy EK, Booker CF, et al: Detection of beta-2 transferrin in otorrhea and rhinorrhea in a routine clinical laboratory setting. Clin Diag Lab Immunol. 1994 Jan;1(1):68-70. doi: 10.1128/cdli.1.1.68-70.1994 3. Sanders EL, Clark RJ, Katzmann JA: Cerebrospinal fluid leakage: agarose gel electrophoresis detection of beta(2)-transferrin and nephelometric quantification of beta-trace protein. Clin Chem. 2004 Dec;50(12):2401-2403. doi: 10.1373/clinchem.2004.040246 4. McCudden CR, Senior BA, Hainsworth S, et al: Evaluation of high resolution gel beta (2)-transferrin for detection of cerebrospinal fluid leak. Clin Chem Lab Med. 2013 Feb;51(2):311-315. doi: 10.1515/cclm-2012-0408 5. O'Cearbhaill RM, Kavanagh EC: Beta-2 Transferrin and IR. J Vasc Interv Radiol. 2018 Mar;29(3):439. doi: 10.1016/j.jvir.2017.10.002 6. Zervos TM, Macki M, Cook B, Schultz LR, Rock JP, Craig JR: Beta-2 transferrin is detectable for 14 days whether refrigerated or stored at room temperature. Int Forum Allergy Rhinol. 2018 Sep;8(9):1052-1055. doi: 10.1002/alr.22136 | Specimens are electrophoresed using a high resolution 1% agarose gel,immunofixed with an antiserum to human transferrin that is conjugated with horseradish peroxidase. The immunoprecipitated transferrin bands are visualized with dimethyl sulfoxide. Although most body fluids contain transferrin, the beta 2 variant of transferrin is found exclusively incerebrospinal fluid (CSF). If the sample is contaminated with CSF, transferrin will be visualized in the beta 1 and beta 2 zones. This reagent set is provided by Sebia.(Package insert: Hydrogel 6 CSF kit, Sebia; 07/2020; Meurman OH, Irjala K,SuonpaaJ, Laurent B: A new method for the identification of cerebrospinal fluid leakage. Acta Otolaryngol.Mar-Apr 1979;87(3-4):366-9; Reisinger PW, Hochstrasser K: The diagnosis of CSF fistulae on the basis of detectionof beta-2 transferrin by polyacrylamide gel electrophoresis and immunoblotting. J Clin Chem Clin Biochem. 1989;27(3):169-172) | 1 to 3 days | 14 days | This test was developed and its performance characteristics determined by Mayo Clinic in a manner consistent with CLIA requirements. It has not been cleared or approved by the US Food and Drug Administration. | 86335 | Beta-2 Transferrin, BF | 13876-8 | 80351 | Beta-2 Transferrin, BF | 13876-8
B2MC | Beta-2-Microglobulin (Beta-2-M), Spinal Fluid | Evaluation ofcentral nervous systeminflammation and B-cell proliferative diseases | Nephelometry | Yes | Beta-2-Microglobulin, CSF | CSF | Container/Tube: Sterile vial Specimen Volume: 1 mL Collection Instructions: Send spinal fluid from collection vial 1. | 0.5 mL | Beta-2-microglobulin (beta-2-M) is a small membrane protein (11,800 Da) associated with the heavy chains of class I major histocompatibility complex proteins and is, therefore, on the surface of all nucleated cells. The small size allows beta-2-M to pass through the glomerular membrane, but it is almost completely reabsorbed in the proximal tubules. Increased beta-2-M levels in the cerebrospinal fluid (CSF) have been shown to be of diagnostic use in non-Hodgkin lymphoma with central nervous system involvement. Elevated CSF:serum ratios seen in patients with aseptic meningoencephalitis suggest the possibility of neurologic processes including those associated with HIV infection and acute lymphoblastic leukemia. Beta-2-M measurement in multiple sclerosis seems to be of indeterminate usefulness. | 0.70-1.80 mcg/mL | Elevations of cerebrospinal fluid beta-2-microgobulin levels may be seen in a number of diseases including malignancies, autoimmune disease, and neurological disorders. | Results determined by assays using different manufacturers or methods may not be comparable. | 1. Koch TR, Lichtenfeld KM, Wiernik PH: Detection of central nervous system metastasis with cerebrospinal fluid beta-2-microglobulin. Cancer. 1983 Jul;52(1):101-104 2. Mavligit GM, Stuckey SE, Cabanillas FF, et al: Diagnosis of leukemia or lymphoma in the central nervous system by beta-2-microglobulin determination. N Engl J Med. 1980 Sep 25;303(13):718-722 3. Jeffery GM, Frampton CM, Legge HM, Hart DN: Cerebrospinal fluid beta 2-microglobulin levels in meningeal involvement by malignancy. Pathology. 1990 Jan;22(1):20-23 4. Us O, Lolli F, Baig S, Link H: Intrathecal synthesis of beta-2-microglobulin in multiple sclerosis and aseptic meningo-encephalitis. Acta Neurol Scand. 1989 Dec;80(6):598-602 5. Elovaara I, Livanainen M, Poutianen E, et al: CSF and serum beta-2-microglobulin in HIV infection related to neurological dysfunction. Acta Neurol Scand. 1989 Feb;79(2):81-87 6. Dolan MJ, Lucey DR, Hendrix CW, Melcher GP, Spencer GA, Boswell RN: Early markers of HIV infection and subclinical disease progression. Vaccine. 1993;11(5):548-551 7. Brew BJ, Bhalla RB, Fleisher M, et al: Cerebrospinal fluid beta 2microglobulin in patients infected with human immunodeficiency virus. Neurology. 1989 Jun;39(6):830-834 8. Musto P, Tomasi P, Cascavilla N, et al: Significance and limits of cerebrospinal fluid beta-2-microglobulin measurement in course of acute lymphoblastic leukemia. Am J Hematol. 1988 Aug;28(4):213-218 9. Lucey DR, McGuire SA, Clerici M, et al: Comparison of spinal fluid beta 2-microglobulin levels with CD4+T cell count, in vitro T helper cell function, and spinal fluid IgG parameters in 163 neurologically normal adults infected with the human immunodeficiency virus type l. J Infect Dis. 1991 May;163(5):971-975 10. Bjerrum OW, Bach FW, Zeeberg I: Increased level of cerebrospinal fluid beta 2-microglobulin is related to neurologic impairment in multiple sclerosis. Acta Neurol Scand. 1988 Jul;78(1):72-75 11. Dietzen DJ, Willrich MAV: Amino acids, peptides, and proteins. In: Rifai N, Chiu RWK, Young I, Burnham CAD, eds. Tietz Textbook of Laboratory Medicine. 7th ed. Elsevier; 2023:chap 31 | In this Siemens Nephelometer II method, the light scattered onto the antigen-antibody complexes is measured. The intensity of the measured scattered light is proportional to the amount of antigen-antibody complexes in the sample under certain conditions. If the antibody volume is kept constant, the signal behaves proportionally to the antigen volume. A reference curve is generated by a standard with a known antigen content on which the scattered light signals of the samples can be evaluated and calculated as an antigen concentration. Antigen-antibody complexes are formed when a sample containing antigen and the corresponding antiserum are put into a cuvette. A light beam is generated with a light emitting diode, which is transmitted through the cuvette. The light is scattered onto the immuno-complexes that are present. Antigen and antibody are mixed in the initial measurement, but no complex is formed yet. An antigen-antibody complex is formed in the final measurement. The result is calculated by subtracting the value of the final measurement from the initial measurement. The distribution of intensity of the scattered light depends on the ratio of the particle size of the antigen-antibody complexes to the radiated wavelength.(Instruction manual: Siemens Nephelometer II, Siemens, Inc.; Version 3, 2008; Addendum to the Instruction Manual 2.3, 08/2017) | 1 to 3 days | 14 days | This test has been modified from the manufacturer's instructions. Its performance characteristics were determined by Mayo Clinic in a manner consistent with CLIA requirements. This test has not been cleared or approved by the US Food and Drug Administration. | 82232 | Beta-2-Microglobulin, CSF | 1951-3 | B2MC | Beta-2-Microglobulin, CSF | 1951-3
B2M | Beta-2-Microglobulin, Serum | Prognosis assessment of multiple myeloma Evaluation of renal tubular disorders | Nephelometry | Yes | Beta-2-Microglobulin, S | For more information, seeMultiple Myeloma: Laboratory Screening | Collection Container/Tube: Preferred:Serum gel Acceptable:Red top Submission Container/Tube:Plastic vial Specimen Volume:1 mL Collection Instructions:Centrifuge and aliquot serum into a plastic vial. | 0.5 mL | Beta-2-microglobulin (beta-2-M) is a small membrane protein (11,800 Da) associated with the heavy chains of class I major histocompatibility complex proteins and is, therefore, on the surface of all nucleated cells. The small size allows beta-2-M to pass through the glomerular membrane, but it is almost completely reabsorbed in the proximal tubules. Serum beta-2-M levels are elevated in diseases associated with increased cell turnover. Levels are also elevated in several benign conditions such as chronic inflammation, liver disease, kidney dysfunction, some acute viral infections, and a number of malignancies, especially hematologic malignancies associated with the B-lymphocyte lineage. In multiple myeloma, beta-2-M is a powerful prognostic factor, and values less than4 mcg/mL are considered a good prognostic factor. In renal tubular disease, serum levels are low and urine levels are high. Although urine beta-2-M has been used to assess tubular dysfunction, it is not stable in urine below pH 5.5. For more information seeMultiple Myeloma: Laboratory Screening | 1.21-2.70 mcg/mL | A serum beta-2-microglobulin (beta-2-M) value of less than 4 mcg/mL is a good prognostic factor in patients with multiple myeloma. In a study of pretreatment serum beta-2-M levels in 100 patients with myeloma, it was reported that the median survival of patients with values greater than 4 mcg/mL was 12 months, whereas median survival for patients with values less than 4 mcg/mL was 43 months. | Results determined by assays using different manufacturers or methods may not be comparable | 1. Bataille R, Magub M, Grenier J, Donnadio D, Sany J: Serum beta-2-microglobulin in multiple myeloma: Relation to presenting features and clinical status. Eur J Cancer Clin Oncol. 1982 Jan;18(1):59-66 2. Garewal H, Durie BG, Kyle RA, Finley P, Bower B, Serokman R: Serum beta-2-microglobulin in the initial staging and subsequent monitoring of monoclonal plasma cell disorders. J Clin Oncol. 1984 Jan;2(1):51-57 3. Norfolk D, Child JA, Cooper EH, Kerruish S, Ward AM: Serum beta-2-microglobulin in myelomatosis: potential value in stratification and monitoring. Br J Cancer. 1980 Oct;42(4):510-550 4. Dolan MJ, Lucey DR, Hendrix CW, Melcher GP, Spencer GA, Boswell RN: Early markers of HIV infection and subclinical disease progression. Vaccine. 1993;11(5):548-551 5. Karlsson FA, Wibell L, Evrin PE: Beta-2-microglobulin in clinical medicine. Scand J Clin Lab Invest. 1986;154:27-37 6. Greipp PR, Katzmann JA, O'Fallon WM, Kyle RA: Value of beta-2-microglobulin level and plasma cell labeling indices as prognostic factors in patients with newly diagnosed myeloma. Blood. 1988 Jul;72(1):219-223 7. Dietzen DJ, Willrich MAV: Amino acids, peptides, and proteins. In: Rifai N, Chiu RWK, Young I, Burnham CAD, eds. Tietz Textbook of Laboratory Medicine. 7th ed. Elsevier; 2023:chap 31 | Concentrations of beta-2-microglobulin are determined by nephelometry.(Instruction manual: Siemens Nephelometer II Operations. Siemens, Inc., Newark, DE) | Same day/1 to 2 days | 14 days | This test has been cleared, approved, or is exempt by the US Food and Drug Administration and is used per manufacturer's instructions. Performance characteristics were verified by Mayo Clinic in a manner consistent with CLIA requirements. | 82232 | Beta-2-Microglobulin, S | 1952-1 | B2M | Beta-2-Microglobulin, S | 1952-1
BAMY | Beta-Amyloid Immunostain, Technical Component Only | Identification of senile plaques in neurodegenerative disease | Immunohistochemistry (IHC) | Yes | Beta-Amyloid IHC, Tech Only | For the initial technical component only immunohistochemical (IHC) stain performed, the appropriate bill-only test ID will be reflexed and charged (IHTOI). For each additional technical component only IHC stain performed, an additional bill-only test ID will be reflexed and charged (IHTOA). | Supplies:Immunostain Technical Only Envelope (T693) Specimen Type:Tissue Container/Tube:Immunostain Technical Only Envelope Preferred:2 unstained positively charged glass slide (25- x 75- x 1-mm) per test ordered; sections 4-microns thick. Acceptable:Formalin-fixed, paraffin-embedded (FFPE) tissue block |  | Beta amyloid is a component of senile and diffuse plaques and neurofibrillary tangles, a characteristic of Alzheimer disease. Beta amyloid is also a component of vascular amyloid in the brain of dementia patients. |  | This test does not include pathologist interpretation; only technical performance of the stain is performed. If an interpretation is required order PATHC / Pathology Consultation for a full diagnostic evaluation or second opinion of the case. The positive and negative controls are verified as showing appropriate immunoreactivity and documentation is retained at Mayo Clinic Rochester. If a control tissue is not included on the slide, a scanned image of the relevant quality control tissue is available upon request, call 855-516-8404. Interpretation of this test should be performed in the context of the patient's clinical history and other diagnostic tests by a qualified pathologist. | Age of a cut paraffin section can affect immunoreactivity. Stability thresholds vary widely among published literature and are antigen-dependent. Best practice is for paraffin sections to be cut within 6 weeks. | 1. Hubin E, van Nuland NA, Broersen K, Pauwels K. Transient dynamics of A (Beta) contribute to toxicity in Alzheimer's disease. Cell Mol Life Sci. 2014;71(18):3507-3521 2. Bloom GS: Amyloid-(Beta) and tau: the trigger and bullet in Alzheimer disease pathogenesis. JAMA Neurol. 2014;71(4):505-508 3. Skaper SD. Alzheimer's disease and amyloid: culprit or coincidence? Int Rev Neurobiol. 2012;102:277-316 4. Magaki S, Hojat SA, Wei B, So A, Yong WH. An introduction to the performance of immunohistochemistry. Methods Mol Biol. 2019;1897:289-298. doi:10.1007/978-1-4939-8935-5_25 | Immunohistochemistry on sections of paraffin-embedded tissue.(Unpublished Mayo method) | 1 to 3 days | Until staining is complete. | This test has been cleared, approved, or is exempt by the US Food and Drug Administration and is used per manufacturer's instructions. Performance characteristics were verified by Mayo Clinic in a manner consistent with CLIA requirements. | 88342-TC, primary88341-TC, if additional IHC | Beta-Amyloid IHC, Tech Only | Order only;no result | 70905 | Beta-Amyloid IHC, Tech Only | Bill only; no result
AMYR | Beta-Amyloid Ratio (1-42/1-40), Spinal Fluid | Assisting in the evaluation of adult patients, aged 55 years and older, presenting with cognitive impairment and are being assessed for Alzheimer disease and other causes of cognitive decline This test isnot intended asa screening or stand-alone diagnostic assay. | Chemiluminescent Immunoassay/Calculation | Yes | Beta-Amyloid Ratio (1-42/1-40), CSF | CSF | Container/Tube: Preferred:Sarstedt 1.5 mL tube (Ref. 72.703.600), Collect at least 750 mcL of cerebrospinal spinal fluid (CSF) or (> or =50% full). Acceptable:Sarstedt 10 mL tube Ref. 62.610.018, Collect at least 5 mL of CSF (> or =50% full). All tubes should be filled to between 50% to 100% of the total empty container volume. Specimens received with less than the required fill volume may be rejected. Specimen Volume:0.75 to1.5 mL or at least 50% container volume Collection Instructions: 1.This test is intended for use inadult patients, aged 55 years and older.Do not collect CSF for this test if the patient is younger than 55 years of age. 2. Perform lumbar puncture and discard the first 1 to 2 mL of CSF. Note: CSF collection should be performed by the gravity drip method. 3. Discard any visibly blood contaminated CSF. 4. Collect CSF directly intoone of the listed collection tubes until the tube is at least 50% full. 5. If transporting frozen, freeze sample upright prior to placing in transport container. 6. If transporting refrigerate, tubes should be transported upright. Note:Polystyrene collection tubes are not acceptable. Exposure of CSF to polystyrene tubes may result in falsely low beta-amyloid concentrations. For more information see Cautions. 7.Collection instructions can also be found onSpinal Fluid Specimen Collection Instructions for B-Amyloid (1-42/1-40)(T979). | See Specimen Required | One of theneuropathologic features found in the brain of patients withAlzheimer disease (AD) is the presence of plaques composed ofbeta-amyloid.The two beta-amyloid peptides evaluated by this assay are 1-40 and 1-42. Beta-amyloid 1-40 typically exists at a higher physiological concentration than beta-amyloid 1-42. In AD, beta-amyloid 1-42 accumulation, either by overproduction or decreased clearance, leads to aggregation into plaques and neurotoxicity. Beta-amyloid 1-40 is much less prone to aggregation, with levels remaining unchanged when comparing patients with AD to healthy individuals. Incerebrospinal fluid(CSF),approximately a 50% reduction in beta-amyloid 1-42 concentrations has been observed in AD patients compared to the concentrations found in cognitively normal individuals. This is believed to be as consequence of the decrease in soluble beta-amyloid 1-42 in the brain interstitial fluid as the peptide becomes increasingly insoluble and form deposits in the form of large numbers of diffuse and neuritic plaques.Unlikebeta-amyloid1-42, the values forbeta-amyloid1-40 in CSF remain relatively stable in individuals regardless of the presence of amyloid-pathology. Various studies have demonstrated that the use of thebeta-amyloid ratio (1-42/1-40) increases diagnostic accuracy for AD versus use ofbeta-amyloid 1-42 alone. The beta-amyloid ratio (1-42/1-40) demonstrates high concordance with amyloid positron emission tomography (PET) when distinguishing amyloid deposition due to AD from alternative causes of mild cognitive impairment or dementia.In addition, the use of the CSFbeta-amyloid ratio (1-42/1-40)couldpartially mitigate the effect of some preanalytical confounders that have been described to alter the results ofbeta-amyloid1-42 in CSF. | Beta-Amyloid Ratio (1-42/1-40):> or =0.073 | A normal beta-amyloid ratio (1-42/1-40) of 0.073 and above is consistent with a negative (normal) amyloid positron emission tomography (PET) scan result. This result indicates a reduced likelihood that a patient's cognitive impairment is due to Alzheimer disease (AD). A beta-amyloid ratio (1-42/1-40) between 0.059 and 0.072 (likely positive) is more likely consistent with a positive amyloid PET scan result. A likely positive result does not establish a diagnosis of AD or other cognitive disorder and has increased uncertainty in regard to amyloid PET positivity. An abnormal beta-amyloid ratio (1-42/1-40) of 0.058 and below is consistent with a positive (abnormal) amyloid PET scan result. This result does not establish a diagnosis of AD or other cognitive disorder. The performance of the beta-amyloid ratio (1-42/1-40) compared to amyloid PET is shown below and described as amyloid PET-positive predictive value (indicated as Predictive Value: PV): Table. Beta-amyloid ratio (1-42/1-40) Amyloid PET Positive (n=199) Negative (n=93) Total (n=293) Amyloid PET-positive PV, % 95% CI, % Positive (abnormal) (ratio < or =0.058) 171 6 177 96.6 92.8-98.4 Likely positive (ratio 0.059 to 0.072) 13 9 22 59.1 38.7-66.7 Negative (ratio > or =0.073) 15 78 93 16.1 10.0-24.9 | The beta-amyloid ratio (1-42/1-40) results must be interpreted in conjunction with other diagnostic tools such as neurological examination, neurobehavioral tests, imaging, and routine laboratory tests. The safety and effectiveness of this test have not been established for monitoring the effect of any therapeutic product or for predicting development of dementia or other neurologic conditions. The amyloid ratio (1-42/1-40) has not been shown to correlate with disease severity. Results obtained with different assay methods or kits may be different and cannot be used interchangeably. In rare cases, some individuals can develop antibodies to mouse or other animal antibodies (often referred to as human anti-mouse antibodies or heterophile antibodies) which may cause interference in some immunoassays. Caution should be used in interpretation of results and the laboratory should be alerted if the result does not correlate with the clinical presentation. | 1. Wiltfang J, Esselmann H, Bibl M, et al. Amyloid beta peptide ratio 42/40 but not A beta 42 correlates with phospho-Tau in patients with low- and high-CSF A beta 40 load. J Neurochem. 2007;101(4):1053-1059. doi: 10.1111/j.1471-4159.2006.04404.x 2. Dumurgier J, Schraen S, Gabelle A, et al. Cerebrospinal fluid amyloid-beta 42/40 ratio in clinical setting of memory centers: a multicentric study. Alzheimers Res Ther. 2015;7(1):30. doi:10.1186/s13195-015-0114-5 3. Gervaise-Henry C, Watfa G, Albuisson E, et al. Cerebrospinal fluid ABeta42/ABeta40 as a means to limiting tube- and storage-dependent pre-analytical variability in clinical setting. J Alzheimers Dis. 2017;57(2): 437-445. doi:10.3233/JAD-160865 4. Toombs J, Foiani MS, Wellington H, et al. Amyloid Beta peptides are differentially vulnerable to preanalytical surface exposure, an effect incompletely mitigated by the use of ratios. Alzheimers Dement (Amst). 2018;10:311-321. doi:10.1016/j.dadm.2018.02.005 5. Delaby C, Munoz L, Torres S, et al. Impact of CSF storage volume on the analysis of Alzheimer's disease biomarkers on an automated platform. Clin Chim Acta. 2019;490:98-101. doi:10.1016/j.cca.2018.12.021 | beta-Amyloid 1-40: The Lumipulse G beta-Amyloid 1-40 is an assay system for the quantitative measurement of beta-amyloid 1-40 incerebrospinal fluid(CSF) specimens based on chemiluminescent enzyme immunoassay (CLEIA) technology by a specific two-step sandwich immunoassay method on the Lumipulse G System. The specimen is added to the particle solution. The beta-amyloid 1-40 in the specimen specifically binds to anti-beta-amyloid 1-40 monoclonal mouse antibody on the particles and antigen-antibody immunocomplexes are formed. The particles are then washed and rinsed to remove unbound materials. Alkaline phosphatase labeled anti-beta-amyloid monoclonal antibody is added that specifically binds to the prior formed immunocomplexes on the particles and additional immunocomplexes are formed. The particles are washed and rinsed to remove unbound materials. Substrate solution is added and mixed with the particles. 3-(2'-spiroadamantane)-4-methoxy-4-(3"-phosphoryloxy) phenyl-1, 2 dioxetane disodium salt (AMPPD) contained in the substrate solution is dephosphorylated by the catalysis of alkaline phosphatase indirectly conjugated to particles. Luminescence (at a maximum wavelength of 477 nm) is generated by the cleavage reaction of dephosphorylated AMPPD. The luminescent signal reflects the amount of beta-amyloid 1-40 in the sample.(Package insert: Lumipulse G B-Amyloid 1-40. Fujirebio Inc; 05/2022) beta-Amyloid 1-42: The Lumipulse G beta-amyloid 1-42 is an assay system for the quantitative measurement of beta-amyloid 1-42 in CSF specimens based on CLEIA technology by a specific two-step sandwich immunoassay method on the Lumipulse G System. The specimen and biotinylated antibody solution are both added to the antibody coated particle solution. The beta-amyloid 1-42 in the specimen specifically binds to anti-beta-amyloid 1-42 monoclonal mouse antibody on the particles and biotinylated mouse antibody. Biotinylated antibody-antigen immuno-complexes are formed. The particles are washed and rinsed to remove unbound materials. Alkaline phosphatase labeled streptavidin specifically binds to biotinylated immuno-complexes on the particles. The particles are washed and rinsed to remove unbound materials. Substrate solution is added and mixed with the particles. AMPPD contained in the substrate solution is dephosphorylated by the catalysis of alkaline phosphatase indirectly conjugated to particles. Luminescence (at a maximum wavelength of 477 nm) is generated by the cleavage reaction of dephosphorylated AMPPD. The luminescent signal reflects the amount of beta-amyloid 1-42 present in the sample.(Package insert: Lumipulse G B-Amyloid 1-42. Fujirebio Inc; 05/2022) Ratio: The beta-amyloid ratio is calculated by using individual measurements of beta-amyloid 1-42 and beta-amyloid 1-40. | 1 to 7 days | 12 months | This test has been cleared, approved, or is exempt by the US Food and Drug Administration and is used per manufacturer's instructions. Performance characteristics were verified by Mayo Clinic in a manner consistent with CLIA requirements. | 0358U | Beta-Amyloid Ratio (1-42/1-40), CSF | 98485-6 | AMYIN | Beta-Amyloid Ratio Interpretation | 69048-7
BCATN | Beta-Catenin Immunostain, Technical Component Only | Identification of aberrant nuclear staining pattern observed in some tumors | Immunohistochemistry (IHC) | Yes | B-Catenin IHC, Tech Only | For the initial technical component only immunohistochemical (IHC) stain performed, the appropriate bill-only test ID will be reflexed and charged (IHTOI). For each additional technical component only IHC stain performed, an additional bill-only test ID will be reflexed and charged (IHTOA). | Supplies:Immunostain Technical Only Envelope (T693) Specimen Type:Tissue Container/Tube:Immunostain Technical Only Envelope Preferred:2 Unstained positively charged glass slide (25- x 75- x 1-mm) per test ordered; sections 4-microns thick. Acceptable:Formalin-fixed, paraffin-embedded (FFPE) tissue block | See Specimen Required | Beta-catenin is involved in cellular cohesion through binding to the cytoplasmic tail of epithelial cadherin and in intracellular signaling as a component of the Wnt pathway. In normal cells, beta-catenin levels are regulated by the adenomatous polyposis coli (APC) protein, which promotes normal degradation of the protein. Alterations in either beta-catenin or APC can result in accumulation of the protein and abnormal localization in the nucleus. In the nucleus, beta-catenin acts as a cofactor in the upregulation of oncogenes including cyclin D1 and cmyc. In normal tissues, staining for beta-catenin is limited to the membrane. Aberrant nuclear staining can be used diagnostically in selected tumors of the soft tissue (fibromatoses, endometrial stromal sarcoma), pancreas, liver, and lung. |  | This test does not include pathologist interpretation, only technical performance of the stain. If interpretation is required, order PATHC / Pathology Consultation for a full diagnostic evaluation or second opinion of the case. The positive and negative controls are verified as showing appropriate immunoreactivity and documentation is retained at Mayo Clinic Rochester. If a control tissue is not included on the slide, a scanned image of the relevant quality control tissue is available upon request, call 855-516-8404. Interpretation of this test should be performed in the context of the patient's clinical history and other diagnostic tests by a qualified pathologist. | Age of a cut paraffin section can affect immunoreactivity. Stability thresholds vary widely among published literature and are antigen dependent. Best practice is for paraffin sections to be cut within 6 weeks. | 1. Klymkowsky MW. Beta-catenin and its regulatory network. Hum Pathol. 2005;36(3):225-227 2. Bell DA. Origins and molecular pathology of ovarian cancer. Mod Pathol. 2005;18(Suppl 2):S19-32 3. Smith ME, Pignatelli M. The molecular histology of neoplasia: the role of the cadherin/catenin complex. Histopathology. 1997;31(2):107-111 4. Magaki S, Hojat SA, Wei B, So A, Yong WH. An introduction to the performance of immunohistochemistry. Methods Mol Biol. 2019;1897:289-298. doi:10.1007/978-1-4939-8935-5_25 | Immunohistochemistry on sections of paraffin-embedded tissue.(Unpublished Mayo method) | 1 to 3 days | Until staining is complete. | This test has been cleared, approved, or is exempt by the US Food and Drug Administration and is used per manufacturer's instructions. Performance characteristics were verified by Mayo Clinic in a manner consistent with CLIA requirements. | 88342-TC, primary88341-TC, if additional IHC | B-Catenin IHC, Tech Only | Order only;no result | 70674 | B-Catenin IHC, Tech Only | Bill only; no result
CTX | Beta-CrossLaps, Serum | Monitoring antiresorptive therapies (eg, bisphosphonates and hormone replacement therapy) in postmenopausal women treated for osteoporosis and individuals diagnosed with osteopenia An adjunct in the diagnosis of medical conditions associated with increased bone turnover | Electrochemiluminescence Immunoassay (ECLIA) | Yes | Beta-CrossLaps (B-CTx), S | Serum | Patient Preparation:Patient should fast for 12 hours before specimen collection. Supplies:Sarstedt Aliquot Tube, 5 mL (T914) Collection Container/Tube: Preferred:Red top Acceptable:Serum gel Submission Container/Tube:Plastic vial Specimen Volume:1 mL Collection Instructions: 1. Collect specimen prior to 10 a.m. 2. Centrifuge and aliquot serum into plastic vial. | 0.75 mL | Human bone is continuously remodeled through a process of bone formation and resorption. Approximately 90% of the organic matrix of bone is type I collagen, a helical protein that is crosslinked at the N- and C-terminal ends of the molecule. During bone resorption, osteoclasts secrete a mixture of acid and neutral proteases that degrade the collagen fibrils into molecular fragments, including C-terminal telopeptide (CTx). As bone ages, the alpha form of aspartic acid present in CTx converts to the beta form. Beta-CTx is released into the bloodstream during bone resorption and serves as a specific marker for the degradation of mature type I collagen. Elevated serum concentrations of beta-CTx have been reported in patients with increased bone resorption. Bone turnover markers are physiologically elevated during childhood, growth, and fracture healing. The elevations in bone resorption markers and bone formation markers are typically balanced in these circumstances and are of no diagnostic value. By contrast, bone turnover markers may be useful when the bone remodeling process is unbalanced. Abnormalities in the process of bone remodeling can result in changes in skeletal mass and shape. Many diseases, in particular hyperthyroidism, all forms of hyperparathyroidism, most forms of osteomalacia and rickets (even if not associated with hyperparathyroidism), hypercalcemia of malignancy, Paget disease, multiple myeloma, and bone metastases, as well as various congenital diseases of bone formation and remodeling, can result in accelerated and unbalanced bone turnover. Unbalanced bone turnover is also found in age-related and postmenopausal osteopenia and osteoporosis. Disease-associated bone turnover abnormalities should normalize in response to effective therapeutic interventions, which can be monitored by measurement of serum and urine bone resorption markers. | Males <5 years: 242-1292 pg/mL 5-9 years: 351-1532 pg/mL 10-15 years: 447-2457 pg/mL 16-17 years: 478-1666 pg/mL 18-29 years: 238-1019 pg/mL 30-39 years: 225-936 pg/mL 40-49 years: 182-801 pg/mL 50-59 years: 161-737 pg/mL 60-69 years: 132-752 pg/mL > or =70 years: 118-776 pg/mL Females <5 years: 347-1508 pg/mL 5-9 years: 383-1556 pg/mL 10-15 years: 311-1776 pg/mL 16-17 years: 146-1266 pg/mL 18-29 years: 148-967 pg/mL 30-39 years: 150-635 pg/mL 40-49 years: 131-670 pg/mL 50-59 years: 183-1060 pg/mL 60-69 years: 171-970 pg/mL > or =70 years: 152-858 pg/mL Premenopausal: 136-689 pg/mL Postmenopausal: 177-1015 pg/mL | Elevated levels of beta-C-terminal telopeptide (CTx) indicate increased bone resorption. Increased levels are associated with osteoporosis, osteopenia, Paget disease, hyperthyroidism, and hyperparathyroidism. In patients taking antiresorptive agents (bisphosphonates or hormone replacement therapy), a decrease of 25% or more from baseline beta-CTx levels (ie, prior to the start of therapy) 3 to 6 months after initiation of therapy indicates an adequate therapeutic response. | Reduced kidney function may lead to reduced urinary excretion of beta-C-terminal telopeptide (CTx) and a consequent increase in the apparent serum beta-CTx concentration. In rare cases, some individuals can develop antibodies to mouse or other animal antibodies (often referred to as human anti-mouse antibodies [HAMA] or heterophile antibodies), which may cause interference in some immunoassays. The presence of antibodies to streptavidin or ruthenium can rarely occur and may interfere in this assay. Caution should be used in interpretation of results, and the laboratory should be alerted if the result does not correlate with the clinical presentation. Serum biotin concentrations up to 1200 ng/mL do not interfere with this assay. Concentrations up to 1200 ng/mL may be present in specimens collected from patients taking extremely high doses of biotin up to 300 mg per day. In a study among 54 healthy volunteers, supplementation with 20 mg/day biotin resulted in a maximum serum biotin concentration of 355 ng/mL 1-hour postdose. | 1. Christgau S, Bitsch-Jensen O, Hanover Bjarnason N, et al. Serum CrossLaps for monitoring the response in individuals undergoing antiresorptive therapy. Bone. 2000;26(5):505-511 2. Garnero P, Borel O, Delmas PD. Evaluation of a fully automated serum assay for C-terminal cross-linking telopeptide of type I collagen in osteoporosis. Clin Chem. 2001;47(4):694-702 3. Fraser W: Bone and mineral metabolism. In: Rifai N, Horvath AR, Wittwer CT, eds. Tietz Textbook of Clinical Chemistry and Molecular Diagnostics. 6th ed. Elsevier; 2018:1422-1491 4. Delmas PD, Eastell R, Garnero P, Seibel MJ, Stepan J; Committee of Scientific Advisors of the International Osteoporosis Foundation]. The use of biochemical markers of bone turnover in osteoporosis. Committee of Scientific Advisors of the International Osteoporosis Foundation. Osteoporos Int. 2000;11 Suppl 6:S2-S17. doi:10.1007/s001980070002 5. Saint Paul LP, Debruyne D, Bernard D, Mock DM, and Defer GL. Pharmacokinetics and pharmacodynamics of MD1003 (high-dose biotin) in the treatment of progressive multiple sclerosis. Expert Opin Drug Metab Toxicol. 2016;12:3,327-344 6. Grimsey P, Frey N, Bendig G,et al: Population pharmacokinetics of exogenous biotin and the relationship between biotin serum levels and in vitro immunoassay interference. J Pharmacokinet Pharmacodyn. 2017;2(4),247-256 | The Roche Beta-CrossLaps/serum assay is a 2-site immunometric (sandwich) assay using electrochemiluminescence detection. Patient specimen, biotinylated monoclonal beta-CrossLaps-specific antibody, and monoclonal beta-CrossLaps-specific antibody labeled with ruthenium react to form a complex. Streptavidin-coated microparticles act as the solid phase to which the complex binds. Voltage is applied to the electrode, inducing a chemiluminescent emission from the ruthenium, which is then measured against a calibration curve to determine the amount of beta-CrossLaps in the patient specimen. This assay is specific for crosslinked isomerized type I collagen fragments, independent of the nature of the crosslink (eg, pyrrole, pyridinoline). The assay specificity is guaranteed through the use of 2 monoclonal antibodies, each recognizing linear beta-8AA octapeptides (EKAHD-beta-GGR). The assay, therefore, quantifies all type I collagen degradation fragments that contain the isomerized octapeptide beta-8AA twice (beta-CTx).(Package insert: Elecsys Beta-CrossLaps/serum. Roche Diagnostics; V2.0, 10/2022) | 1 to 3 days | 2 weeks | This test has been cleared, approved, or is exempt by the US Food and Drug Administration and is used per manufacturer's instructions. Performance characteristics were verified by Mayo Clinic in a manner consistent with CLIA requirements. | 82523 | Beta-CrossLaps (B-CTx), S | 41171-0 | CTX | Beta-CrossLaps (B-CTx), S | 41171-0
BGA | Beta-Galactosidase, Leukocytes | Aiding in the diagnosis of GM1 gangliosidosis, Morquio B disease, and galactosialidosis This test isnot suitable forcarrier detection. | Fluorometric | Yes | Beta-Galactosidase, Leukocytes | SeeLysosomal Storage Disorders Diagnostic Algorithm, Part 1 | Container/Tube: Preferred:Yellow top (ACD solution B) Acceptable:Yellow top (ACD solution A) Specimen Volume:6 mL Collection Instructions:Send specimen in original tube.Do not aliquot. | 5 mL | Beta-galactosidase is a lysosomal enzyme responsible for catalyzing the hydrolysis of gangliosides. Isolated deficiency of this enzyme can be expressed clinically as 2 different diseases, GM1 gangliosidosis (GM1) and Morquio syndrome B (MPS IVB: mucopolysaccharidosis IVB), or in some patients as a disease that combines the skeletal features of MPS IVB and neurologic features of GM1. Galactosialidosis is also associated with a deficiency of beta-galactosidase but in conjunction with neuraminidase secondary to a defect in protective protein cathepsin A (CTSA). Enzymatic testing is not reliable for carrier detection of these conditions. GM1 gangliosidosis is autosomal recessive and absent or reduced beta-galactosidase enzyme activity leads to the accumulation of GM1 gangliosides, oligosaccharides, and keratan sulfate. The disorder can be classified into 3 subtypes that vary with respect to age of onset and clinical presentation. Type 1, or infantile onset, typically presents between birth and 6 months with a very rapid progression of hypotonia, dysostosis multiplex, hepatosplenomegaly, central nervous system degeneration, and death usually by 1 to 2 years. Type 2 is generally classified as late infantile or juvenile with onset between 7 months and 3 years, presenting with developmental delays or regression and a slower clinical course. Type 3 is an adult or chronic variant with onset between 3 and 30 years and is typically characterized by slowly progressive dementia with parkinsonian features and dystonia. In MPS IVB, reduced or absent beta-galactosidase activity leads to the accumulation of glycosaminoglycans (GAG), specifically keratan sulfate, in cells, tissues, and organs interfering with their normal function. MPS IVB typically manifests as a systemic skeletal disorder with variable severity ranging from early severe disease to a later onset attenuated form. Virtually all patients have dysostosis multiplex and short stature along with other symptoms that may include coarse facies, hepatosplenomegaly, hoarse voice, stiff joints, and cardiac disease but no neurological involvement. Galactosialidosis (GS) is an autosomal recessive lysosomal storage disease caused by variants inCTSAresulting in a combined deficiency of the enzymes beta-galactosidase and neuraminidase. The disorder can be classified into 3 subtypes that vary with respect to age of onset and clinical presentation. Typical clinical presentation includes coarse facial features, cherry-red spots, and skeletal dysplasia. The early infantile form is associated with fetal hydrops, visceromegaly, skeletal dysplasia, and early death. The late infantile form typically presents with short stature, dysostosis multiplex, coarse facial features, hepatosplenomegaly, and/or heart valve problems. The majority of individuals with the juvenile/adult form of GS are of Japanese ancestry and develop symptoms after 4 years of age, which include neurologic degeneration, ataxia, and angiokeratomas. Patients with mucolipidosis II/III (I-cell disease) may also demonstrate deficiency of beta-galactosidase in leukocytes, in addition to deficiency of other hydrolases. I-cell disease is an autosomal recessive lysosomal storage disorder resulting in impaired transport and phosphorylation of newly synthesized lysosomal proteins to the lysosome due to deficiency of N-acetylglucosamine 1-phosphotransferase (GlcNAc). Characteristic clinical features include short stature, skeletal and cardiac abnormalities, and developmental delay. Measurement of beta-galactosidase activity is not the preferred diagnostic test for I-cell disease but may be included in the testing strategy. A diagnostic workup in an individual with GM1 gangliosidosis, MPS IVB, or GS typically demonstrates decreased beta-galactosidase enzyme activity in leukocytes or fibroblasts; however, additional testing and consideration of the patient's clinical findings are necessary to differentiate between these conditions. Follow-up testing may include LSDS / Lysosomal Storage Disorders Screen, Random, Urine, which analyzes mucopolysaccharides, oligosaccharides, ceramide trihexosides, and sulfatides to help differentiate between the 3 conditions and guide physicians in choosing the best confirmatory molecular testing option, which may include LSDGP / Lysosomal Storage Disease Gene Panel, Varies. | > or =1.56 nmol/min/mg | Very-low enzyme activity levels are consistent with GM1 gangliosidosis and Morquio B disease. Clinical findings must be used to differentiate between those 2 diseases. The deficiency of beta-galactosidase combined with neuraminidase deficiency is characteristic of galactosialidosis. | This test does not differentiate between GM1 gangliosiosis, Morquio B, and galactosialidosis. | 1.Suzuki Y, Nanba E, Matsuda J, Higaki K, Oshima A: Beta-galactosidase deficiency (beta-galactosidosis): GM1 gangliosidosis and Morquio B disease. In:Valle DL, Antonarakis S, Ballabio A, Beaudet AL, Mitchell GA, eds. The Online Metabolic and Molecular Bases of Inherited Disease. McGraw-Hill; 2019. Accessed March 01, 2022. Available athttps://ommbid.mhmedical.com/content.aspx?sectionid=225547263 2. d'Azzo A, Andria G, Bonten E, Annunziata I: Galactosialidosis. In:Valle DL, Antonarakis S, Ballabio A, Beaudet AL, Mitchell GA, et al, eds.The Online Metabolic and Molecular Bases of Inherited Disease. McGraw-Hill; 2019. Accessed March 01, 2022. Available at https://ommbid.mhmedical.com/content.aspx?sectionid=225547663 3. Caciotti A, Garman SC, Rivera-Colon Y, et al: GM1 gangliosidosis and Morquio B disease: an update on genetic alterations and clinical findings. Biochim Biophys Acta. 2011 Jul;1812(7):782-790. doi: 10.1016/j.bbadis.2011.03.018 4.Kingma SDK, Ceulemans B, Kenis S, Jonckheere AI: Are GMI gangliosidosis and Morquio type B two different disorders or part of one phenotypic spectrum?. JIMD Rep. 2021 Mar;59(1):90-103. doi: 10.1002/jmd2.12204 | The deficiency of beta-galactosidase is demonstrable using the artificial substrate 4-methylumbelliferyl-beta-D-galactopyranoside. The enzyme hydrolyzes the artificial substrate to produce 4-methylumbelliferone, which is measured fluorometrically.(Ho MW, O'Brien JS: Differential effect of chloride ions on galactosidase isoenzymes: a method for separate assay. Clin Chim Acta. 1971 May;32[3]:443-450; Gehler J, Cantz M, Tolksdorf M, Spranger J, Gilbert E, Drube H: Mucopolysaccharidosis. VII. Beta-glucuronidase deficiency. Humangenetik. 1974 July 15;23[2]:149-158. doi: 10.1007/BF00282212; Cowan T, Pasquali M: Laboratory Investigations of Inborn Errors of Metabolism. In: Sarafoglou K, Hoffman GF, Roth KS, eds. Pediatric Endocrinology and Inborn Errors of Metabolism. 2nd ed. McGraw-Hill; 2017:1139-1158) | 8 to 15 days | WBC homogenate: 1 month | This test was developed and its performance characteristics determined by Mayo Clinic in a manner consistent with CLIA requirements. It has not been cleared or approved by the US Food and Drug Administration. | 82657 | Beta-Galactosidase, Leukocytes | 24061-4 | 34979 | Interpretation (BGA) | 59462-2
WBDDR | Beta-Globin Cluster Locus Deletion/Duplication, Blood | Determining the etiology of hereditary persistence of fetal hemoglobin (HPFH) or delta-beta thalassemia Diagnosing less common causes of beta-thalassemia; these large deletional beta thalassemia alterations result in elevated hemoglobin (Hb) A2 and usually have slightly elevated HbF levels Distinguishing homozygous HbS disease from a compound heterozygous HbS/large beta-globin cluster deletion disorder (ie, HbS/beta zero thalassemia, HbS/delta beta zero thalassemia, HbS/HPFH, HbS/gamma-delta-beta-thalassemia) Diagnosing complex thalassemias where the beta-globin gene and 1 or more of the other genes in the beta-globin cluster have been deleted Evaluating and classifying unexplained increased HbF percentages Evaluating microcytic neonatal anemia Evaluating unexplained long standing microcytosis in the setting of normal iron studies and negative alpha thalassemia testing/normal Hb A2 percentages Confirming gene fusion hemoglobin variants such as Hb Lepore and Hb P-Nilotic Confirming homozygosity vs hemizygosity of alterations in the beta-like genes (HBB,HBD,HBG1,HBG2) This test isnot useful fordiagnosis or confirmation of alpha thalassemia, the most common beta thalassemias, or hemoglobin variants. It also does not detect nondeletional hereditary persistence of fetal hemoglobin. | Only orderable as a reflex. For more information see: -HAEV1 / Hemolytic Anemia Evaluation, Blood -HBEL1 / Hemoglobin Electrophoresis Evaluation, Blood -MEV1 / Methemoglobinemia Evaluation, Blood -REVE2 / Erythrocytosis Evaluation, Blood -THEV1 / Thalassemia and Hemoglobinopathy Evaluation, Blood and Serum Polymerase Chain Reaction (PCR) Analysis/Multiplex Ligation-Dependent Probe Amplification (MLPA) | Yes | Beta Globin Cluster Locus Del/Dup,B | Whole Blood EDTA | Only orderable as a reflex. For more information see: -HAEV1 / Hemolytic Anemia Evaluation, Blood -HBEL1 / Hemoglobin Electrophoresis Evaluation, Blood -MEV1 / Methemoglobinemia Evaluation, Blood -REVE2 / Erythrocytosis Evaluation, Blood -THEV1 / Thalassemia and Hemoglobinopathy Evaluation, Blood and Serum Specimen Type:Whole blood Collection Container/Tube: Preferred:Lavendertop(EDTA) Acceptable:Yellowtop (ACD) SpecimenVolume:4mL CollectionInstructions: 1.Invertseveraltimestomixblood. 2. Send specimenintheoriginaltube.Do not aliquot. | 2 mL | Large deletions involving the beta-globin cluster locus on chromosome 11 manifest with widely variable clinical phenotypes. Up to 10% of beta thalassemia cases (dependent on ethnicity) are caused by large deletions in the beta-globin cluster. Other thalassemias, including delta-beta thalassemia, gamma-delta-beta thalassemia, and epsilon-gamma-delta-beta thalassemia, also result from functional loss of genes or the locus control region that controls globin gene expression. In addition, hereditary persistence of fetal hemoglobin (HPFH) is caused by deletions of variable size along the beta-globin cluster locus. Most, but not all, of the large deletion beta-globin cluster disorders are associated with variably elevated hemoglobin (Hb) F percentages that persist after 2 years of age. In addition, most manifest in microcytosis. A notable exception is HPFH, which can have normal to minimal decreased mean corpuscular volume (MCV) values. The correct classification of these deletions is important as they confer variable predicted phenotypes and some are more protective than others when found in combination with a second beta-globin variant, such as HbS or beta thalassemia. In addition, identification of these deletions can explain lifelong microcytosis in the setting of normal iron studies and negative alpha thalassemia molecular results. | Only orderable as a reflex. For more information see: -HAEV1 / Hemolytic Anemia Evaluation, Blood -HBEL1 / Hemoglobin Electrophoresis Evaluation, Blood -MEV1 / Methemoglobinemia Evaluation, Blood -REVE2 / Erythrocytosis Evaluation, Blood -THEV1 / Thalassemia and Hemoglobinopathy Evaluation, Blood and Serum An interpretive report will be provided. | The alterations will be provided with the classification, if known. Further interpretation requires correlation with protein studies and red blood cell indices. | Nondeletional subtypes of beta thalassemia or hereditary persistence of fetal hemoglobin are not detected by this assay. Hemoglobin electrophoresis and sequencing analysis of the beta-globin gene will be performed prior to this test to exclude other diagnoses or to indicate the diagnostic utility of this testing platform. In addition to disease-related probes, the multiplex ligation-dependent probe amplification technique utilizes probes localized to other chromosomal regions as internal controls. In certain circumstances, these control probes may detect other diseases or conditions for which this test was not specifically intended. Results of the control probes are not normally reported. However, in cases where clinically relevant information is identified, the ordering physician will be informed of the result and provided with recommendations for any appropriate follow-up testing. | 1. Hein MS, Oliveira JL, Swanson KC, et al. Large deletions involving the beta globin gene complex: genotype-phenotype correlation of 119 cases. Blood. 2015;126:3374 2.Kipp BR, Roellinger SE, Lundquist PA, et al. Development and clinical implementation of a combination deletion PCR and multiplex ligation-dependent probe amplification assay for detecting deletions involving the human alpha-globin gene cluster. J Mol Diagn. 2011;13(5):549-557. doi:10.1016/j.jmoldx.2011.04.001 3. Rund D, Rachmilewitz E. Beta-thalassemia. N Engl J Med. 2005;353(11):1135-1146 4. Nussbaum R, McInnes R, Willard H: Principles of molecular disease: Lessons from the hemoglobinopathies. In: Thompson and Thompson Genetics in Medicine. 7th ed. Saunders Elsevier; 2007:323-342 5. Wood WG: Hereditary persistence of fetal hemoglobin and delta beta thalassemia. In: Disorders of Hemoglobin, 1st ed. Cambridge University Press, 2001;356-388 | Multiplex ligation-dependent probe amplification is utilized to test for the presence of large deletions in the beta-globin gene.(Unpublished Mayo method) | 25 to 30 days | Whole Blood: 2 weeks; DNA: 3 months | This test was developed and its performance characteristics determined by Mayo Clinic in a manner consistent with CLIA requirements. It has not been cleared or approved by the US Food and Drug Administration. | 81363-HBB (hemoglobin, beta, beta-globin) (eg, beta thalassemia), duplication/deletion analysis | Beta Globin Cluster Locus Del/Dup,B | 101634-4 | 48357 | Interpretation | 59466-3
WBDD | Beta-Globin Cluster Locus, Deletion/Duplication, Varies | Determining the etiology of hereditary persistence of fetal hemoglobin (HPFH) or delta-beta thalassemia Diagnosing less common causes of beta thalassemia; these large deletional beta thalassemia variants result in elevated hemoglobin (Hb) A2 and usually have slightly elevated HbF levels Distinguishing homozygous Hb S disease from a compound heterozygous HbS/large beta-globin cluster deletion disorder (ie, HbS/beta zero thalassemia, Hb S/delta-beta zero thalassemia, HbS/HPFH, HbS/gamma-delta-beta thalassemia) Diagnosing complex thalassemias where the beta-globin gene and one or more of the other genes in the beta-globin cluster have been deleted Evaluating and classifying unexplained increased HbF percentages Evaluating microcytic neonatal anemia Evaluating unexplained long standing microcytosis in the setting of normal iron studies and negative alpha thalassemia testing/normal HbA2 percentages Confirming gene fusion hemoglobin variants such as Hb Lepore and Hb P-Nilotic Confirming homozygosity vs hemizygosity of variants in the beta-like genes (HBB,HBD,HBG1,HBG2) This test isnot usefulfor diagnosis or confirmation of alpha thalassemia, the most common beta thalassemias, or hemoglobin variants. It also does not detect nondeletional HPFH. | Polymerase Chain Reaction (PCR) Analysis/Multiplex Ligation-Dependent Probe Amplification (MLPA) | Yes | Beta Globin Cluster Locus Del/Dup | A hemoglobin electrophoresis evaluation (HBEL1 / Hemoglobin Electrophoresis Evaluation, Blood) is always indicated prior to beta-globin cluster locus deletion and duplication testing as these conditions can be complex and protein data allows accurate classification of the patient phenotype. | Specimen Type:Whole blood Collection Container/Tube: Preferred:Lavendertop(EDTA) Acceptable:Yellowtop (ACD) SpecimenVolume:4mL CollectionInstructions: 1.Invertseveraltimestomixblood. 2. Send whole blood specimenintheoriginaltube.Do not aliquot. Specimen Stability Information: Refrigerated: 30 days; Ambient: 8 hours | 2 mL | Large deletions involving the beta-globin cluster locus on chromosome 11 manifest with widely variable clinical phenotypes. Up to 10% of beta-thalassemia cases (dependent on ethnicity) are caused by large deletions in the beta-globin cluster. Other thalassemias including delta-beta thalassemia, gamma-delta-beta-thalassemia, and epsilon-gamma-delta-beta-thalassemia, also result from functional loss of genes or the locus control region that controls globin gene expression. In addition, hereditary persistence of fetal hemoglobin (HPFH) is caused by deletions of variable size along the beta-globin cluster locus. Most, but not all, of the large deletion beta-globin cluster disorders are associated with variably elevated hemoglobin F percentages that persist after 2 years of age. In addition, most manifest in microcytosis. A notable exception is HPFH, which can have normal to minimal decreased mean corpuscular volume (MCV) values. The correct classification of these deletions is important as they confer variable predicted phenotypes and some are more protective than others when found in combination with a second beta-globin variant, such as HbS or beta thalassemia. In addition, identification of these deletions can explain lifelong microcytosis in the setting of normal iron studies and negative alpha thalassemia molecular results. | An interpretive report will be provided. | The alterations will be provided with the classification, if known. Further interpretation requires correlation with protein studies and red blood cell indices. | Nondeletional subtypes of beta thalassemia or hereditary persistence of fetal hemoglobin are not detected by this assay. In addition to disease-related probes, the multiplex ligation-dependent probe amplification technique utilizes probes localized to other chromosomal regions as internal controls. In certain circumstances, these control probes may detect other diseases or conditions for which this test was not specifically intended. Results of the control probes are not normally reported. However, in cases where clinically relevant information is identified, the ordering physician will be informed of the result and provided with recommendations for any appropriate follow-up testing. | 1. Hein MS, Oliveira JL, Swanson KC, et al. Large Deletions Involving the Beta Globin Gene Complex: Genotype-Phenotype Correlation of 119 cases. Blood. 2015;126:3374 2.Kipp BR, Roellinger SE, Lundquist PA, Highsmith WE, Dawson DB. Development and clinical implementation of a combination deletion PCR and multiplex ligation-dependent probe amplification assay for detecting deletions involving the human alpha-globin gene cluster. J Mol Diagn. 2011;13(5):549-57. doi:10.1016/j.jmoldx.2011.04.001 3. Rund D, Rachmilewitz E: Beta-thalassemia. N Engl J Med. 2005;353(11):1135-1146 4. Nussbaum R, McInnes R, Willard H: Principles of molecular disease: Lessons from the hemoglobinopathies. In: Thompson and Thompson Genetics in Medicine. 7th ed. Saunders Elsevier; 2007:323-342 5. Wood WG: Hereditary persistence of fetal hemoglobin and delta beta thalassemia. In: Disorders of Hemoglobin. Cambridge University Press; 2001:356-388 | Multiplex ligation-dependent probe amplification (MLPA) is utilized to test for the presence of large deletions in the beta-globin gene.(Unpublished Mayo method) | 25 to 30 days | Whole Blood: 2 weeks; DNA: 3 months | This test was developed and its performance characteristics determined by Mayo Clinic in a manner consistent with CLIA requirements. It has not been cleared or approved by the US Food and Drug Administration. | 81363-HBB (hemoglobin, beta, beta-globin) (eg, beta thalassemia), duplication/deletion analysis | Beta Globin Cluster Locus Del/Dup | 101634-4 | 48360 | Reviewed by | 18771-6
WBSQR | Beta-Globin Gene Sequencing, Blood | Evaluating for the following in an algorithmic process for the HAEV1 / Hemolytic Anemia Evaluation, Blood; HBEL1 / Hemoglobin Electrophoresis Evaluation, Blood; MEV1 / Methemoglobinemia Evaluation, Blood; REVE2 / Erythrocytosis Evaluation, Blood; THEV1 / Thalassemia and Hemoglobinopathy Evaluation, Blood and Serum: -Diagnosing of beta thalassemia intermedia or major -Identifying a specific beta thalassemia sequence variant (ie, unusually severe beta thalassemia trait) -Evaluating an abnormal hemoglobin electrophoresis identifying a rare beta-globin variant -Evaluating chronic hemolytic anemia of unknown etiology -Evaluating hereditary erythrocytosis with left-shifted p50 oxygen dissociation results -Preconception screening when there is a concern for a beta-hemoglobin disorder based on family history | Only orderable as a reflex. For more information see: -HAEV1 / Hemolytic Anemia Evaluation, Blood -HBEL1 / Hemoglobin Electrophoresis Evaluation, Blood -MEV1 / Methemoglobinemia Evaluation, Blood -REVE2 / Erythrocytosis Evaluation, Blood -THEV1 / Thalassemia and Hemoglobinopathy Evaluation, Blood and Serum Polymerase Chain Reaction (PCR)/Sanger Sequencing | Yes | Beta Globin Gene Sequencing, B | Whole Blood EDTA | Only orderable as a reflex. For more information see: -HAEV1 / Hemolytic Anemia Evaluation, Blood -HBEL1 / Hemoglobin Electrophoresis Evaluation, Blood -MEV1 / Methemoglobinemia Evaluation, Blood -REVE2 / Erythrocytosis Evaluation, Blood -THEV1 / Thalassemia and Hemoglobinopathy Evaluation, Blood and Serum Specimen Type:Whole blood Container/Tube: Preferred:Lavender top (EDTA) Acceptable:Yellow top (ACD) Specimen Volume:4 mL | 1 mL | Beta-globin gene sequencing is useful in the evaluation of beta-globin chain variants and beta thalassemia. It detects almost all beta-globin variants and the most common beta-thalassemia sequence variants, although prevalence is ethnicity dependent. Because these conditions are often complex, this test should always be interpreted in the context of protein studies, such as hemoglobin electrophoresis and red blood cell indices. The majority of beta-globin chain variants are clinically and hematologically benign; however, some have important clinical consequences, such as erythrocytosis, cyanosis/hypoxia, chronic hemolysis, or unexplained microcytosis. Most of the common clinically significant hemoglobin (Hb) variants (ie, HbS, HbC, HbE, and others) are easily distinguished by hemoglobin electrophoresis and do not require molecular analysis. In addition, they are frequently found in complex hemoglobin disorders due to multiple genetic variants, and accurate classification requires sequencing data within the context of protein data. In some instances, beta-globin sequencing is necessary to identify or confirm the identity of rare variants, especially those associated with erythrocytosis and chronic hemolytic anemia. Rare hyper-unstable variants (also termed dominant beta thalassemia mutations) result in hemolytic anemia and do not create protein stable enough to be detectable by protein methods, including stability studies. They are not always associated with elevated HbA2 or microcytosis and, therefore, can be electrophoretically silent. These require a high degree of clinical suspicion as all electrophoretic testing as well as stability studies cannot exclude this condition. Beta thalassemia is an autosomal recessive condition characterized by decreased or absent synthesis of beta-globin chains due to alterations in the beta-globin gene (HBB). No abnormal protein is present and diagnosis by electrophoresis relies on hemoglobin fraction percentage alterations (ie, HbA2 or HbF elevations). Beta-thalassemia can be split into 3 broad classes (categorized by clinical features): 1. Beta thalassemia trait (also called beta thalassemia minor and beta thalassemia carrier) (B[A]B[+] or B[A]B[0]). 2. Beta thalassemia intermedia (B[+]B[+] or B[+]B[0]) 3. Beta thalassemia major (B[+]B[0] or B[0]B[0]) Beta thalassemia trait is typically a harmless condition with varying degrees of microcytosis and hypochromia and sometimes mild anemia. Transfusions are not required. Beta thalassemia intermedia is a clinical distinction and is characterized by a more severe degree of anemia than beta thalassemia trait with few or intermittent transfusions required. Later in life, these individuals are at risk for iron overload even in the absence of chronic transfusion due to increased intestinal absorption of iron. Beta thalassemia major typically comes to medical attention early in life due to severe anemia, hepatosplenomegaly, and failure to thrive. Skeletal changes are also common due to expansion of the bone marrow. Without appropriate treatment these patients have a shortened lifespan. The majority of beta-thalassemia variations (>90%) are point alterations, small deletions, or insertions, which are detected by beta-globin gene sequencing. The remaining beta-thalassemia sequence variants are either due to large genomic deletions ofHBBor, very rarely, trans-acting beta thalassemia variations located outside of the beta-globin gene cluster. Some rare beta-chain variants can be clinically or electrophoretically indistinguishable from beta thalassemia and cannot be confirmed without molecular analysis. | Only orderable as a reflex. For more information see: -HAEV1 / Hemolytic Anemia Evaluation, Blood -HBEL1 / Hemoglobin Electrophoresis Evaluation, Blood -MEV1 / Methemoglobinemia Evaluation, Blood -REVE2 / Erythrocytosis Evaluation, Blood -THEV1 / Thalassemia and Hemoglobinopathy Evaluation, Blood and Serum An interpretive report will be provided. | The alteration will be provided with the classification, if known. Further interpretation requires correlation with protein studies and red blood cell indices. | This assay will not detect large deletions or duplications within the beta-globin gene. In addition, hybrid beta-globin variants (ie, Hb Lepore) will not be detected by this method. This method cannot distinguish between homozygous and compound heterozygous variants associated with large deletions. This method cannot distinguish between double substitution on single chromosome and a compound heterozygous state. Beta-globin sequencing alone is not able to distinguish between alterations that are found in the same copy of theHBBgene (ie, variants that are "linked" or "in cis") and alterations found on differentHBBgene copies (ie, are "in trans"). This limitation of sequencing may complicate diagnosis and has implications for inheritance and proper genetic counseling. To resolve these cases, molecular results must be correlated with electrophoretic and protein data, other laboratory findings, clinical findings, and family studies. Misinterpretation of results may occur if the information provided is inaccurate or incomplete. Rare genetic alterations exist that could lead to false-negative or false-positive results. If results obtained do not match the clinical findings, additional testing should be considered. | 1. Hoyer JD, Hoffman DR: The thalassemia and hemoglobinopathy syndromes. In: McClatchey KD, ed. Clinical Laboratory Medicine. 2nd ed. Lippincott Williams and Wilkins; 2002;866-895 2. Thein SL: The molecular basis of beta-thalassemia. Cold Spring Harb Perspect Med. 2013 May 1;1;3(5):a011700 3. Hoyer JD, Kroft, SH: Color Atlas of Hemoglobin Disorders: A Compendium Based on Proficiency Testing. CAP; 2003 4. Merchant S, Oliveira JL, Hoyer JD, Viswanatha DS: Molecular diagnosis in hematopathology. In: Goldblum J, His E, eds. Hematopathology: A Volume in Foundations in Diagnostic Pathology Series. 2nd ed. Churchill Livingstone; 2012 | Genomic DNA is extracted from whole blood. TheHBBgene is amplified by polymerase chain reaction (PCR). The PCR product is then purified and sequenced in both directions using fluorescent dye-terminator chemistry. Sequencing products are separated on an automated sequencer and trace files analyzed for variations in all exons, introns with the exception of IVS-II-82 through IVS-II-650, the 5'UTR, the 3'UTR, and the promoter region. Results are correlated with routine studies to identify unusual beta globin variants.(Reddy PL, Bowie LJ: Sequence-based diagnosis of hemoglobinopathies in the clinical laboratory. Clin Lab Med. 1997;17[1]:85-96; Traeger-Synodinos J, Harteveld CL: Advances in technologies for screening and diagnosis of hemoglobinopathies. Biomarkers Med. 2014;8[1]:115-127) | 10 days | Blood: 2 weeks; DNA: 3 months | This test was developed and its performance characteristics determined by Mayo Clinic in a manner consistent with CLIA requirements. It has not been cleared or approved by the US Food and Drug Administration. | 81364-HBB (hemoglobin, beta) full sequence | Beta Globin Gene Sequencing, B | 50996-8 | 47955 | Interpretation | 59466-3
GBAW | Beta-Glucosidase, Leukocytes | Diagnosis of Gaucher disease This test isnot intendedfor carrier detection. | Flow Injection Analysis-Tandem Mass Spectrometry | Yes | Beta-Glucosidase, Leukocytes | For additional information seeNewborn Screen Follow-up for Gaucher Disease | Container/Tube: Preferred:Yellow top (ACD solution B) Acceptable:Yellow top (ACD solution A) or lavender top (EDTA) Specimen Volume:6 mL Collection Instructions:Send specimen in whole blood original tube.Do not aliquot. | 2 mL | Gaucher disease (GD) is an autosomal recessive lysosomal storage disorder caused by reduced or absent acid beta-glucosidase (glucocerebrosidase) enzyme activity resulting in accumulation of glucosylceramide (glucocerebroside) and glucopsychosine (glucosylsphingosine) in the lysosomes. This interferes with the normal functioning of cells and leads to clinical abnormalities characteristic of the disease. While clinical features and severity of symptoms are widely variable within Gaucher disease, common features include abnormal blood parameters such as decreased red blood cells (anemia) and/or platelets (thrombocytopenia), bone disease, and hepatosplenomegaly. Three clinical subtypes have been identified based on the presence and progression of central nervous system (CNS) involvement. Type 1 is the most common type, representing 95% of all cases, and is generally characterized by bone disease, hepatosplenomegaly, anemia and thrombocytopenia, coagulation abnormalities, lung disease, and no CNS involvement. Type 2 or acute neuronopathic (GD2), typically has a very severe progression with onset in the first 2 years of life including neurologic disease, hepatosplenomegaly, and lung disease, with death usually between 2 and 4 years due to lung failure. Individuals with type 3 or chronic neuronopathic (GD3) may have onset prior to 2 years of age, but the progression is not as severe, and they may survive into the third and fourth decade. Finally, within the spectrum, there is a perinatal lethal form associated with skin abnormalities and nonimmune hydrops fetalis and a cardiovascular form presenting with calcification of the aortic and mitral valves, mild splenomegaly, and corneal opacities. Treatment is available in the form of enzyme replacement therapy (ERT), substrate reduction therapy, and chaperone therapy for types 1 and 3. Individuals with type 3 may benefit from bone marrow transplantation. Currently, only supportive therapy is available for type 2. Emerging therapies currently listed at Clinicaltrials.gov include gene therapy and in utero ERT. The incidence of type 1 ranges from 1 in 20,000 to 200,000 in the general population, but it is much more frequent among Ashkenazi Jewish population with an incidence between 1 in 400 and 900. Types 2 and 3 both have an incidence of approximately 1 in 100,000 in the general population. A diagnostic workup for Gaucher disease may demonstrate the characteristic finding of "Gaucher cells" on bone marrow examination. Significantly reduced or absent enzyme activity of acid beta-glucosidase along with elevation of the biomarker, glucopsychosine (GPSY / Glucopsychosine, Blood Spot; GPSYP / Glucopsychosine, Plasma; GPSYW / Glucopsychosine, Blood) is diagnostic. Molecular analysis of theGBAgene allows for detection of disease-causing variants in affected patients (GBAZ / Gaucher Disease, Full Gene Analysis, Varies or CGPH / Custom Gene Panel, Hereditary, Next-Generation Sequencing, Varies [specifyGBAGene List ID IEMCP-M4F13T]). | > or =3.53 nmol/hour/mg protein An interpretative report will be provided. Note:Results from this assay do not reflect carrier status because of individual variation of beta-glucosidase enzyme levels. | Individuals affected with Gaucher disease will have enzyme levels less than3.53nmol/h/mg protein. In our experience some carriers will also have less than3.53nmol/h/mg protein activity. | Enzyme levels may be normal in individuals receiving enzyme replacement therapy. | 1. Newborn Screening ACT Sheet [Decreased beta-glucocerebrosidase] Gaucher Disease. American College of Medical Genetics and Genomics; 2022. Revised March 2022. Accessed June 10, 2024. Available at www.acmg.net/PDFLibrary/Gaucher.pdf 2. Martins AM, Valadares ER, Porta G, et al: Recommendations on diagnosis, treatment, and monitoring for Gaucher disease. J Pediatr. 2009 Oct;155(4 Suppl):S10-S18 3. Daykin EC, Ryan E, Sidransky E: Diagnosing neuronopathic Gaucher disease: New considerations and challenges in assigning Gaucher phenotypes. Mol Genet Metab. 2021 Feb;132(2):49-58. doi: 10.1016/j.ymgme.2021.01.002 4. Pastores GM, Hughes DA: Gaucher disease. In: Adam MP, Ardinger HH, Pagon RA, et al, eds. GeneReviews [Internet]. University of Washington, Seattle; 2000.Updated June 21, 2018.Accessed March 1, 2022. Available at www.ncbi.nlm.nih.gov/books/NBK1269/ 5.Weinreb NJ, Andersson HC, Banikazemi M, et al: Prevalence of type 1 Gaucher disease in the United States.Arch Intern Med.2008 Feb;168:326-328 6. Elliott S, Buroker N, Cournoyer JJ, et al: Pilot study of newborn screening for six lysosomal storage diseases using tandem mass spectrometry. Mol Genet Metab. 2016 Aug;118(4):304-309 | The specimens are incubated with a mix of substrate and internal standard for acid sphingomyelinase, beta-glucocerebrosidase, acid alpha-glucosidase, alpha-galactosidase, galactocerebrosidase and alpha-L-iduronidase. The sample is then purified by liquid-liquid extraction. The extract is evaporated and reconstituted before analysis by tandem mass spectrometry.(Unpublished Mayo method) | 5 to 9 days | WBC homogenate: 1 month | This test was developed and its performance characteristics determined by Mayo Clinic in a manner consistent with CLIA requirements. It has not been cleared or approved by the US Food and Drug Administration. | 82963 | Beta-Glucosidase, Leukocytes | 32540-7 | 606275 | Reviewed By | 18771-6
GUSBB | Beta-Glucuronidase, Blood Spot | Supporting the biochemical diagnosis of mucopolysaccharidosis VII (MPS VII, Sly syndrome) This test isnot usefulfor determining carrier status for MPS VII. | Liquid Chromatography Tandem Mass Spectrometry (LC-MS/MS) | Yes | Beta-Glucuronidase, BS | Whole blood | Submit only 1 of the following specimen types: Preferred: Specimen Type:Blood spot Supplies:Card-Blood Spot Collection (Filter Paper) (T493) Container/Tube: Preferred:Blood Spot Collection Card Acceptable:Whatman Protein Saver 903 Paper, PerkinElmer 226 filter paper, Munktell filter paper, or blood collected in tubes containing EDTA and dried on filter paper Specimen Volume:2 Blood spots Collection Instructions: 1.An alternative blood collection option for a patient older than 1 year is a fingerstick. For detailed instructions, seeHow to Collect Dried Blood Spot Samples. 2. At least 2 spots should be complete (ie, unpunched). 3. Let blood dry on filter paper at ambient temperature in a horizontal position for a minimum of 3 hours. 4. Do not expose specimen to heat or direct sunlight. 5. Do not stack wet specimens. 6. Keep specimen dry. Specimen Stability Information:Refrigerated (preferred) 60 days/Ambient 7 days/Frozen 60 days Additional Information: 1. For collection instructions, seeBlood Spot Collection Instructions 2. For collection instructions in Spanish, seeBlood Spot Collection Card-Spanish Instructions(T777) 3. For collection instructions in Chinese, seeBlood Spot Collection Card-Chinese Instructions(T800) Acceptable: Specimen Type:Whole Blood Container/Tube: Preferred:Lavender top (EDTA) Acceptable:Yellow top (ACD) Specimen Volume:2 mL Collection Instructions:Send specimen in original tube. Do not aliquot. Specimen Stability Information:Refrigerate (preferred) 7 days/Ambient 48 hours. | Blood Spots: 1 Whole Blood: 0.5 mL | Mucopolysaccharidosis VII (MPS VII, Sly syndrome) is an autosomal recessive lysosomal storage disorder caused by the deficiency of beta-glucuronidase. Clinical features and severity of symptoms of MPS VII are widely variable ranging from severe lethal hydrops fetalis to more mild forms which generally present with later onset and a milder clinical presentation. In general, symptoms may include skeletal anomalies, coarse facies, hepatomegaly, neurological issues, and intellectual disability.Sly syndrome is 1 of the least common mucopolysaccharidoses with an incidence of 1 in 250,000 live births. A diagnostic workup for MPS includes glycosaminoglycan (GAG) determination in urine (MPSQU / Mucopolysaccharides Quantitative, Random, Urine) or blood (MPSBS / Mucopolysaccharidosis, Blood Spot, or MPSER / Mucopolysaccharides Quantitative, Serum) and molecular genetic analysis of the relevant gene. For MPS VII, molecular analysis of theGUSBgene (CGPH / Custom Gene Panel, Hereditary, Next-Generation Sequencing, Varies; specify Gene List ID:IEMCP-L613TF) allows for detection of disease-causing variants in affected patients and subsequent carrier detection in relatives. | >2.60 nmol/mL/hour An interpretive report will be provided. | Abnormal results are not sufficient to establish a diagnosis of a particular disease. To verify a preliminary diagnosis based on this assay, additional biochemical or molecular genetic analyses are required. When abnormal results are detected, a detailed interpretation is given, including an overview of the results and of their significance, a correlation to available clinical information, elements of differential diagnosis, recommendations for additional biochemical testing, and in vitro, confirmatory studies (enzyme assay, molecular genetic analysis), and a phone number to reach one of the laboratory directors in case the referring physician has additional questions. | Individuals with pseudodeficiency alleles can show reduced enzyme activity. Carrier status (heterozygosity) for these conditions cannot be reliably detected. Enzyme levels may be normal in individuals receiving enzyme replacement therapy or who have undergone hematopoietic stem cell transplant. | 1. Neufeld EF, Muenzer J. The mucopolysaccharidoses. In: Valle DL, Antonarakis S, Ballabio A, Beaudet AL, Mitchell GA. eds. The Online Metabolic and Molecular Bases of Inherited Disease. McGraw-Hill; Accessed May 24, 2023. https://ommbid.mhmedical.com/content.aspx?bookid=2709&sectionid=225544161 2. Hopwood JJ, Ballabio A. Multiple sulfatase deficiency and the nature of the sulfatase family. In: Valle DL, Antonarakis S, Ballabio A, Beaudet AL, Mitchell GA. eds. The Online Metabolic and Molecular Bases of Inherited Disease. McGraw-Hill; Accessed May 24, 2023. https://ommbid.mhmedical.com/content.aspx?bookid=2709&sectionid=225546905 | One dried blood spot (DBS) sample is incubated with a mix of substrate and internal standard (IS) for iduronate 2-sulfatase, heparan N-sulfatase, alpha-N-acetylglucosaminidase, N-acetylgalactosamine-sulfate, beta-galactosidase, arylsulfatase B, beta-glucuronidase, and tripeptidyl peptidase 1. A second DBS sample is incubated with a mix of substrate and IS for acetyl-CoA:alpha-glucosaminide N-acetyltransferase; and a third DBS sample with a mix of substrate and IS for palmitoyl-protein thioesterase 1. Following overnight incubation, the samples are combined, extracted by liquid-liquid extraction, and analyzed by tandem mass spectrometry.(Unpublished Mayo method) | 8 to 15 days | 1 year | This test was developed and its performance characteristics determined by Mayo Clinic in a manner consistent with CLIA requirements. It has not been cleared or approved by the US Food and Drug Administration. | 82657 | Beta-Glucuronidase, BS | 79457-8 | 618427 | Reviewed By | 18771-6
GUSBW | Beta-Glucuronidase, Leukocytes | Supporting the biochemical diagnosis of mucopolysaccharidosis type VII (MPS VII, Sly syndrome) in whole blood This test isnot useful forcarrier detection. | Liquid Chromatography Tandem Mass Spectrometry (LC-MS/MS) | Yes | Beta-Glucuronidase, WBC | Whole Blood ACD | Container/Tube: Preferred:Yellow top (ACD solution B) Acceptable:Yellow top (ACD solution A) or lavender top (EDTA) Specimen Volume:6 mL Collection Instructions:Send specimen in original tube.Do not aliquot. | 5 mL | Mucopolysaccharidosis VII (MPS VII, Sly syndrome) is an autosomal recessive lysosomal storage disorder caused by the deficiency of beta-glucuronidase. Clinical features and severity of symptoms of MPS VII are widely variable ranging from severe lethal hydrops fetalis to more mild forms which generally present with later onset and a milder clinical presentation. In general, symptoms may include skeletal anomalies, coarse facies, hepatomegaly, neurological issues, and intellectual disability.Sly syndrome is one of the least common mucopolysaccharidoses with an incidence of 1 in 250,000 live births. A diagnostic workup for MPS includes glycosaminoglycan (GAG) determination in urine (MPSQU / Mucopolysaccharides Quantitative, Random, Urine) or blood (MPSBS / Mucopolysaccharidosis, Blood Spot, or MPSER / Mucopolysaccharides Quantitative, Serum) and molecular genetic analysis of the relevant gene. For MPS VII, molecular analysis of theGUSBgene (CGPH / Custom Gene Panel, Hereditary, Next-Generation Sequencing, Varies; specify Gene List ID:IEMCP-L613TF) allows for detection of disease-causing variants in affected patients and subsequent carrier detection in relatives. | >3.50 nmol/hour/mg protein An interpretive report will be provided. | Abnormal results are not sufficient to establish a diagnosis of a particular disease. To verify a preliminary diagnosis based on this assay, additional biochemical or molecular genetic analyses are required. When abnormalresults are detected, a detailed interpretation is given, including an overview of the results and of their significance, a correlation to available clinical information, elements of differential diagnosis, recommendations for additional biochemical testing, and in vitro, confirmatory studies (enzyme assay, molecular analysis), and a phone number to reach one of the laboratory directors in case the referring physician has additional questions. | Individuals with pseudodeficiency alleles can show reduced enzyme activity. Carrier status (heterozygosity) for these conditions cannot be reliably detected. Enzyme levels may be normal in individuals receiving enzyme replacement therapy or who have undergone hematopoietic stem cell transplant. | 1. Neufeld EF, Muenzer J. The mucopolysaccharidoses. In: Valle DL, Antonarakis S, Ballabio A, Beaudet AL, Mitchell GA. eds. The Online Metabolic and Molecular Bases of Inherited Disease. McGraw-Hill; Accessed May 25, 2023. https://ommbid.mhmedical.com/content.aspx?bookid=2709&sectionid=225544161 2. Hopwood JJ, Ballabio A. Multiple sulfatase deficiency and the nature of the sulfatase family. In: Valle DL, Antonarakis S, Ballabio A, Beaudet AL, Mitchell GA. eds. The Online Metabolic and Molecular Bases of Inherited Disease. McGraw-Hill; Accessed May 25, 2023. https://ommbid.mhmedical.com/content.aspx?bookid=2709&sectionid=225546905 | Leukocytes are incubated with four cocktail mixes: 1) substrate and internal standard (IS) for iduronate 2-sulfatase, heparan N-sulfatase, alpha-N-acetylglucosaminidase, N-acetylgalactosamine-sulfate, beta-galactosidase, arylsulfatase B, beta-glucuronidase, and tripeptidyl peptidase 1; 2) substrate and IS for acetyl-CoA:alpha-glucosaminide N-acetyltransferase; 3) substrate and IS for N-acetylglucosamine-6-sulfatase; and 4) substrate and IS for palmitoyl-protein thioesterase 1 in 96-well plates. Following overnight incubation, the plates are combined and purified by liquid-liquid extraction. The extracts are evaporated, reconstituted with mobile phase, and analyzed by tandem mass spectrometry.(Unpublished Mayo method) | 8 to 15 days | WBC homogenate: 1 month | This test was developed and its performance characteristics determined by Mayo Clinic in a manner consistent with CLIA requirements. It has not been cleared or approved by the US Food and Drug Administration. | 82657 | Beta-Glucuronidase, WBC | 24065-5 | 618451 | Reviewed By | 18771-6
BHCG | Beta-Human Chorionic Gonadotropin, Quantitative, Serum | Monitoring patients for retained products of conception Aiding in the diagnosis of gestational trophoblastic disease (GTD), testicular tumors, ovarian germ cell tumors, teratomas, and, rarely, other human chorionic gonadotropin (hCG)-secreting tumors Serial measurement of hCG following treatment for: -Monitoring therapeutic response in GTD or in hCG-secreting tumors -Detecting persistent or recurrent GTD or hCG-secreting tumors This test isnot intended todetect or monitor pregnancy. | Electrochemiluminescence Immunoassay (ECLIA) | Yes | Beta-HCG, Quantitative, S | Serum | Patient Preparation:For 12 hours before specimen collection, patientshould nottake multivitamins or dietary supplements (eg, hair, skin, and nail supplements) containing biotin (vitamin B7). Supplies:Sarstedt Aliquot Tube, 5 mL (T914) Collection Container/Tube: Preferred:Serum gel Acceptable:Red top Submission Container/Tube:Plastic vial Specimen Volume:1 mL Collection Instructions:Centrifuge and aliquot serum into a plastic vial. | 0.75 mL | Human chorionic gonadotropin (hCG) is a glycoprotein hormone (molecular weight: MW approximately 36,000 Da) consisting of 2 noncovalently bound subunits. The alpha subunit (92-amino acids; "naked" protein MW 10,205 Da) is essentially identical to that of luteinizing hormone (LH), follicle-stimulating hormone, and thyrotropin (previously known as thyroid-stimulating hormone: TSH). The alpha subunit is essential for receptor transactivation. The different beta subunits of the above hormones are transcribed from separate genes, show less homology, and convey the receptor-specificity of the dimeric hormones. The chorionic gonadotropin, beta gene (coding for a 145-amino acid, "naked" protein MW 15,531 Da, glycosylated subunit MW approximately 22,500 Da) is highly homologous to the beta subunit of LH and acts through the same receptor. However, while LH is a classical tropic pituitary hormone, hCG does not usually circulate in significant concentrations. In pregnant primates (including humans) it is synthesized in the placenta and maintains the corpus luteum and, hence, progesterone production, during the first trimester. Thereafter, the placenta produces steroid hormones, diminishing the role of hCG. hCG concentrations fall, leveling off around week 20, significantly above prepregnancy levels. After delivery, miscarriage, or pregnancy termination, hCG falls with a half-life of 24 to 36 hours, until prepregnancy levels are reached. Outside of pregnancy, hCG may be secreted by abnormal germ cell, placental, or embryonal tissues, in particular seminomatous and nonseminomatous testicular tumors; ovarian germ cell tumors; gestational trophoblastic disease (hydatidiform mole and choriocarcinoma); and benign or malignant nontesticular teratomas. Rarely, other tumors including hepatic, neuroendocrine, breast, ovarian, pancreatic, cervical, and gastric cancers may secrete hCG, usually in relatively modest quantities. During pathological hCG production, the highly coordinated secretion of alpha and beta subunits of hCG may be disturbed. In addition to secreting intact hCG, tumors may produce disproportionate quantities of free alpha-subunits or, more commonly, free beta-subunits. Assays that detect both intact hCG and free beta-hCG, including this assay, tend to be more sensitive in detecting hCG-producing tumors. With successful treatment of hCG-producing tumors, hCG levels should fall with a half-life of 24 to 36 hours, and eventually return to the reference range. | Children(1,2) Males Birth-3 months: < or =50 IU/L* >3 months-<18 years: <1.4 IU/L Females Birth-3 months: < or =50 IU/L* >3 months-<18 years: <1.0 IU/L *Human chorionic gonadotropin (hCG), produced in the placenta, partially passes the placental barrier. Newborn serum beta-hCG concentrations are approximately 1/400th of the corresponding maternal serum concentrations, resulting in neonate beta-hCG levels of 10-50 IU/L at birth. Clearance half-life is approximately 2 to 3 days. Therefore, by 3 months of age, levels comparable to adults should be reached. Adults (97.5th percentile) Males: <1.4 IU/L Females Premenopausal, nonpregnant: <1.0 IU/L Postmenopausal: <7.0 IU/L Pediatric reference values based on: 1. Chen RJ, Huang SC, Chow SN, Hsieh CY. Human chorionic gonadotropin pattern in maternal circulation. Amniotic fluid and fetal circulation in late pregnancy. J Reprod Med. 1993;38(2):151-154 2. Schneider DT, Calaminus G, Göbel U. Diagnostic value of alpha 1-fetoprotein and beta-human chorionic gonadotropin in infancy and childhood. Pediatr Hematol Oncol. 2001;18(1):11-26 | After delivery, miscarriage, or pregnancy termination, human chorionic gonadotropin (hCG) falls with a half-life of 24 to 36 hours, until prepregnancy levels are reached. An absent or significantly slower decline is seen in patients with retained products of conception. Gestational trophoblastic disease (GTD) is associated with very considerable elevations of hCG, usually above 2 multiples of the medians for gestational age persisting or even rising beyond the first trimester. Serum hCG levels are elevated in approximately 40% to 50% of patients with nonseminomatous testicular cancer and 20% to 40% of patients with seminoma. Markedly elevated levels of hCG (>5000 IU/L) are uncommon in patients with pure seminoma and indicate the presence of a mixed testicular cancer. Ovarian germ cell tumors (approximately 10% of ovarian tumors) display elevated hCG levels in 20% to 50% of cases. Teratomas in children may overproduce hCG, even when benign, resulting in precocious pseudopuberty. Levels may be elevated to similar levels as seen in testicular cancer. Among nonreproductive tumors, hepatobiliary tumors (hepatoblastomas, hepatocellular carcinomas, and cholangiocarcinomas) and neuroendocrine tumors (eg, islet cell tumors and carcinoids) are those most commonly associated with hCG production. Many hCG-producing tumors also produce other embryonic proteins or antigens, in particular alpha fetoprotein (AFP). AFP should, therefore, also be measured in the diagnostic workup of such neoplasms. Complete therapeutic response in hCG-secreting tumors is characterized by a decline in hCG levels with an apparent half-life of 24 to 36 hours and eventual return to concentrations within the reference range. GTD and some tumors may produce hyperglycosylated hCG with a longer half-life, but an apparent half-life of more than 3 days suggests the presence of residual hCG-producing tumor tissue. A rise in hCG levels above the reference range in patients with hCG-producing tumors that had previously been treated successfully, suggests possible local or distant metastatic recurrence. | Despite strenuous efforts at standardization, different human chorionic gonadotropin (hCG) assays show only modest agreements with each other. Therefore, whenever serial monitoring of hCG concentration is required, the same assay should be used for all measurements. Transient elevations of serum hCG can occur following chemotherapy in patients with susceptible tumors, due to massive tumor cell lysis; these transient elevations should not be confused with tumor progression. Normal serum levels of hCG do not always exclude tumor persistence since tumors may undergo transition to differentiated teratomas, which may not produce hCG. In individuals with incomplete or complete primary hypogonadism (eg, menopausal women, XXY males, surgically or medically castrated individuals who are receiving inadequate sex steroid-replacement therapy), increased luteinizing hormone (LH)-gene transcription results in minor "leaky" transcription of hCG, and hCG levels of 3 to 5 IU/L and, in some cases, levels as high as 25 IU/L, may be seen. In postmenopausal women, hCG levels ranging from 3.5 to 32 IU/L have been reported. In these cases, measurements of serum concentrations of sex hormones (LH and follicle-stimulating hormone) might be indicated. End-stage renal failure is associated with up to 10-fold elevations in serum hCG levels. Among immunometric assays, hCG assays have been found uniquely susceptible to heterophile antibody interference, resulting in occasional false-positive results. Our current assay has been proven robust in this respect, but rare interferences still occur. Typically, the observed false-positive elevations are modest, ranging from just above the reference range to levels of 50 to 60 IU/L. If such results are seen and are discordant with the clinical picture or other biochemical or imaging tests, then the laboratory should be alerted. Rerunning the specimen in question after additional blocking treatment may resolve the issue. For patients with apparent serum hCG concentrations above 15 to 20 IU/L, hCG should also be detectable in urine, if it is truly elevated. Failure to detect urinary hCG in such patients, supports a false-positive serum hCG test. In rare cases, some individuals can develop antibodies to mouse or other animal antibodies (often referred to as human anti-mouse antibodies [HAMA] or heterophile antibodies), which may cause interference in some immunoassays. The presence of antibodies to streptavidin or ruthenium can rarely occur and may also interfere in this assay. Caution should be used in interpretation of results, and the laboratory should be alerted if the result does not correlate with the clinical presentation. | 1. Cole LA, Khanlian SA, Muller CY. Detection of perimenopause or postmenopause human chorionic gonadotropin: an unnecessary source of alarm. Am J Obstet Gynecol. 2008;198:275.e1-275.e7 2. Schneider DT, Calaminus G, Gobel U. Diagnostic value of alpha 1-fetoprotein and beta-human chorionic gonadotropin in infancy and childhood. Pediatr Hematol Oncol. 2001;18(1):11-26 3. Cole LA, Butler S. Detection of hCG in trophoblastic disease. The USA hCG reference service experience. J Reprod Med. 2002;40(6):433-444 4. von Eyben FE. Laboratory markers and germ cell tumors. Crit Rev Clin Lab Sci. 2003;40(4):377-427 5. Sturgeon CM, Duffy MJ, Stenman UH, et al. National Academy of Clinical Biochemistry laboratory medicine practice guidelines for use of tumor markers in testicular, prostate, colorectal, breast, and ovarian cancers. Clin Chem. 2008;54(12):e11-e79 6. Franks CE, Li J, Martinez M, et al. Utility of commercially available quantitative hCG immunoassays as tumor markers in trophoblastic and non-trophoblastic disease. Clin Chem. Published online May 19, 2023. doi:10.1093/clinchem/hvad045 | The Roche Elecsys HCG+beta (human chorionic gonadotropin) assay is a 2-site immunometric sandwich assay using electrochemiluminescence detection. Patient specimen, biotinylated monoclonal HCG-specific antibody, and monoclonal HCG-specific antibody labeled with a ruthenium react to form a complex. Streptavidin-coated microparticles act as the solid phase to which the complex becomes bound. Voltage is applied to the electrode inducing a chemiluminescent emission from the ruthenium, which is then measured against a calibration curve to determine the amount of HCG in the patient specimen.(Package insert: Elecsys HCG+beta. Roche Diagnostics; V 1.0, 05/2024) | 1 to 3 days | 3 months | This test has been modified from the manufacturer's instructions. Its performance characteristics were determined by Mayo Clinic in a manner consistent with CLIA requirements. This test has not been cleared or approved by the US Food and Drug Administration. | 84702 | Beta-HCG, Quantitative, S | 21198-7 | BHCG | Beta-HCG, Quantitative, S | 21198-7
BHSF | Beta-Human Chorionic Gonadotropin, Quantitative, Spinal Fluid | Aiding in the diagnosis of brain metastases of testicular cancer or extragonadal intracerebral germ cell tumors | Electrochemiluminescent Immunoassay (ECLIA) | Yes | Chorionic Gonad Beta-Subunit QN,CSF | CSF | Patient Preparation: For 12 hours before specimen collection, do nottake multivitamins or dietary supplements containing biotin (vitamin B7), which is commonly found in hair, skin, and nail supplements and multivitamins. Container/Tube:Sterile vial Specimen Volume:1 mL Collection Instructions: Submit specimen from collection vial 1. | 0.75 mL | Human chorionic gonadotropin (hCG) is synthesized during pregnancy by syncytiotrophoblast cells. hCG may also be produced by neoplastic cells of testicular tumors (seminomas or nonseminomas), ovarian germ cell tumors, gestational trophoblastic disease, choriocarcinoma, and various nontrophoblastic tumors including breast, ovarian, pancreatic, cervical, gastric, and hepatic cancers. Measurement of hCG is used as an adjunct in the diagnosis of germ cell tumors. The presence of hCG in cerebrospinal fluid (CSF) is suggestive of tumor presence. Pure germinomas are associated with low hCG concentrations in both serum and CSF. A subset of nongerminomatous germ cell tumors contain syncytiotrophoblastic giant cells. These tumors are associated with moderately increased hCG concentrations (<1000 IU/L) in the serum and/or CSF, and the survival rate in patients suffering these tumors is worse than that of patients with pure germinomas. In contrast, choriocarcinomas, another subset of nongerminomatous germ cell tumors, are associated with very high hCG concentrations (>1000 IU/L) in both serum and CSF. Quantification of the hCG in CSF can be important in guiding treatment and monitoring response to treatment of these tumors. The combination of the specific antibodies used in the Roche Beta hCG immunoassay recognize the holo-hormone, "nicked" forms of hCG, the beta-core fragment, and the free beta-subunit. | < or =1.0 IU/L | Elevated levels of human chorionic gonadotropin in spinal fluid indicate the probable presence of central nervous system metastases or recurrence of tumor in patients with germ cell tumors, including patients with testicular cancer or choriocarcinoma. | The use of multivitamins or dietary supplements containing biotin or vitamin B7 that are commonly found in hair, skin and nail supplements and multivitamins can interfere with this test. In pregnancy, elevations of human chorionic gonadotropin (hCG) in cerebrospinal fluid (CSF) may be observed due to blood contamination during CSF collection. In rare cases, some individuals can develop antibodies to mouse or other animal antibodies (often referred to as human anti-mouse antibodies [HAMA] or heterophile antibodies), which may cause interference in some immunoassays. Rarely, the presence of antibodies to streptavidin or ruthenium can occur and may interfere in this assay. Caution should be used in interpretation of results and the laboratory should be alerted if the result does not correlate with the clinical presentation. Values obtained with different assay methods or kits may be different and cannot be used interchangeably. Test results cannot be interpreted as absolute evidence for the presence or absence of malignant disease. Measurement of hCG in CSF should not be relied upon exclusively to determine the presence of central nervous system metastases in patients with germ cell tumors. | 1. Tian C, Shi Q, Xiao G, et al: CSF and serum hCG in patients without gestational and neoplastic hCG-secretion. Scand J Clin Lab Invest. 2011 Jul;71(4):264-268 2. Tian C, Shi Q, Pu C, et al: Re-evaluation of the significance of cerebrospinal fluid human chorionic gonadotropin in detecting intracranial ectopic germinomas. J Clin Neurosci. 2011 Feb;18(2):223-226 3. Gonzalez-Sanchez V, Moreno-Perez O, Sanchez Pellicer PS, et al: Validation of the human chorionic gonadotropin immunoassay in cerebrospinal fluid for the diagnostic work-up of neurohypophyseal germinomas. Ann Clin Biochem. 2011 Sep;48(Pt 5):433-437 4.Hu Y, Ni J, Zhang H, et al:An immunoassay for human Chorionic gonadotropin in cerebrospinal fluid: validation of a modified-approved method for accreditation by the College of American Pathologists. J Lab Physicians. 2021 Sep 8;14(1):11-15.doi: 10.1055/s-0041-1733817. 5. Zhang H, Zhang P, Fan J, et al: Determining an optimal cutoff of serumbeta-human chorionic gonadotropin for assisting the diagnosis of intracranial germinomas. PLoS One. 2016 Jan 15;11(1):e0147023.doi: 10.1371/journal.pone.0147023 | The Roche human chorionic gonadotropin (hCG) assay is a 2-site immunometric sandwich assay using electrochemiluminescence detection. Patient specimen, biotinylated monoclonal hCG-specific antibody, and monoclonal hCG-specific antibody labeled with a ruthenium react to form a complex. Streptavidin-coated microparticles act as the solid phase to which the complex becomes bound. Voltage is applied to the electrode inducing a chemiluminescent emission from the ruthenium, which is then measured against a calibration curve to determine the amount of hCG in the patient specimen.(Package insert: Elecsys HCG+B. Roche Diagnostics; V1.0. 10/2020) | 1 to 3 days | 14 days | This test was developed and its performance characteristics determined by Mayo Clinic in a manner consistent with CLIA requirements. It has not been cleared or approved by the US Food and Drug Administration. | 84702 | Chorionic Gonad Beta-Subunit QN,CSF | 14041-8 | BHSF | Chorionic Gonad Beta-Subunit QN,CSF | 14041-8
BHYD | Beta-Hydroxybutyrate, Serum | Monitoring therapy for diabetic ketoacidosis Investigating the differential diagnosis of any patient presenting tothe emergency room with hypoglycemia, acidosis, suspectedalcohol ingestion, or an unexplained increase in the anion gap In pediatric patients, the presence or absence of ketonemia/uria isan essential component in the differential diagnosis of inborn errorsof metabolism Serum beta-hydroxybutyrate is a key parameter monitored during controlled 24-hour fasts | Photometric, B-Hydroxybutyrate Dehydrogenase (B-HBDH) | Yes | Beta-Hydroxybutyrate, S | Serum | Collection Container/Tube: Preferred:Serum gel Acceptable:Red top Submission Container/Tube:Plastic vial Specimen Volume:1 mL Collection Instructions: 1. Serum gel tubes should be centrifuged within 2 hours of collection. 2. Red-top tubes should be centrifuged, and the serum aliquoted into a plastic vial within 2 hours of collection. | 0.25 mL | Beta-hydroxybutyrate (BHB) is 1 of 3 sources of ketone bodies.Its relative proportion in the blood (78%) is greater than the other 2ketone bodies, acetoacetate (20%) and acetone (2%). Duringcarbohydrate deprivation (starvation, digestive disturbances, frequentvomiting), decreased carbohydrate utilization (diabetes mellitus),glycogen storage diseases, and alkalosis, acetoacetate productionincreases. The increase may exceed the metabolic capacity of theperipheral tissues. As acetoacetate accumulates in the blood, a smallamount is converted to acetone by spontaneous decarboxylation. Theremaining and greater portion of acetoacetate is converted to BHB. | <0.4 mmol/L | The beta-hydroxybutyrate (BHB)/acetoacetate ratio is typically between 3:1 and 7:1 insevere ketotic states. Serum BHB increases in response to fasting, but should not exceed0.4 mmol/L following an overnight fast (up to 12 hours). In pediatric patients, a hypo- or hyper-ketotic state (with or withouthypoglycemia) may suggest specific groups of metabolic disorders. | Twenty four-hour fasting tests should not be performed in patients <2 yearsof age. Dipstick serum ketone determination using nitroprusside reagent isoften used to estimate ketone body status, but that method has inherentproblems. The dipstick does not measure beta-hydroxybutyrate, the most abundant ofthe physiological ketone bodies; the nitroprusside reagent only reactswith acetoacetate and acetone. | 1. Tietz Textbook of Clinical Chemistry. Edited by CA Burtis, ER Ashwood. Philadelphia, WB Saunders Co. 1999 2. Vassault A, Bonnefont JP, Specola N, et al: Lactate, pyruvate,and ketone bodies.InTechniques in Diagnostic HumanBiochemical Genetics - A Laboratory Manual. Edited byF Hommes.New York, Wiley-Liss, 1991 3. Bonnefont JP,SpecolaNB, Vassault A, et al: The fastingtest in paediatrics: application to the diagnosis ofpathological hypo- and hyperketotic states. Eur J Pediatr1990;150:80-85 | D-3-hydroxybutyrate in the presence of NAD is converted toacetoacetate and NADH at pH 8.5 by D-3-hydroxybutyratedehydrogenase. At this pH the reaction is favored to the right. TheNADH is converted to a colored compound using INT andDiaphorase.(Package insert: Stanbio Beta-hydroxybutyrate LiquiColor ProcedureNo. 2440; DN: RBR.2440.00, 4/16/2002) | Same day/1 to 2 days | 1 week | This test has been cleared, approved, or is exempt by the US Food and Drug Administration and is used per manufacturer's instructions. Performance characteristics were verified by Mayo Clinic in a manner consistent with CLIA requirements. | 82010 | Beta-Hydroxybutyrate, S | 6873-4 | BHYD | Beta-Hydroxybutyrate, S | 6873-4
BLAC | Beta-Lactoglobulin, IgE, Serum | Establishing a diagnosis of an allergy to beta-lactoglobulin Defining the allergen responsible for eliciting signs and symptoms Identifying allergens: -Responsible for allergic response and/or anaphylactic episode -To confirm sensitization prior to beginning immunotherapy -To investigate the specificity of allergic reactions to insect venom allergens, drugs, or chemical allergens | Fluorescence Enzyme Immunoassay (FEIA) | Yes | Beta-Lactoglobulin, IgE | Serum | Collection Container/Tube: Preferred:Serum gel Acceptable:Red top Submission Container/Tube:Plastic vial Specimen Volume:0.5 mL for every 5 allergens requested Collection Instructions:Centrifuge and aliquot serum into a plastic vial. | For 1 allergen: 0.3 mL For more than 1 allergen: (0.05 mL x number of allergens) + 0.25 mL deadspace | Clinical manifestations of immediate hypersensitivity (allergic) diseases are caused by the release of proinflammatory mediators (histamine, leukotrienes, and prostaglandins) from IgE-sensitized effector cells (mast cells and basophils) when cell-bound IgE antibodies interact with an allergen. In vitro serum testing for IgE antibodies provides an indication of the immune response to allergens that may be associated with allergic disease. The allergens chosen for testing often depend upon the age of the patient, history of allergen exposure, season of the year, and clinical manifestations. In individuals predisposed to develop allergic disease, the sequence of sensitization and clinical manifestations proceed as follows: eczema and respiratory disease (rhinitis and bronchospasm) in infants and children less than 5 years due to food sensitivity (milk, egg, soy, and wheat proteins) followed by respiratory disease (rhinitis and asthma) in older children and adults due to sensitivity to inhalant allergens (dust mite, mold, and pollen inhalants). | Class,IgE kU/L,Interpretation, 0,<0.10,Negative, 0/1,0.10-0.34,Borderline/equivocal, 1,0.35-0.69,Equivocal, 2,0.70-3.49,Positive, 3,3.50-17.4,Positive, 4,17.5-49.9,Strongly positive, 5,50.0-99.9,Strongly positive, 6,> or =100,Strongly positive, | Detection of IgE antibodies in serum (class 1 or greater) indicates an increased likelihood of allergic disease as opposed to other etiologies and defines the allergens that may be responsible for eliciting signs and symptoms. The level of IgE antibodies in serum varies directly with the concentration of IgE antibodies expressed as a class score or kU/L. | Testing for IgE antibodies is not useful in patients previously treated with immunotherapy to determine if residual clinical sensitivity exists or in patients in whom the medical management does not depend upon identification of allergen specificity. Some individuals with clinically insignificant sensitivity to allergens may have measurable levels of IgE antibodies in serum, and test results must be interpreted in the clinical context. False-positive results for IgE antibodies may occur in patients with markedly elevated serum IgE (>2500 kU/L) due to nonspecific binding to allergen solid phases. | Homburger HA, Hamilton RG: Allergic diseases. In: McPherson RA, Pincus MR, eds. Henry's Clinical Diagnosis and Management by Laboratory Methods. 23rd ed. Elsevier; 2017:1057-1070 | Specific IgE from the patient's serum reacts with the allergen of interest, which is covalently coupled to an ImmunoCAP. After washing away nonspecific IgE, enzyme-labeled anti-IgE antibody is added to form a complex. After incubation, unbound anti-IgE is washed away, and the bound complex incubated with a developing agent. After stopping the reaction, the fluorescence of the eluate is measured. Fluorescence is proportional to the amount of specific IgE present in the patient's sample (ie, the higher the fluorescence value, the more IgE antibody is present).(Package insert: ImmunoCAP System Specific IgE FEIA. Phadia; Rev 06/2020) | Same day/1 to 3 days | 14 days | This test has been cleared, approved, or is exempt by the US Food and Drug Administration and is used per manufacturer's instructions. Performance characteristics were verified by Mayo Clinic in a manner consistent with CLIA requirements. | 86008 | Beta-Lactoglobulin, IgE | 41397-1 | BLAC | Beta-Lactoglobulin, IgE | 41397-1
HCO3 | Bicarbonate, Serum | Diagnosis and treatment of acid-base imbalance in respiratory and metabolic systems | Photometric/Enzymatic | Yes | Bicarbonate, S | Serum | Collection Container/Tube: Preferred:Serum gel Acceptable:Red top Submission Container/Tube:Plastic vial Specimen Volume:0.5 mL Collection Instructions: 1. Serum gel tube must be centrifuged within 2 hours of collection. 2. Red-top tube must be centrifuged, and the serum aliquoted into a plastic vial within 2 hours of collection. | 0.25 mL | Bicarbonate is the second largest fraction of the anions in plasma. Included in this fraction are the bicarbonate (HCO3[-]) and carbonate (CO3[-2]) ions, carbon dioxide in physical solution, as well as the carbamino compounds. At the physiological pH of blood, the concentration of carbonate is 1/1000 that of bicarbonate. The carbamino compounds are also present in such low quantities that they are generally not mentioned specifically. The bicarbonate content of serum or plasma is a significant indicator of electrolyte dispersion and anion deficit. Together with pH determination, bicarbonate measurements are used in the diagnosis and treatment of numerous potentially serious disorders associated with acid-base imbalance in the respiratory and metabolic systems. Some of these conditions are diarrhea, renal tubular acidosis, carbonic anhydrase inhibitors, hyperkalemic acidosis, renal failure, and ketoacidosis. | Males 12-24 months: 17-25 mmol/L 3 years: 18-26 mmol/L 4-5 years: 19-27 mmol/L 6-7 years: 20-28 mmol/L 8-17 years: 21-29 mmol/L > or =18 years: 22-29 mmol/L Females 1-3 years: 18-25 mmol/L 4-5 years: 19-26 mmol/L 6-7 years: 20-27 mmol/L 8-9 years: 21-28 mmol/L > or =10 years: 22-29 mmol/L Reference values have not been established for patients that are <12 months of age. | Alterations of bicarbonate (HCO3) and carbon dioxide (CO2) dissolved in plasma are characteristic of acid-base imbalance. The nature of the imbalance cannot, however, be inferred from the bicarbonate value itself, and the determination of bicarbonate is rarely ordered alone. Its value has significance in the context of other electrolytes determined with it and in screening for electrolyte imbalance. | Because the determination of bicarbonate (HCO3) actually includes dissolved carbon dioxide (CO2), this fraction will escape from the specimen into the air once the stopper is removed from the vacutainer tube. The rate of change in the bicarbonate determination is approximately 6 mmol/L in the course of 1 hour. If the logistics in the lab are different for processing high-volume routine specimens from STAT specimens, the extent of the error is bicarbonate determinations will be different. This is due to the length of time between removal of the stopper and sampling of the specimen for analysis. Fortunately, the errors in either case are relatively small and of little concern clinically. | Tietz Textbook of Clinical Chemistry, Edited by Burtis and Ashwood.Philadelphia, PA, WB Saunders Company, 1994. | This is a photometric rate reaction. Bicarbonate (HCO3[-]) reactswith phosphoenolpyruvate (PEP) in the presence ofphosphoenolpyruvate carboxylase (PEPC) to produce oxaloacetateand phosphate. The oxaloacetate produced is coupled with NADHin the presence of malate dehydrogenase (MDH) to produce malateand NAD. The consumption of NADH causes a decrease inabsorbance and is monitored in the UV range of 320 nm to 400 nm. The rate of change is directly proportional to the concentrationof bicarbonate.(Package insert: Roche Bicarbonate reagent,Indianapolis,IN, July 2000) | Same day/1 to 2 days | 1 week | This test has been cleared, approved, or is exempt by the US Food and Drug Administration and is used per manufacturer's instructions. Performance characteristics were verified by Mayo Clinic in a manner consistent with CLIA requirements. | 82374 | Bicarbonate, S | 1963-8 | HCO3 | Bicarbonate, S | 1963-8
FBIUR | Bicarbonate, Urine |  | Enzymatic Assay (EZA) | Yes | Bicarbonate, Urine | Urine | ***Must submit one specimen per order. Specimens cannot be shared between multiple orders.*** Specimen Type:Urine Container/Tube:Plastic preservative-free urine container Specimen Volume:1 mL Collection Instructions:Send 1 mL from a random urine collection. Send specimen refrigerated in a preservative free plastic urine container. | 0.3 mL |  | Reporting limit determined each analysis. Normally: None Detected |  |  |  |  | 5 to 11 days |  | This test was developed and its performance characteristics determined by NMS Labs. It has not been cleared or approved by the U.S. Food and Drug Administration. | 82374 | Bicarbonate, Urine | 1964-6 | Z3506 | Bicarbonate | 1964-6
BAPS | Bile Acid Profile, Serum | Evaluating the enterohepatic cycle consisting of the biliary system, intestine, portal circulation, and hepatocytes Supporting researchers in need of free and conjugated values of all 20 bile acid species as well as total bile acid | Liquid Chromatography Tandem Mass Spectrometry (LC-MS/MS) | Yes | Bile Acid Profile, S | Serum | Patient Preparation: Patient must be fasting for 12 to 14 hours. Collection Container/Tube: Preferred:Serum gel Acceptable:Red top Submission Container/Tube:Plastic vial Specimen Volume:0.5 mL Collection Instructions:Centrifuge and aliquot serum into a plastic vial. | 0.3 mL | Bile acids are formed in the liver from cholesterol, conjugated primarily to glycine and taurine, stored and concentrated in the gallbladder, and secreted into the intestine after the ingestion of a meal. In the intestinal lumen, the bile acids serve to emulsify ingested fats and thereby promote digestion. During the absorptive phase of digestion, approximately 90% of the bile acids are reabsorbed. The efficiency of the hepatic clearance of bile acids from portal blood maintains serum concentrations at low levels in normal persons. An elevated fasting level, due to impaired hepatic clearance, is a sensitive indicator of liver disease. Following meals, serum bile acid levels have been shown to increase only slightly in normal persons, but markedly in patients with various liver diseases, including cirrhosis, hepatitis, cholestasis, portal-vein thrombosis, Budd-Chiari syndrome, cholangitis, Wilson disease, and hemochromatosis. No increase in bile acids will be noted in patients with intestinal malabsorption. Metabolic hepatic disorders involving organic anions (eg, Gilbert disease, Crigler-Najjar syndrome, and Dubin-Johnson syndrome) do not cause abnormal serum bile acid concentrations. The concentration of bile acids in serum is influenced by many different liver diseases due to the inability of the liver to efficiently extract circulating bile acids from portal blood. In addition, bile acid levels are altered in several biochemical genetic conditions, such as peroxisomal biogenesis disorders (eg, Zellweger spectrum disorder) and disorders of bile acid synthesis (eg, D-bifunctional protein deficiency and alpha methyl-CoA racemase deficiency), due to the loss of specific enzymes important for bile acid metabolism. This analysis includes a quantitative characterization of primary and secondary bile acids as well as 2 bile acid precursor species for the assessment of bile acid metabolism. | Chenodeoxycholic acid: < or =2.26 nmol/mL Cholic acid: < or =2.74 nmol/mL Deoxycholic acid: < or =2.84 nmol/mL Dihydroxycholestanoic acid: < or =0.07 nmol/mL Glycochenodeoxycholic acid: < or =5.14 nmol/mL Glycocholic acid: < or =2.17 nmol/mL Glycodeoxycholic acid: < or =3.88 nmol/mL Glycohyodeoxycholic acid: < or =0.01 nmol/mL Glycolithocholic acid: < or =0.11 nmol/mL Glycoursodeoxycholic acid: < or =1.00 nmol/mL Hyodeoxycholic acid: < or =0.12 nmol/mL Lithocholic acid: < or =0.09 nmol/mL Taurochenodeoxycholic acid: < or =0.80 nmol/mL Taurocholic acid: < or =0.31 nmol/mL Taurodeoxycholic acid: < or =0.78 nmol/mL Taurohyodeoxycholic acid: < or =0.02 nmol/mL Taurolithocholic acid: < or =0.04 nmol/mL Tauroursodeoxycholic acid: < or =0.05 nmol/mL Trihydroxycholestanoic acid: < or =1.73 nmol/mL Ursodeoxycholic acid: < or =0.64 nmol/mL Total bile acids: < or =19.00 nmol/mL | Total bile acids are metabolized in the liver and can serve as a marker for normal liver function.Increases in serum C27bile acids are seen in patients with peroxisomal biogenesis disorders (eg, as Zellweger spectrum disorder) or single enzyme defects of bile acid synthesis (eg, D-bifunctional protein deficiency and alpha methyl CoA racemases). Totals of the free and conjugated bile acid species for all 20 bile acids in addition to total bile acids will be reported. No interpretive report will be provided. | Bile acid concentrations in serum may be elevated post meal or due to bile acid therapy, such as cholic acid, deoxycholic acid, or ursodeoxycholic acid. Do not use for assessment of general liver dysfunction in adults or diagnosis or monitoring of intrahepatic cholestasis of pregnancy. | 1. Sundaram SS, Bove KE, Lovell MA, Sokol RJ. Mechanisms of disease: inborn errors of bile acid synthesis. Nat Clin Pract Gastroenterol Hepatol. 2008;5(8):456-468 2. Wanders RJA, Rizzo WB. Inborn errors of peroxisome biogenesis and function. In: Sarafoglou K, Hoffmann GF, Roth KS, eds. Pediatric Endocrinology and Inborn Errors of Metabolism. McGraw-Hill Medical Division. 2nd ed. 2017:427-446 3. Ducroq DH, Morton MS, Shadi N, et al. Analysis of serum bile acids by isotope dilution-mass spectrometry to assess the performance of routine total bile acid methods. Ann Clin Biochem. 2010;47(Pt 6):535-540 4.Fischler B, Eggersten G, Bjorkhem I. Genetic defects in synthesis and transport of bile acids. In: Sarafoglou K, Hoffmann GF, Roth KS, eds. Pediatric Endocrinology and Inborn Errors of Metabolism. McGraw-Hill Medical Division; 2017:447-460 5. Society for Maternal-Fetal Medicine (SMFM). Lee RH, Mara Greenberg, Metz TD, Pettker CM. Society for Maternal-Fetal Medicine Consult Series #53: Intrahepatic cholestasis of pregnancy: replaces consult #13, April 2011. Am J Obstet Gynecol. 2021;224(2):B2-B9. doi:10.1016/j.ajog.2020.11.002 | Bile acid concentrations in serum are measured by liquid chromatography tandem mass spectrometrystable isotope dilution analysis. Serum is mixed with isotopically labeled internal standards of selected bile acids and then subjected to protein precipitation. Sample preparation is semiautomated using a liquid handler. Reverse-phase liquid chromatography is performed to separate free bile acids, their respective tauro- and glyco-conjugates, and 2 bile acid precursors.(Unpublished Mayo method) | 3 to 5 days | 1 month | This test was developed and its performance characteristics determined by Mayo Clinic in a manner consistent with CLIA requirements. It has not been cleared or approved by the US Food and Drug Administration. | 82542 | Bile Acid Profile, S | 43130-4 | 35821 | Total bile acids | 14628-2
BAIPD | Bile Acids for Peroxisomal Disorders, Serum | Biomarker for peroxisomal biogenesis disorders, such as Zellweger spectrum disorder and single enzyme defects of bile acid synthesis, including D-bifunctional protein deficiency and alpha methyl CoA racemases Monitoring patients receiving bile acid therapy, such as cholic acid, for liver disease due to peroxisomal biogenesis disorders or single enzyme defects in bile acid synthesis | Liquid Chromatography Tandem Mass Spectrometry (LC-MS/MS) | Yes | Bile Acids for Peroxisomal D/O, S | For more information see: | Patient Preparation: Patient must be fasting for 12 to 14 hours. Collection Container/Tube: Preferred:Serum gel Acceptable:Red top Submission Container/Tube:Plastic vial Specimen Volume:0.5 mL Collection Instructions:Centrifuge and aliquot serum into a plastic vial. | 0.3 mL | Bile acids are formed in the liver from cholesterol, conjugated primarily to glycine and taurine, stored and concentrated in the gallbladder, and secreted into the intestine after the ingestion of a meal. In the intestinal lumen, the bile acids serve to emulsify ingested fats and thereby promote digestion. During the absorptive phase of digestion, approximately 90% of the bile acids are reabsorbed. The efficiency of the hepatic clearance of bile acids from portal blood maintains serum concentrations at low levels in normal persons. An elevated fasting level, due to impaired hepatic clearance, is a sensitive indicator of liver disease. Following meals, serum bile acid levels have been shown to increase only slightly in normal persons, but markedly in patients with various liver diseases, including cirrhosis, hepatitis, cholestasis, portal-vein thrombosis, Budd-Chiari syndrome, cholangitis, Wilson disease, and hemochromatosis. No increase in bile acids will be noted in patients with intestinal malabsorption. Metabolic hepatic disorders involving organic anions (eg, Gilbert disease, Crigler-Najjar syndrome, and Dubin-Johnson syndrome) do not cause abnormal serum bile acid concentrations. This bile acid test for peroxisomal disorders measures concentrations of C27 bile acids, which are diagnostic markers for peroxisomal biogenesis disorders, such as Zellweger spectrum disorder and single enzyme defects of bile acid synthesis, such as D-bifunctional protein deficiency and alpha methyl-CoA racemase deficiency. Elevated levels of C27 bile acids may enable diagnosis of peroxisomal biogenesis disorders and bile acid synthesis defects in children with liver cholestasis. Treatment for peroxisomal biogenesis disorders and bile acid synthesis defects with cholic acid is available. Measurement of C27 bile acids before and during treatment with bile acid therapy, such as cholic acid can assist with monitoring of treatment efficacy. | Dihydroxycholestanoic acid: < or =0.10 nmol/mL Trihydroxycholestanoic acid: < or =1.30 nmol/mL Total cholic acid: < or =5.00 nmol/mL Total chenodeoxycholic acid: < or =6.00 nmol/mL Total ursodeoxycholic acid: < or =2.00 nmol/mL Total bile acids: < or =19.00 nmol/mL | Increases in serum C27 bile acids are seen in patients with peroxisomal biogenesis disorders (eg, Zellweger spectrum disorder) or single enzyme defects of bile acid synthesis (eg, D-bifunctional protein deficiency and alpha methyl CoA racemaces).Total bile acids are metabolized in the liver and can serve as a marker for normal liver function. The values of 2 bile acid precursors, dihydroxycholestanoic acid and trihydroxycholestanoic acid, will be reported, along with total cholic acid, total chenodeoxycholic acid, total ursodeoxycholic acid, and total bile acids. No interpretive report will be provided. | Bile acid concentrations in serum may be elevated post meal or due to bile acid therapy, such as cholic acid, deoxycholic acid, and ursodeoxycholic acid. | 1. Johnson DW, ten Brink HJ, Schuit RC, Jakobs C. Rapid and quantitative analysis of unconjugated C(27) bile acids in plasma and blood samples by tandem mass spectrometry. J Lipid Res. 2001;42(1):9-16 2. Bootsma AH, Overmars H, van Rooij A, et al. Rapid analysis of conjugated bile acids in plasma using electrospray tandem mass spectrometry: application for selective screening of peroxisomal disorders. J Inherit Metab Dis. 1999;22(3):307-310 3. Ferdinandusse S, Jimenez-Sanchez G, Koster J, et al. A novel bile acid biosynthesis defect due to a deficiency of peroxisomal ABCD3. Hum Mol Genet. 2015;24(2):361-370 4. Heubi JE, Setchell KDR, Bove KE. Inborn errors of bile acid metabolism. Clin Liver Dis. 2018;22(4):671-687. doi:10.1016/j.cld.2018.06.006 5. Sundaram SS, Bove KE, Lovell MA, Sokol RJ. Mechanisms of disease: inborn errors of bile acid synthesis. Nat Clin Pract Gastroenterol Hepatol. 2008;5(8):456-468 6. Wanders RJA, Rizzo WB. Inborn errors of peroxisome biogenesis and function. In: Sarafoglou K, Hoffmann GF, Roth KS, eds. Pediatric Endocrinology and Inborn Errors of Metabolism. 2nd ed. McGraw-Hill Medical Division; 2017:427-446 7.Fischler B, Eggersten G, Bjorkhem I. Genetic defects in synthesis and transport of bile acids. In: Sarafoglou K, Hoffmann GF, Roth KS, eds. Pediatric Endocrinology and Inborn Errors of Metabolism. McGraw-Hill Medical Division; 2017:447-460 8. Society for Maternal-Fetal Medicine (SMFM). Lee RH, Mara Greenberg, Metz TD, Pettker CM. Society for Maternal-Fetal Medicine Consult Series #53: Intrahepatic cholestasis of pregnancy: replaces consult #13, April 2011. Am J Obstet Gynecol. 2021;224(2):B2-B9. doi:10.1016/j.ajog.2020.11.002 | Bile acid concentrations in serum are measured by liquid chromatography tandem mass spectrometrystable isotope dilution analysis. Serum is mixed with isotopically labeled internal standards of selected bile acids and then subjected to protein precipitation. Sample preparation is semiautomated using a liquid handler. Reverse-phase liquid chromatography is performed using mobile phases to separate free bile acids, their respective tauro- and glyco-conjugates, and 2 bile acid precursors.(Unpublished Mayo method) | 3 to 5 days | 1 month | This test was developed and its performance characteristics determined by Mayo Clinic in a manner consistent with CLIA requirements. It has not been cleared or approved by the US Food and Drug Administration. | 82542 | Bile Acids for Peroxisomal D/O, S | 43130-4 | 41451 | Total Bile Acids | 14628-2
BAMRP | Bile Acids Malabsorption Panel, Serum and Feces | Aiding in the evaluation of patients suspected of having chronic diarrhea symptoms due to bile acid malabsorption | Liquid Chromatography Tandem Mass Spectrometry (LC-MS/MS) | Yes | Bile Acid Malabsorption Panel | For more information seeBile Acid-Associated Tests Ordering Guide. | Patient Preparation: 1. For serum collection: Patient must fast for at least 12 hours prior to collection;fasting morning specimen is preferred. 2. Patient should not have recently taken antibiotics, bile acid sequestrants for 24 hours prior to collection, or statins for 5 days prior to collection. 3. No laxatives (particularly mineral oil and castor oil) 4. No synthetic fat substitutes (eg, Olestra) or fat-blocking nutritional supplements 5. Barium interferes with test procedure; if patient has used barium, it is recommended to wait 48 hours before starting the stool collection. Both feces and serum are required. Collection for both serum and feces should be completed on the same day, but up to 3 days apart is acceptable. Specimen Type:Serum CollectionContainer/Tube: Preferred:Serum gel Acceptable:Red top Submission Container/Tube:Plastic vial Specimen Volume:1 mL Collection Instructions: 1. Centrifuge and aliquot 1 mL of serum into a plastic vial. 2. Send specimen frozen. Specimen Type:Feces Supplies:Stool Container, Small (Random), 4 oz (T288) Container/Tube:Fecal container Specimen Volume:5 g Collection Instructions: 1. Collect a loose, unpreserved, random fecal specimen. 2.Freeze immediately. Additional Information:If additional tests are ordered, aliquot and separate sample prior to freezing to allow 1 container per test. | Feces: See Specimen Collection Homogenized feces: 1 mL Serum: 0.5 mL | Bile acids are synthesized from cholesterol in the liver and released into the digestive tract where they function to emulsify dietary fats and facilitate lipid absorption in the small intestine.The majority of bile acids are reabsorbed in the ileum of the healthy individual, with only 5% excreted in feces.(1) The synthesis of bile acids in the liver is regulated by a negative feedback mechanism from the bile acids reabsorbed from the intestine. 7Alpha-hydroxy-4-cholesten-3-one (7aC4) is an intermediate in the biosynthesis pathway of cholesterol to bile acids.Primary bile acids cholic acid (CA) and chenodeoxycholic acid (CDCA) are deconjugated and dehydroxylated via intestinal bacteria into secondary bile acids deoxycholic acid (DCA) and lithocholic acid (LCA), respectively.(2) The sum of CA, CDCA, DCA, LCA, and ursodeoxycholic acid composes the majority of bile acids in the feces.The concentration of 7aC4 in serum is a surrogate for the amount of bile acid synthesis in the liver. There is some diurnal variation in 7aC4 serum concentrations, so measurement should be performed on a fasting morning sample. Patients with increased bile acid in their stool suffer from chronic diarrhea, termed bile acid diarrhea (BAD). Approximately 10% to 33% of patients with irritable bowel syndrome with diarrhea (IBS-D) have BAD. Additionally, BAD has been identified as a contributor of diarrhea in other conditions such as irritable bowel disease, Celiac disease, microscopic colitis, and neuroendocrine tumors.(3) Identifying patients with BAD can be done by measuring total and fractionated bile acids in stool. The increased bile acids in feces can be caused by an inability to reabsorb bile acids in the terminal ileum. The loss of intestinal reabsorption leads to increase synthesis of bile acids in the liver. Recent studies have shown that serum concentrations of 7aC4 are elevated in patients with BAD. Several intestinal diseases or functional abnormalities can lead to BAD. Identification of these patients can influence treatment decisions that could include the use of bile acid sequestrants. Conversely, patients with IBS with constipation (IBS-C) may have lower circulating 7aC4 as compared to healthy individuals. The definitive test in the United States for BAD is the 48-hour stool bile acids test (BA48F / Bile Acids, Bowel Dysfunction, 48 Hour, Feces). However, given the challenge of a 48-hour specimen collection, a random stool collection can be used in combination with the results from serum 7aC4 testing. From a random stool collection, only the percentage of primary bile acids can be reported. Internal studies have shown that a combination of serum 7aC4 result above 52.5 ng/mL and primary fecal bile acid result above 10% is 66% sensitive and 95% specific for bile acid malabsorption.(4) Quantitation of fecal bile acids aids in screening for BAD and identifying patients with chronic diarrhea who may benefit from bile acid sequestrant therapy. | BILE ACID MALABSORPTION, FECAL: > or =18 years: Sum of cholic acid and chenodeoxycholic acid: < or =10.0% 7AC4, BILE ACID SYNTHESIS, SERUM: 2.5-63.2 ng/mL Reference values have not been established for patients who are younger than 18 years of age. | When serum7alpha-hydroxy-4-cholesten-3-oneresults are above 52.5 ng/mL and primary fecal bile acid results are above 10%, this test is 66% sensitive and 95% specific for bile acid malabsorption. Pharmacological treatment with bile acid sequestrants has been shown to improve symptoms in some patients. | Bile acids are not stable in fecal specimens. Specimens must be kept frozen immediately after collection. Bile acids in a random stool sample should only be used in combination with a result of fasting serum7alpha-hydroxy-4-cholesten-3-one. Serum and fecal specimens should be collected, ideally, on the same day, or, at maximum, up to three days apart. | 1. Vijayvargiya P, Camilleri M, Chedid V, et al. Analysis of fecal primary bile acids detects increased stool weight and colonic transit in patients with chronic functional diarrhea. Clin Gastroenterol Hepatol. 2019 Apr;17(5):922-929.e2 2. Vijayvargiya P, Camilleri M: Current practice in the diagnosis of bile acid diarrhea. Gastroenterology. 2019;156:(5):1233-1238 3. Vijayvargiya P, Gonzalez Izundegui D, Calderon G, et al. Increased fecal bile acid excretion in a significant subset of patients with other inflammatory diarrheal diseases. Dig Dis Sci. 2022;67(6):2413-2419. doi:10.1007/s10620-021-06993-5 4. Vijayvargiya P, Camilleri M, Taylor A, Busciglio I, Loftus EV Jr, Donato LJ: Combined fasting serum C4 and primary bile acids from a single stool sample to diagnose bile acid diarrhea.Gastroenterology. 2020 Nov;159(5):1952-1954.e2 5. Duboc H, Rainteau D, Rajca S, et al. Increase in fecal primary bile acids and dysbiosis in patients with diarrhea-predominant irritable bowel syndrome. Neurogastroenterol Motil. 2012;24(6):513-520, e246-7 6. Vijayvargiya P,CamilleriM,ShinA, Saenger A. Methods for diagnosis of bile acid malabsorption in clinical practice. Clin Gastroenterol Hepatol. 2013;11(10):1232-1239 7. Vijayvargiya P, Camilleri M, Carlson P, et al. Performance characteristics of serum C4 and FGF19 measurements to exclude the diagnosis of bile acid diarrhoea in IBS-diarrhoea and functional diarrhoea. Aliment Pharmacol Ther. 2017;46(6):581-588. doi:10.1111/apt.14214 8. Camilleri M, Nadeau A, Tremaine WJ, et al. Measurement of serum 7 alpha-hydroxy-4-cholesten-3-one (or 7AC4), a surrogate test for bile acid malabsorption in health, ileal disease and irritable bowel syndrome using liquid chromatography-tandem mass spectrometry. Neurogastroenterol Motil. 2009;21(7):734-743 9. Wong BS, Camilleri M, Carlson P, et al. Increased bile acid biosynthesis is associated with irritable bowel syndrome with diarrhea. Clin Gastroenterol Hepatol. 2012;10(9):1009-1015.e3 | Fractionated fecal bile acids are quantified in a random fecal collection. Samples are analyzed on a tandem mass spectrometer.(Unpublished Mayo method) 7Alpha-hydroxy-cholesten-3-one (7aC4) is extracted from the sample. After addition of a deuterium-labeled 7aC4 internal standard, 7aC4 is measured by liquid chromatography tandem mass spectrometry.(Donato LJ, Lueke A, Kenyon SM, Meeusen JW, Camilleri M. Description of analytical method and clinical utility of measuring serum 7-alpha-hydroxy-4-cholesten-3-one (7aC4) by mass spectrometry. Clin Biochem. 2018;52:106-111) | 2 to 9 days | Serum: 14 days; Stool: 7 days | This test was developed and its performance characteristics determined by Mayo Clinic in a manner consistent with CLIA requirements. It has not been cleared or approved by the US Food and Drug Administration. | 82542 x2 | Bile Acid Malabsorption Panel | 104027-8 | 620308 | Bile Acids, % CDCA + CA, F | 103710-0
BA48F | Bile Acids, Bowel Dysfunction, 48 Hour, Feces | Aids to evaluate patients suspected of having irritable bowel syndrome-diarrhea (IBS-D) symptoms due to bile acid malabsorption | Liquid Chromatography-Tandem Mass Spectrometry (LC-MS/MS) | Yes | Bile Acids, Bowel Dysfunc, 48 Hr, F | SeeBile Acid-Associated TestsOrdering Guide | Patient Preparation: For 3 days prior to and during the collection period: 1. Patient should be on a fat-controlled diet (100-150 g fat per day) 2. No laxatives (particularly mineral oil and castor oil) 3. No synthetic fat substitutes (eg, Olestra) or fat-blocking nutritional supplements Supplies:Stool Containers - 24, 48, 72 Hours Kit (T291) Collection Container/Tube:Stool container (T291); complies with shipping requirements, do not use other containers Specimen Volume:Entire 48-hour collection Collection Instructions: 1. Do not use other containers. 2. All containers must be sent together. 3. The entire collection must contain at least 5 g of feces. 4. The number of containers sent should be indicated on the labels (1 of 4, for example). Additional Information: 1. Patient may store sample at refrigerate temperature during collection period. 2. Barium interferes with test procedure; a waiting period of 48 hours before stool collection analysis is recommended. | 5 g | Bile acids are natural products of cholesterol synthesis that aid in the emulsification and absorption of dietary fats in the small intestine. The majority of bile acids are reabsorbed in the ileum of the healthy individual, with only 5% excreted in feces.(1) Primary bile acids cholic acid (CA) and chenodeoxycholic acid (CDCA) are deconjugated and dehydroxylated via intestinal bacteria into secondary bile acids deoxycholic acid (DCA) and lithocholic acid (LCA), respectively.(2) The sum of CA, CDCA, DCA, LCA, and ursodeoxycholic acid (UDCA) compose the majority of bile acids in the feces. Impaired absorption of bile acids in the terminal ileum leads to excess bile acids in the colon that can cause diarrhea from chloride and water secretion; a condition called bile acid malabsorption (BAM). Irritable bowel syndrome (IBS) is a nonspecific multifactorial disorder involving the large intestine. IBS is characterized by cramping, bloating, diarrhea, and constipation and classified as either IBS-D (diarrhea) or IBS-C (constipation) by the Rome III criteria.(3) Up to 50% of IBS-D patients have accelerated colonic transit time; the mechanism of IBS-D pathophysiology is varied with more than 25% having BAM.(1,4) Several methods have been developed for detection of BAM, but are not widely available in clinical practice.(5) Therefore, patients are often placed on trials of bile acids sequestrants to determine if symptoms improve. Quantitation of fecal bile acids aids in screening for IBS-D and identification of patients with chronic diarrhea who may benefit from bile acid sequestrant therapy. | > or = to 18 years: Sum of cholic acid and chenodeoxycholic acid < or =9.7% Total bile acids < or =2619 mcmoles/48 hours Reference values have not been established for patients who are <18 years of age | Elevated total fecal bile acid or percent cholic acid plus chenodeoxycholic acid is consistent with the diagnosis of bile acid malabsorption. Pharmacological treatment with bile acid sequestrants has been shown to improve symptoms in some patients. | Bile acids are not stable in stool. Stool samples must be kept frozen immediately after collection. | 1. Vijayvargiya P, Camilleri M, Chedid V, et al: Analysis of fecal primary bile acids detects increased stool weight and colonic transit in patients with chronic functional diarrhea. Clin Gastroenterol Hepatol. 2019;17(5):922-929.e2 2. Vijayvargiya P, Camilleri M, Current practice in the diagnosis of bile acid diarrhea. Gastroenterology. 2019;156:(5):1233-1238 3. Wedlake L, A'Hern R, Russell D, et al: Systematic review: The prevalence of idiopathic bile acid malabsorption as diagnosed by SeHCAT scanning in patients with diarrhoea-predominant irritable bowel syndrome. Aliment Pharmacol Ther. 2009;30:707-717 4. Shin A, Camilleri M, Vijayvargiya P, et al: Bowel functions, fecal unconjugated primary and secondary bile acids, and colonic transit in patients with irritable bowel syndrome. Clin Gastroenterol Hepatol. 2013 Oct;11(10):1270-1275 5. Longstreth GF, Thompson WG, Chey WD, et al: Functional bowel disorders. Gastroenterology. 2006;130:1480-1491 6. Camilleri M, McKinzie S, Busciglio I, et al: Prospective study of motor, sensory, psychologic, and autonomic functions in patients with irritable bowel syndrome. Clin Gastroenterol Hepatol. 2008;6:772-781 7. Vijayvargiya P,CamilleriM,ShinA, Saenger A: Methods for diagnosis of bile acid malabsorption in clinical practice. Clin Gastroenterol Hepatol. 2013 Oct;11(10):1232-1239 | Fractionated fecal bile acids are quantified in a 48-hour fecal collection during which a high-fat intake diet was followed. Samples are analyzed on a tandem mass spectrometer.(Unpublished Mayo method) | 2 to 9 days | 7 days | This test was developed and its performance characteristics determined by Mayo Clinic in a manner consistent with CLIA requirements. It has not been cleared or approved by the US Food and Drug Administration. | 82542 | Bile Acids, Bowel Dysfunc, 48 Hr, F | 93338-2 | 610285 | Stool Weight | 30078-0
BAFS | Bile Acids, Fractionated and Total, Serum | Measuring tauro- and glycol-conjugated and unconjugated bile acid constituents in serum specimens Monitoring patients receiving bile acid therapy, such as cholic acid, deoxycholic acid, or ursodeoxycholic acid Aiding in the evaluation of liver function; evaluation of liver function changes before the formation of more advanced clinical signs of illness such as icterus Determining hepatic dysfunction as a result of chemical and environmental injury Indicating hepatic histological improvement in chronic hepatitis C patients responding to interferon treatment Indicating intrahepatic cholestasis of pregnancy This assay isnot useful forthe diagnosis of peroxisomal biogenesis disorders or inborn errors of bile acid metabolism. | Liquid Chromatography Tandem Mass Spectrometry (LC-MS/MS) | Yes | Bile Acids, Fractionated and Tot, S | For more information seeBile Acid-Associated Tests Ordering Guide | Patient Preparation: Patient must be fasting for 12 to 14 hours. Collection Container/Tube: Preferred:Serum gel Acceptable:Red top Submission Container/Tube:Plastic vial Specimen Volume:0.5 mL Collection Instructions:Centrifuge and aliquot serum into a plastic vial. | 0.3 mL | Bile acids are formed in the liver from cholesterol, conjugated primarily to glycine and taurine, stored and concentrated in the gallbladder, and secreted into the intestine after the ingestion of a meal. In the intestinal lumen, the bile acids serve to emulsify ingested fats and thereby promote digestion. During the absorptive phase of digestion, approximately 90% of the bile acids are reabsorbed. The efficiency of the hepatic clearance of bile acids from portal blood maintains serum concentrations at low levels in normal persons. An elevated fasting level, due to impaired hepatic clearance, is a sensitive indicator of liver disease. Following meals, serum bile acid levels have been shown to increase only slightly in normal persons but markedly in patients with various liver diseases, including cirrhosis, hepatitis, cholestasis, portal-vein thrombosis, Budd-Chiari syndrome, cholangitis, Wilson disease, and hemochromatosis. No increase in bile acids will be noted in patients with intestinal malabsorption. Metabolic hepatic disorders involving organic anions (eg, Gilbert disease, Crigler-Najjar syndrome, and Dubin-Johnson syndrome) do not cause abnormal serum bile acid concentrations. | Total cholic acid: < or =5.00 nmol/mL Total chenodeoxycholic acid: < or =6.00 nmol/mL Total deoxycholic acid: < or =6.00 nmol/mL Total ursodeoxycholic acid: < or =2.00 nmol/mL Total bile acids: < or =19.00 nmol/mL | Total bile acids are metabolized in the liver and can serve as a marker for normal liver function. Increases in serum bile acids are seen in patients with acute hepatitis, chronic hepatitis, liver sclerosis, liver cancer, and intrahepatic cholestasis of pregnancy. | This test does not measure sulfated bile acids. | 1. Marschall HU. Management of intrahepatic cholestasis of pregnancy. Expert Rev Gastroenterol Hepatol. 2015;9(10):1273-1279 2. Ducroq DH, Morton MS, Shadi N, et al. Analysis of serum bile acids by isotope dilution-mass spectrometry to assess the performance of routine total bile acid methods. Ann Clin Biochem. 2010;47(Pt 6):535-540 3.Piechota J, Jelski W. Intrahepatic cholestasis in pregnancy: Review of the literature. J Clin Med. 2020;9(5):1361. doi:10.3390/jcm9051361 4. Society for Maternal-Fetal Medicine (SMFM). Lee RH, Mara Greenberg, Metz TD, Pettker CM. Society for Maternal-Fetal Medicine Consult Series #53: Intrahepatic cholestasis of pregnancy: replaces consult #13, April 2011. Am J Obstet Gynecol. 2021;224(2):B2-B9. doi:10.1016/j.ajog.2020.11.002 | Bile acid concentrations in serum are measured by liquid chromatography tandem mass spectrometry stable isotope dilution analysis. Serum is mixed with isotopically labeled internal standards of selected bile acids and then subjected to protein precipitation. Sample preparation is semi-automated using a liquid handler. Reverse-phase liquid chromatography is performed using mobile phases to separate free bile acids, their respective tauro- and glyco-conjugates, and 2 bile acid precursors.(Unpublished Mayo method) | 3 to 5 days | 1 month | This test was developed and its performance characteristics determined by Mayo Clinic in a manner consistent with CLIA requirements. It has not been cleared or approved by the US Food and Drug Administration. | 82542 | Bile Acids, Fractionated and Tot, S | 43130-4 | 35800 | Total bile acids | 14628-2
BILEA | Bile Acids, Total, Serum | Anaid intheevaluation ofliverfunction Evaluationof liverfunctionchangesbefore the formationof more advanced clinical signsof illness such asicterus Anaid inthedetermination ofhepatic dysfunctionasaresult ofchemical andenvironmentalinjury Anindicatorofhepatic histologicalimprovement in chronic hepatitisCpatientsrespondingto interferon treatment Anindicatorfor intrahepatic cholestasis ofpregnancy | Enzymatic | Yes | Bile Acids, Total, S | SeeBile Acid-Associated TestsOrdering Guide | Patient Preparation: Patient must be fasting for 12 hours.Infants and pregnant patients do not need to fast. Container/Tube: Preferred:Serum gel Acceptable:Red top Submission Container/Tube:Plastic vial Specimen Volume:0.5 mL Collection Instructions: 1. Serum gel tubes should be centrifuged within 2 hours of collection. 2. Red-top tubes should be centrifuged and serum aliquoted into plastic vial within 2 hours of collection. | 0.25 mL | Bileacidsareformedintheliverfromcholesterol, conjugated primarilytoglycineandtaurine,stored andconcentrated inthegallbladder,and secreted intotheintestine after the ingestion ofameal.Inthe intestinal lumen,the bile acids servetoemulsifyingestedfatsand thereby promote digestion.Duringtheabsorptive phase ofdigestion,approximately90% ofthebileacidsarereabsorbed. The efficiencyofthehepaticclearance of bile acids fromportalblood maintainsserum concentrationsat lowlevelsin normalpersons.An elevated fastinglevel,duetoimpaired hepaticclearance,isasensitive indicator of liverdisease.Followingmeals,serumbile acid levels have been shown to increase only slightlyinnormalpersonsbutmarkedlyinpatients with various liverdiseases, includingcirrhosis, hepatitis, cholestasis, portal-vein thrombosis, Budd-Chiari syndrome,cholangitis, Wilsondisease, andhemochromatosis. Noincreaseinbile acids will benotedin patients withintestinalmalabsorption.Metabolic hepatic disorders involving organic anions(eg,Gilbert disease,Crigler-Najjar syndrome,andDubin-Johnson syndrome)donot cause abnormal serum bile acid concentrations. Significant increasesintotal bile acidsin nonfasting pregnant femalescanaidin the diagnosis ofcholestasis.Otherfactors, suchascomplete medical history,physical exam, and liver functiontestsshould also beconsidered. | <or=10mcmol/L Reference interval applies to fasting total bile acid concentrations. | Total bileacids are metabolizedintheliverandcanserveas amarkerfor normalliverfunction. Increases in serumbile acids are seen inpatientswith acute hepatitis,chronichepatitis,liversclerosis, and livercancer. | Serumtotalbile acid testingis generallynotsuitable fordifferentiation amongthevarioustypes ofliverdiseases. Totalbile acid concentration is increased aftermeals;samples should be collected under fasting conditions. | 1. Sawkat Anwer M, Meyer DJ: Bile Acids in the diagnosis, pathology, and therapy of hepatobiliary diseases.Vet Clin North AmSmallAnim Pract.1995 March;25(2):503-517 2. Javitt NB: Diagnostic value of serum bile acids.Clin Gastroenterol.1977;6:219-226 3. Osuga T, Mitamura K, Mashige F, et al: Evaluation of fluorimetrically estimated serum bile acid in liver disease. Clin Chim Acta. 1977;75:81-90 4. Shima T, Tada H, Morimoto M, et al: Serum total bile acid level as a sensitive indicator of hepatic histological improvement in chronic hepatitis C patients responding to interferon treatment. J Gastroenterol Hepatol. 2000 March;15(30):294-299 5. Lebovics E, Seif F, Kim D, et al: Pruritus in chronic hepatitis C: Association with high serum bile acids, advanced pathology, and bile duct abnormalities.Dig Dis Sci. 1997 May;42(5):1094-1099 6. Korman MG, Hofmann AF, Summerskill WHJ: Assessment of activity in chronic active liver disease. Serum bile acids compared with conventional tests and histology. NEJM 1974 June 20;290:1399-1402 7. Manzotti C, Casazza G, Stimac T, Nikolova D, Gluud C. Total serum bile acids or serum bile acid profile, or both, for the diagnosis of intrahepatic cholestasis of pregnancy. Cochrane Database Syst Rev. 2019 Jul 5;7(7):CD012546. doi: 10.1002/14651858.CD012546.pub2 | Testing isperformed ontheRoche cobas c502. In the presence of thionicotinamide adenine dinucleotide (Thio-NAD), the enzyme 3-alpha-hydroxysteroid dehydrogenase (3-alpha-HSD) converts bile acids to 3-keto steroids and Thio-NADH. The reaction is reversible, and 3-alpha-HSD can convert 3-keto steroids and Thio-NADH to bile acids and Thio-NAD. In the presence of excess NADH, the enzyme cycling occurs efficiently and the rate of formation of Thio-NADH is determined by measuring specific change of absorbance at 405 nm. (Packageinsert: Total Bile AcidsAssayKit.Diazyme Laboratories;01/2020) | Same day/1 to 2 days | 1 week | This test has been cleared, approved, or is exempt by the US Food and Drug Administration and is used per manufacturer's instructions. Performance characteristics were verified by Mayo Clinic in a manner consistent with CLIA requirements. | 82239 | Bile Acids, Total, S | 14628-2 | BILEA | Bile Acids, Total, S | 14628-2
FBAC | Bile Acids, Urine |  | Fast Atom Bombardment-Mass Spectrometry (FAB-MS) | Yes | Bile Acids, Urine | Urine | Collection Container:Plastic urine container Specimen Volume:5-25 mL Collection Instructions: NOTE: Submit with specimen: 1. Clinical history/Preliminary diagnosis -Because URSO can mask detection of bile acid synthetic defects it is preferable for patients to be off Urso or Actigall for 5 days before sample collection. -If possible, send Urine & Serum (ZW166 - Bile Acids Serum, referral lab code 9001004). Urine is analyzed for all patients - if Urine shows evidence of a metabolic abnormality, Serum will be tested. Urine and serum must be ordered separately as they are 2 separate tests with separate charges. | 1 mL | Diagnostic testing in pediatric and adult patients presenting with conditions of cholestatic liver disease, neurological disease, or fat-soluble vitamin malabsorption of unknown etiology. Urine FAB-MS analysis provides a rapid and cost-effective means of diagnosing the most common of the genetic defects in the metabolism of cholesterol to the primary bile acids. Mass spectrometry testing may be used to monitor the biochemical response to primary bile acid therapy and to help in decisions on dose adjustments, where compliance should lead to a reduction in levels of atypical bile acids. |  |  |  |  | Application of liquid secondary ionization mass spectrometry using fast atom bombardment (FAB-MS) ionization to detect the negative ions associated with the presence of increased concentrations of atypical bile acids in urine resulting from the loss of activity of one of the key enzymes that catalyze the production of normal primary bile acids by the liver. Each enzyme defect yields a distinct and specific mass spectrum that permits the diagnosis of the genetic defect. | 7 to 30 days |  | This test was developed and its performance characteristics were determined and validated by the Clinical Mass Spectrometry Laboratory at Cincinnati Childrens Hospital Medical Center. It has not been cleared or approved by the U. S. Food and Drug Administration. This laboratory is certified under the Clinical Laboratory Improvement Amendments of 1988 (CLIA 88) as qualified to perform high-complexity laboratory testing. | 83789 | Bile Acids, Urine | 49254-6 | FBAC | Bile Acids, Urine | 49254-6
BILAO | Biliary Tract Malignancy, FISH, Varies | Assessing bile duct brushing or hepatobiliary brushing specimens for biliary tract malignancy | Fluorescence In Situ Hybridization (FISH) | Yes | Biliary Tract Malignancy, FISH | When this test is ordered, fluorescence in situ hybridization testing will be performed. When additional specimens are received, the laboratory will add BILOB to the second specimen, BILOC to the third specimen, and so on. | Supplies:PreservCyt Vial (T536) Specimen Type:Bile duct brushing, bile duct aspirate, hepatobiliary brushing, or hepatobiliary aspirate (fine-needle aspiration isnot acceptable) Container/Tube:Separate ThinPrep vial, containing 20 mL PreservCyt or CytoLyt solution for each specimen Specimen Volume:Entire collection Collection Instructions: 1. If performing local cytology in addition to fluorescence in situ hybridization testing, aliquot half of the specimen into another ThinPrep vialbeforeprocessing the specimen. 2. Submission of residual specimen (after processing other testing) may compromise the sensitivity of the test. 3. Label each specimen with specific source (eg, right hepatic duct or common bile duct). | See Specimen Required | Endoscopic retrograde cholangiopancreatography (ERCP) is used to examine patients with biliary tract obstruction or stricture for possible malignancy. Biopsies and cytologic specimens are obtained at the time of ERCP. Cytologic analysis complements biopsy by sometimes detecting malignancy in patients with a negative biopsy. Nonetheless, a number of studies suggest that the overall sensitivity of bile duct brushing and bile aspirate cytology is quite low. Fluorescence in situ hybridization (FISH) is a technique that utilizes fluorescently-labeled DNA probes to examine cells for chromosomal alterations. FISH can be used to detect cells with chromosomal changes (eg, aneuploidy) that are indicative of malignancy. Studies in our laboratory indicate that the sensitivity of FISH to detect malignant cells in biliary brush specimens is superior to that of conventional cytology. | No abnormality detected by fluorescence in situ hybridization | An interpretive report will be provided. | A positive fluorescence in situ hybridization (FISH) result does not identify location or type of malignancy. FISH abnormalities may be associated with high-grade dysplasia or carcinoma in situ. Cytology and biopsy may help clarify such situations. | 1. Barr Fritcher EG, Voss JS, Brankley SM, et al. An optimized set of fluorescence in situ hybridization probes for detection of pancreatobiliary tract cancer in cytology brush samples. Gastroenterology. 2015;149(7):1813-1824. doi:10.1053/j.gastro.2015.08.046 2. Barr Fritcher EG, Kipp BR, Voss JS, et al. ST27: The development of a tailored pancreatobiliary fluorescence in situ hybridization (FISH) assay to improve detection of malignancy in pancreatobiliary brushings. J Mol Diagn. 2013;15(6):909 3. Barr Fritcher EG, Kipp BR, Halling KC, et al. A multivariable model using advanced cytologic methods for the evaluation of indeterminate pancreatobiliary strictures. Gastroenterology. 2009;136(7):2180-2186. doi:10.1053/j.gastro.2009.02.040 | Biliary cells are harvested, fixed, and placed on a slide. Fluorescently labeled DNA probes to 1q21 (MCL1), 7p12 (EGFR), 8q24 (MYC), and 9p21 (CDKN2A) (Abbott Molecular, Inc) are hybridized to the cells on the slide. The slide is then washed and stained with DAPI (4',6-diamidine-2'-phenylindole dihydrochloride, a nuclear counterstain). Fluorescence microscopy with unique band filters is used to assess 100 consecutive epithelial cells for gains and losses of probe signals (chromosomal loci). Specimens are considered abnormal if cell counts exceed predetermined cutoff values for one or more of the following abnormalities: polysomy, homozygous 9p21 loss, single locus gain, single locus gain with 9p21 loss in the same cells, and/or tetrasomy. If the cutoff for polysomy is not attained in the 100-cell enumeration, then the remainder of the slide is assessed for polysomy until the cutoff is reached or the slide is exhausted.(Unpublished Mayo method) | 7 to 10 days | Until reported | This test was developed using an analyte specific reagent. Its performance characteristics were determined by Mayo Clinic in a manner consistent with CLIA requirements. This test has not been cleared or approved by the US Food and Drug Administration. | 88377 | Biliary Tract Malignancy, FISH | 95229-1 | 71928 | Released By | 18771-6
FBILM | Biliary Tract Malignancy-Cytology, FISH, Varies | Assessing bile duct brushing or hepatobiliary brushing specimens for bile tract malignancy | Cytology Light Microscopy and Fluorescence In Situ Hybridization (FISH) | Yes | Biliary Tract Malignancy-Cyto/FISH | When this test is ordered, fluorescence in situ hybridization testing will be performed. When additional specimens are received, the laboratory will add BILMA to the first specimen, BILMB to the second specimen, BILMC to the third specimen, and so on. | Supplies: PreservCyt Vial (T536) CytoLyt Solution (T564) Specimen Type:Bile duct brushing, bile duct aspirate, hepatobiliary brushing, or hepatobiliary aspirate Container/Tube:Separate ThinPrep vial containing 20 mL PreservCyt or CytoLyt solution for each specimen Specimen Volume:Entire collection Collection Instructions:Label with site specimen was collected from (eg, right hepatic duct or common bile duct). | See Specimen Required | Endoscopic retrograde cholangiopancreatography (ERCP) is used to examine patients with biliary tract obstruction or stricture for possible malignancy. Biopsies and cytologic specimens are obtained at the time of ERCP. Cytologic analysis complements biopsy by sometimes detecting malignancy in patients with a negative biopsy. Nonetheless, a number of studies suggest that the overall sensitivity of bile duct brushing and bile aspirate cytology is quite low. Fluorescence in situ hybridization (FISH) is a technique that utilizes fluorescently labeled DNA probes to examine cells for chromosomal alterations. FISH can be used to detect cells with chromosomal changes (eg, aneuploidy) that are indicative of malignancy. Studies in our laboratory indicate that the sensitivity of FISHto detect malignant cells in biliary brush specimens is superior to that of conventional cytology. | Negative for malignancy. | An interpretive report will be provided. A positive cytology diagnosis is normally definitive for the presence of malignancy. Suspicious or atypical results need further confirmation by clinical observation, repeat cytology, or perhaps appropriate biopsy. | A positive FISH result does not identify location or type of malignancy. FISH abnormalities may be associated with high-grade dysplasia or carcinoma in situ. Cytology and biopsy may help clarify such situations. | 1. Barr Fritcher EG, Voss JS, Brankley SM, et al. An optimized set of fluorescence in situ hybridization probes for detection of pancreatobiliary tract cancer in cytology brush samples. Gastroenterology. 2015;149(7):1813-1824 2. Barr Fritcher EG, Kipp BR, Voss JS, et al. The development of a tailored pancreatobiliary fluorescence in situ hybridization (FISH) assay to improve detection of malignancy in pancreatobiliary brushings. J Mol Diagn. 2013;15(6):909 3. Barr Fritcher EG, Kipp BR, Halling KC, et al. A multivariable model using advanced cytologic methods for the evaluation of indeterminate pancreatobiliary strictures. Gastroenterology. 2009;136(7):2180-2186 | Standard brush cytology sampling is performed on patients undergoing endoscopic retrograde cholangiopancreatography for suspicious biliary tract strictures. Brushes are placed in a ThinPrep vial containing PreservCyt or CytoLyt solution. The specimen is sent in a single vial with or without the brush. If brush is present, it is removed, and cells are collected from it by scraping them into a single vial containing 20 mL of PreservCyt solution. Two aliquots are prepared and used for each portion of the test. The cytology specimen is processed using the ThinPrep processor. Specimens are stained using a Papanicolaou stain and analyzed microscopically by a cytotechnologist and pathologist. Biliary cells are harvested, fixed, and placed on a slide. Fluorescently labeled DNA probes to 1q21 (MCL1), 7p12 (EGFR), 8q24 (MYC), and 9p21 (CDKN2A) (Abbott Molecular Inc) are hybridized to the cells on the slide. The slide is then washed and stained with DAPI (a nuclear counterstain). Fluorescence microscopy with unique band filters is used to assess 100 consecutive epithelial cells for gains and losses of probe signals (ie, chromosomal loci). Specimens are considered abnormal if cell counts exceed predetermined cutoff values for one or more of the following abnormalities: polysomy, homozygous 9p21 loss, single locus gain, single locus gain with 9p21 loss in the same cells, and/or tetrasomy. If the cutoff for polysomy is not attained in the 100-cell enumeration, then the remainder of the slide is assessed for polysomy until the cutoff is reached or the slide is exhausted.(Unpublished Mayo method) | 7 to 10 days | Up to 1 week depending on the results | This test was developed using an analyte specific reagent. Its performance characteristics were determined by Mayo Clinic in a manner consistent with CLIA requirements. This test has not been cleared or approved by the US Food and Drug Administration. | 8811288377 (if appropriate) | Biliary Tract Malignancy-Cyto/FISH | 95230-9 | 71570 | Disclaimer | 62364-5
BILID | Bilirubin Direct, Serum | Evaluation of jaundice and liver functions | Photometric, Diazotized Sulfanilic Acid | Yes | Bilirubin, Direct | Serum | Supplies:Amber Frosted Tube, 5 mL (T915) Collection Container/Tube: Preferred:Serum gel Acceptable:Red top Submission Container/Tube:Amber vial Specimen Volume:0.5 mL Collection Instructions: 1. Serum gel tubes should be centrifuged within 2 hours of collection. 2. Red-top tubes should be centrifuged, and the serum aliquoted into an amber vial within 2 hours of collection. | 0.25 mL | Approximately 85% of the total bilirubin produced is derived from the heme moiety of hemoglobin while the remaining 15% is produced from the RBC precursors destroyed in the bone marrow and from the catabolism of other heme-containing proteins. After production in peripheral tissues, bilirubin is rapidly taken up by hepatocytes where it is conjugated with glucuronic acid to produce mono- and diglucuronide, which are excreted in the bile. Direct bilirubin is a measurement of conjugated bilirubin. Jaundice can occur as a result of problems at each step in the metabolic pathway. Disorders may be classified as those due to: increased bilirubin production (eg, hemolysis and ineffective erythropoiesis), decreased bilirubin excretion (eg, obstruction and hepatitis), and abnormal bilirubin metabolism (eg, hereditary and neonatal jaundice). Inherited disorders in which direct bilirubinemia occurs include Dubin-Johnson syndrome and Rotor syndrome. Jaundice of the newborn where direct bilirubin is elevated includes idiopathic neonatal hepatitis and biliary atresia. The most commonly occurring form of jaundice of the newborn, physiological jaundice, results in unconjugated (indirect) hyperbilirubinemia. Elevated unconjugated bilirubin in the neonatal period may result in brain damage (kernicterus). Treatment options are phototherapy and, if severe, exchange transfusion. The increased production of bilirubin that accompanies the premature breakdown of erythrocytes and ineffective erythropoiesis results in hyperbilirubinemia in the absence of any liver abnormality. In hepatobiliary diseases of various causes, bilirubin uptake, storage, and excretion are impaired to varying degrees. Thus, both conjugated and unconjugated bilirubin is retained and a wide range of abnormal serum concentrations of each form of bilirubin may be observed. Both conjugated and unconjugated bilirubin are increased in hepatocellular diseases such as hepatitis and space-occupying lesions of the liver, and obstructive lesions such as carcinoma of the head of the pancreas, common bile duct, or ampulla of Vater. | > or =12 months: 0.0-0.3 mg/dL Reference values have not been established for patients who are <12 months of age. | Direct bilirubin levels must be assessed in conjunction with total andindirect levels and the clinical setting. | Specimens should be protected from light and analyzed as soon as possible; grossly hemolyzed specimens should be rejected because hemoglobin inhibits the diazo reaction and falsely low results may be seen. It is important to remember that in addition to the mono- and diglucuronide fraction, the direct bilirubin assay will also measure the delta bilirubin fraction. Delta bilirubin is a conjugated bilirubin that is covalently bound to albumin. Therefore, the clearance of delta bilirubin from the serum is similar to the clearance of albumin which has a half-life of approximately 21 days. | 1. Tietz Textbook of Clinical Chemistry. Edited by CA Burtis, ER Ashwood. Philadelphia, PA, WB Saunders Company, 1994 2. Roche/Hitachi Modular Analytics Reference Guide, Vol 7 | Acidified sodium nitrite produces nitrous acid which reacts withsulfanilic acid (in acidic solution) to form a diazonium salt. Thediazotized sulfanilic acid then reacts with bilirubin to form isomersof azobilirubin. In the direct bilirubin assay, only conjugatedbilirubin is converted by the diazotized sulfanilic acid. The intensityof the color of azobilirubin is measured photometrically at 570 nmand is proportional to the direct (conjugated) bilirubinconcentration.(Package insert: Roche Direct Bilirubin reagent;Indianapolis, IN, October 1999) | Same day/1 to 2 days | 1 week | This test has been cleared, approved, or is exempt by the US Food and Drug Administration and is used per manufacturer's instructions. Performance characteristics were verified by Mayo Clinic in a manner consistent with CLIA requirements. | 82248 | Bilirubin, Direct | 1968-7 | BILID | Bilirubin, Direct | 1968-7
BFBL | Bilirubin, Body Fluid | Evaluating peritoneal fluid or abdominal drain fluid as a screening test for bile leakage May aid in the distinction between a transudative and an exudative pleural effusion | Photometric, Diazonium Salt | Yes | Bilirubin, BF | Body Fluid | Supplies:Amber Frosted Tube, 5 mL(T915) Preferred Source: -Peritoneal fluid (peritoneal, abdominal, ascites, paracentesis) -Pleural fluid (pleural, chest, thoracentesis) -Drain fluid (drainage,Jackson Pratt[JP] drain) -Pericardial fluid Acceptable Source:Other body fluid, write in source name with source location (if appropriate) Collection Container/Tube:Sterile container Submission Container/Tube:Opaque, amber vial Specimen Volume:1 mL Collection Instructions: 1. Centrifuge to remove any cellular material and transfer into an amber vial to protect from light. 2. Indicate the specimen source and source location on label. | 0.5 mL | Peritoneal fluid: Bilirubin is typically measured in peritoneal fluid of patients with suspected bile duct leak or gallbladder perforation as a screening test prior to imaging or cholescintigraphy. If the value is higher than that of serum and is greater than 6 mg/dL, and the ascitic fluid amylase is not elevated (indicating upper intestinal perforation), it can be assumed that the gallbladder has perforated into the peritoneum (choleperitoneum) or either bowel or biliary perforation has occurred.(1) Furthermore, biliary leakage after laparoscopic cholecystectomy is the most common post-operative complication.(2) While endoscopy is a beneficial first-line treatment for the management of bile leaks there often are logistical issues which hinder the procedure from being performed rapidly. Post-cholecystectomy patients generally have a drain in place (particularly a Jackson Pratt [JP] drain) and may undergo bilirubin testing on the drain fluid as an objective assessment of a bile leak. A body fluid/serum bilirubin ratio of greater than 5 in a JP drain fluid is highly sensitive and specific for bile leak.(3) Pleural fluid: Measurement of bilirubin in pleural fluid has been investigated to aid in the differentiation of transudative and exudative effusions in pursuit of more specific biomarkers than traditional light criteria measuring total protein and lactate dehydrogenase. Bilirubin values tend to be higher in exudates than in transudates, although there is some overlap between groups which limits the usefulness of its measure.(4) Other fluids: Determination of body fluid bilirubin concentration can aid in the distinction between a transudative and an exudative fluid or identify the presence of bile in other fluid compartments. | An interpretive report will be provided. | Bilirubin may be measured in other fluids although the decision limits are not well defined in fluids other than pleural fluid. Fluid to serum bilirubin ratios are expected to be less than or equal to 1.0 and should be interpreted in conjunction with other clinical findings. | Bilirubin is photosensitive. Failure to protect from light may cause decreased results. In very rare cases, gammopathy, in particular type IgM (Waldenstrom macroglobulinemia), may cause unreliable results. Cyanokit (Hydroxocobalamin) may cause false low results. | 1. Runyon BA. Ascitic fluid bilirubin concentration as a key to choleperitoneum. J Clin Gastroenterol. 1987;9(5):543-545 2. Koch M, Garden OJ, Padbury R, et al. Bile leakage after hepatobiliary and pancreatic surgery: a definition and grading of severity by the International Study Group of Liver Surgery. Surgery 2011;149(5):680-688. doi:10.1016/j.surg.2010.12.002 3. Darwin P, Goldberg E, Uradomo L. Jackson Pratt drain fluid-to-serum bilirubin concentration ratio for the diagnosis of bile leaks. Gastrointest Endosc. 2010;71(1):99-104. doi:10.1016/j.gie.2009.08.015 4. Metintas M, Alatas O, Alatas F, Colak O, Ozdemir N, Erginel S. Comparative analysis of biochemical parameters for differentiation of pleural exudates from transudates Light's criteria, cholesterol, bilirubin, albumin gradient, alkaline phosphatase, creatine kinase, and uric acid. Clin Chim Acta. 1997;264(2):149-162. doi:10.1016/s0009-8981(97)00091-0 5. Block DR, Lasho MA, Donato, LJ, Meeusen JW. Establishing hemolysis, icterus, and lipemia interference limits for body fluid chemistry analytes measured on the Roche cobas instrument. AM J Clin Pathol. 2024:aqae040. doi: 10.1093/ajcp/aqae040 | Total bilirubin, in the presence of a suitable solubilizing agent, is coupled with 3,5-dichlorophenyl diazonium in a strongly acidic medium to produce azobilirubin. The intensity of the color of the azobilirubin produced is proportional to the total bilirubin concentration and is measured at 546/600 nm.(Package insert: Bilirubin Total Gen. 3. Roche Diagnostics; V9.0. 01/2020) | Same day/1 to 2 days | 1 week | This test has been modified from the manufacturer's instructions. Its performance characteristics were determined by Mayo Clinic in a manner consistent with CLIA requirements. This test has not been cleared or approved by the US Food and Drug Administration. | 82247 | Bilirubin, BF | 1974-5 | BRNBF | Bilirubin (BF) | 1974-5
BILUR | Bilirubin, Random, Urine | Limited use in screening of patients for liver disease | Colorimetric | Yes | Bilirubin, Random, U | Urine | Supplies:Sarstedt 5 mL Aliquot Tube (Amber) (T915) Container/Tube:Amber vial Specimen Volume:5 mL Collection Instructions:Collect a random urine specimen. | 1 mL | Bilirubin is primarily derived from metabolism of hemoglobin. Only conjugated bilirubin is excreted into the urine and normally only trace amounts can be detected in urine. Elevated urinary bilirubin occurs in patients with obstructive jaundice or jaundice due to hepatocellular disease or injury. However, urine bilirubin is relatively insensitive for detection of liver disease. Hyperbilirubinemia due to hemolysis is principally due to unconjugated bilirubin, and therefore does not result in increased urinary bilirubin. | Negative | Elevated urinary bilirubin is suggestive of hepatocellular disease or post-hepatic biliary obstruction. | False positive tests may occur if urine is contaminated with stool, or if the patient is taking drugs which cause red coloration of urine. False negative tests may occur after prolonged storage, exposure to light, or if patient has taken large amounts of ascorbic acid. | 1. Brunzel NA: Fundamentals of Urine and Body Fluid Analysis. 4th ed. Saunders; 2017 2.Hoilat GJ, John S: Bilirubinuria. In: StatPearls [Internet]. StatPearls Publishing; 2020. Accessed February 12, 2021. Available at www.ncbi.nlm.nih.gov/books/NBK557439/ | The test is based on the diazotiation reaction coupling of a solid diazonium salt (2,4-dichlorobenzenediazonium tetrachlorozincate) with bilirubin in an acid medium (sulfosalicylic acid) to give the desired reaction.(Package insert: Siemens Ictotest kit, Siemens Healthcare Diagnostics; 10491623 Rev. 09/2017) | Same day/1 day | 2 Days | This test has been cleared, approved, or is exempt by the US Food and Drug Administration and is used per manufacturer's instructions. Performance characteristics were verified by Mayo Clinic in a manner consistent with CLIA requirements. | 81002 | Bilirubin, Random, U | 5770-3 | BILUR | Bilirubin, Random, U | 5770-3
BILI3 | Bilirubin, Serum | Assessing liver function Evaluating a wide range of diseases affecting the production, uptake,storage, metabolism, or excretion of bilirubin Monitoring the efficacy of neonatal phototherapy | Total Bilirubin: Photometric, Diazonium Salt Direct Bilirubin: Colorimetric Diazo Method | Yes | Bilirubin, S | Serum | Supplies:Amber Frosted Tube, 5 mL (T915) Collection Container/Tube: Preferred:Serum gel Acceptable:Red top Submission Container/Tube:Amber vial Specimen Volume:1 mL Collection Instructions: 1. Serum gel tubes should be centrifuged within 2 hours of collection. 2. Red-top tubes should be centrifuged, and the serum aliquoted into an amber vial within 2 hours of collection. | 0.25 mL | Bilirubin is one of the most frequently used tests to assess liver function. Approximately 85% of the total bilirubin produced is derived from the heme moiety of hemoglobin, while the remaining 15% is produced from red blood cell precursors destroyed in the bone marrow and from the catabolism of other heme-containing proteins. After production in peripheral tissues, bilirubin is rapidly taken up by hepatocytes where it is conjugated with glucuronic acid to produce bilirubin mono- and diglucuronide, which are then excreted in the bile. A number of inherited and acquired diseases affect 1 or more of the steps involved in the production, uptake, storage, metabolism, and excretion of bilirubin. Bilirubinemia is frequently a direct result of these disturbances. The most commonly occurring form of unconjugated hyperbilirubinemia is that seen in newborns and referred to as physiological jaundice. The increased production of bilirubin, that accompanies the premature breakdown of erythrocytes and ineffective erythropoiesis, results in hyperbilirubinemia in the absence of any liver abnormality. The rare genetic disorders, Crigler-Najjar syndromes type I and type II, are caused by a low or absent activity of bilirubin uridine 5'-diphospho--glucuronosyltransferase. In type I, the enzyme activity is totally absent, the excretion rate of bilirubin is greatly reduced, and the serum concentration of unconjugated bilirubin is greatly increased. Patients with this disease may die in infancy owing to the development of kernicterus. In hepatobiliary diseases of various causes, bilirubin uptake, storage, and excretion are impaired to varying degrees. Thus, both conjugated and unconjugated bilirubin are retained and a wide range of abnormal serum concentrations of each form of bilirubin may be observed. Both conjugated and unconjugated bilirubins are increased in hepatitis, space-occupying lesions of the liver, and obstructive lesions such as carcinoma of the head of the pancreas, common bile duct, or ampulla of Vater. | Direct Bilirubin > or =12 months: 0.0-0.3 mg/dL Reference values have not been established for patients who are younger than 12 months of age. Total Bilirubin 0-6 days: Refer to www.bilitool.org for information on age-specific (postnatal hour of life) serum bilirubin values. 7-14 days: 0.0-14.9 mg/dL 15 days to 17 years: 0.0-1.0 mg/dL > or =18 years 0.0-1.2 mg/dL | The level of bilirubinemia that results in kernicterus in a given infant is unknown. In preterm infants, the risk of a handicap increases by 30% for each 2.9 mg/dL increase of maximal total bilirubin concentration. While central nervous system damage is rare when total serum bilirubin (TSB) is less than 20 mg/dL, premature infants may be affected at lower levels. The decision to institute therapy is based on a number of factors, including TSB, age, clinical history, physical examination, and coexisting conditions. Phototherapy is typically discontinued when TSB level reaches 14 to 15 mg/dL. Physiologic jaundice should resolve in 5 to 10 days in full-term infants and by 14 days in preterm infants. When any portion of the biliary tree becomes blocked, bilirubin levels will increase. | Specimens should be protected from light and analyzed as soon as possible. Grossly hemolyzed specimens should be rejected because hemoglobin inhibits the diazo reaction and falsely decreased results may be seen. Compounds that compete for binding sites on serum albumin contribute to lower serum bilirubin levels (eg, penicillin, sulfisoxazole, acetylsalicylic acid). | 1.Rifai N, Chiu RWK, Young I, Burnham CD, Wittwer CT, eds. Tietz Textbook of Laboratory Medicine. 7th ed. Elsevier; 2023 2. Scharschmidt BF, Blanckaert N, Farina FA, Kabra PM, Stafford BE, Weisiger RA. Measurement of serum bilirubin and its mono- and diconjugates: Applications to patients with hepatobiliary disease. Gut. 1982;23(8):643-649 3. Practice parameter: management of hyperbilirubinemia in the healthy term newborn. American Academy of Pediatrics. Provisional Committee for Quality Improvement and Subcommittee on Hyperbilirubinemia [published correction appears in Pediatrics 1995 Mar;95(3):458-61].Pediatrics. 1994;94(4 Pt 1):558-565. | Total bilirubin, in the presence of a suitable solubilizing agent, is coupled with 3,5-dichlorophenyl diazonium in a strongly acidic medium. The color intensity of the red azo dye formed is directly proportional to the total bilirubin and can be determined photometrically.(Package insert: Bilirubin Total Gen. 3, 09/2016. Roche Diagnostics, Indianapolis, IN) Direct bilirubin in thepresence of acidified sodium nitrite produces nitrous acid, which reacts with sulfanilic acid (in acidic solution) to form a diazonium salt. The diazotized sulfanilic acid then reacts with bilirubin to form isomers of azobilirubin. In the direct bilirubin assay, only conjugated bilirubin is converted by the diazotized sulfanilic acid. The intensity of the red color of azobilirubin is measured photometrically and is proportional to the direct (conjugated) bilirubin concentration.(Package insert: Cobas Direct Bilirubin, June 2015, Roche Diagnostics, Indianapolis, IN) | Same day/1 to 2 days | See Individual Unit Codes | This test has been cleared, approved, or is exempt by the US Food and Drug Administration and is used per manufacturer's instructions. Performance characteristics were verified by Mayo Clinic in a manner consistent with CLIA requirements. | 82247-Bilirubin, total82248-Bilirubin, direct | Bilirubin, S | 34543-9 | BILIT | Bilirubin Total, S | 1975-2
BILIT | Bilirubin, Total, Serum | Assessing liver function Evaluating a wide range of diseases affecting the production, uptake,storage, metabolism, or excretion of bilirubin Monitoring the efficacy of neonatal phototherapy | Photometric, Diazonium Salt | Yes | Bilirubin Total, S | Serum | Supplies:Amber Frosted Tube, 5 mL (T915) Collection Container/Tube: Preferred:Serum gel Acceptable:Red top Submission Container/Tube:Amber vial Specimen Volume:0.5 mL Collection Instructions: 1. Serum gel tubes should be centrifuged within 2 hours of collection. 2. Red-top tubes should be centrifuged, and the serum aliquoted into an amber vial within 2 hours of collection. | 0.25 mL | Bilirubin is one of the most frequently used tests to assess liver function. Approximately 85% of the total bilirubin produced is derived from the heme moiety of hemoglobin, while the remaining 15% is produced from the red blood cell precursors destroyed in the bone marrow and from the catabolism of other heme-containing proteins. After production in peripheral tissues, bilirubin is rapidly taken up by hepatocytes where it is conjugated with glucuronic acid to produce mono- and diglucuronide, which are excreted in the bile. A number of inherited and acquired diseases affect 1 or more of the steps involved in the production, uptake, storage, metabolism, and excretion of bilirubin. Bilirubinemia is a frequent and direct result of these disturbances. Jaundice can occur as a result of problems at each step in the metabolic pathway. Disorders may be classified as those due to increased bilirubin production (eg, hemolysis and ineffective erythropoiesis), decreased bilirubin excretion (eg, obstruction and hepatitis), and abnormal bilirubin metabolism (eg, hereditary and neonatal jaundice). The most commonly occurring form of unconjugated hyperbilirubinemia is that seen in newborns and referred to as physiological jaundice. Elevated unconjugated bilirubin in the neonatal period may result in brain damage (kernicterus). Treatment options are phototherapy and, if severe, exchange transfusion. The rare genetic disorders, Crigler-Najjar syndromes type I and type II, are caused by a low or absent activity of bilirubin uridine 5'-diphospho-glucuronosyltransferase. In type I, the enzyme activity is totally absent, the excretion rate of bilirubin is greatly reduced, and the serum concentration of unconjugated bilirubin is greatly increased. Patients with this disease may die in infancy owing to the development of kernicterus. The increased production of bilirubin, that accompanies the premature breakdown of erythrocytes and ineffective erythropoiesis, results in hyperbilirubinemia in the absence of any liver abnormality. In hepatobiliary diseases of various causes, bilirubin uptake, storage, and excretion are impaired to varying degrees. Thus, both conjugated and unconjugated bilirubin is retained, and a wide range of abnormal serum concentrations of each form of bilirubin may be observed. Both conjugated and unconjugated bilirubin are increased in hepatitis, space-occupying lesions of the liver, and obstructive lesions such as carcinoma of the head of the pancreas, common bile duct, or ampulla of Vater. | 0-6 days: Refer to www.bilitool.org for information on age-specific (postnatal hour of life) serum bilirubin values. 7-14 days: 0.0-14.9 mg/dL 15 days to 17 years: 0.0-1.0 mg/dL > or =18 years: 0.0-1.2 mg/dL | The level of bilirubinemia that results in kernicterus in a given infant is unknown. While central nervous system damage is rare when total serum bilirubin (TSB) is less than 20 mg/dL, premature infants may be affected at lower levels. The decision to institute therapy is based on a number of factors including TSB, age, clinical history, physical examination and coexisting conditions. Phototherapy typically is discontinued when TSB level reaches 14 to 15 mg/dL. Physiologic jaundice should resolve in 5 to 10 days in full-term infants and by 14 days in preterm infants. In preterm infants, the risk of a handicap increases by 30% for each 2.9 mg/dL increase of maximal total bilirubin concentration. When any portion of the biliary tree becomes blocked, bilirubin levels will increase. | Specimens should be protected from light and analyzed as soon as possible. Grossly hemolyzed specimens should be rejected because hemoglobin inhibits the diazo reaction and falsely decreased results may be seen. Compounds that compete for binding sites on serum albumin contribute to lower serum bilirubin levels (eg, penicillin, sulfisoxazole, acetylsalicylic acid). Results from certain multiple myeloma patient specimens may show a positive bias. Not all multiple myeloma patients show the bias, and the severity of the bias may vary between patients. In very rare cases, increased gamma globulin levels, in particular type IgM (Waldenstrom macroglobulinemia), may cause unreliable results. | 1.Rifai N, Chiu RWK, Young I, Burnham CD, Wittwer CT, eds. Tietz Textbook of Laboratory Medicine. 7th ed. Elsevier; 2023 2. Scharschmidt BF, Blanckaert N, Farina FA, Kabra PM, Stafford BE, Weisiger RA. Measurement of serum bilirubin and its mono- and diconjugates: Applications to patients with hepatobiliary disease. Gut. 1982;23(8):643-649 3. Practice parameter: management of hyperbilirubinemia in the healthy term newborn. American Academy of Pediatrics. Provisional Committee for Quality Improvement and Subcommittee on Hyperbilirubinemia [published correction appears in Pediatrics 1995 Mar;95(3):458-61]. Pediatrics. 1994;94(4 Pt 1):558-565 | Total bilirubin, in the presence of a suitable solubilizing agent, is coupled with 3,5-dichlorophenyl diazonium in a strongly acidic medium. The color intensity of the red azo dye formed is directly proportional to the total bilirubin and can be determined photometrically.(Package insert: Bilirubin Total Gen. 3,09/2016. Roche Diagnostics, Indianapolis, IN) | Same day/1 to 2 days | 1 week | This test has been cleared, approved, or is exempt by the US Food and Drug Administration and is used per manufacturer's instructions. Performance characteristics were verified by Mayo Clinic in a manner consistent with CLIA requirements. | 82247 | Bilirubin Total, S | 1975-2 | BILIT | Bilirubin Total, S | 1975-2
BIOTN | Biotin, Serum | Measurement of biotin in serum Assessment of biotin concentrations in individuals taking biotin supplements Investigation of unexpected results from immunoassays that utilize biotin-streptavidin detection methods This test isnot useful asa screen for biotinidase deficiency. | Liquid Chromatography-Tandem Mass Spectrometry (LC-MS/MS) | Yes | Biotin, S | Serum | CollectionContainer/Tube: Preferred:Serum gel Acceptable:Red top Submission Container/Tube:Plastic vial Specimen Volume:1 mL Collection Instructions:Centrifuge and aliquot serum into a plastic vial. | 0.5 mL | Biotin is a water soluble B complex vitamin (vitamin B7 or vitamin H) that is an essential cofactor for the synthesis of fatty acids, catabolism of branched chained amino acids, and for gluconeogenesis. It is usually found at relatively low endogenous concentrations in patients on a normal diet. However, biotin can be found in over-the-countermulti-vitamins, prenatal vitamins, and dietary supplements marketed for hair, skin, and nail growth. Additionally, treatment of certain progressive multiple sclerosis patients with high doses of biotin has been reported to be beneficial. Biotin supplementation from either over-the-counter or prescription sources can result in extremely elevated circulating biotin. Some immunoassays in the clinical laboratory use chemistry that utilizes the high affinity and avidity that biotin has for binding avidin (or streptavidin). As a result, high serum biotin concentrations can yield inaccurate laboratory results in laboratory assays that utilize this biotin-streptavidin chemistry. Specifically, specimens with high biotin can yield falsely decreased results when the testing methodology utilizes sandwich-based methods or falsely increased results when the methodology utilizes competitive binding methods. Each clinical laboratory method that utilizes biotin-streptavidin chemistry has a defined biotin concentration limit above which serum biotin can interfere with assay results. This test measures free biotin concentrations in serum and can be used to determine whether a patient has high biotin concentrations that are likely from biotin supplementation/treatment. | > or =18 years: < or =0.3 ng/mL Reference values have not been established for patients who are <18 years of age. | Biotin results that are significantly higher than the reference interval indicate biotin supplementation. | It is unknown how long biotin will remain elevated in patients taking biotin supplements. Variables include the dose taken, the duration of supplementation, and the time of blood draw after ingestion. | 1. Elston MS, Sehgal S, Du Toit S, Yarndley T, Conaglen JV. Factitious Graves' disease due to biotin immunoassay interference-a case and review of the literature. J Clin Endocrinol Metab. 2016;101(9):3251-3255 2. Grimsey P, Frey N, Bendig G, et al. Population pharmacokinetics of exogenous biotin and the relationship between biotin serum levels and in vitro immunoassay interference. Int J Pharmacokinet. 2017;2:247-256 3. Katzman BM, Lueke AJ, Donato LJ, Jaffe AS, Baumann NA. Prevalence of biotin supplement usage in outpatients and plasma biotin concentrations in patients presenting to the emergency department. Clin Biochem. 2018;60:11-16 | Biotin (Vitamin B7) is quantified in serum by liquid chromatography tandem mass spectrometry.(Unpublished Mayo method) | 2 to 7 days | 7 days | This test was developed and its performance characteristics determined by Mayo Clinic in a manner consistent with CLIA requirements. It has not been cleared or approved by the US Food and Drug Administration. | 84591 | Biotin, S | 1980-2 | 606867 | Biotin, S | 1980-2
BTDZ | Biotinidase Deficiency, BTD Full Gene Analysis, Varies | Second-tier test for confirming biotinidase deficiency (indicated by biochemical testing or newborn screening) Carrier testing of individuals with a family history of biotinidase deficiency, but disease-causing mutations have not been identified in an affected individual | Polymerase Chain Reaction (PCR) Amplification/DNA Sequencing | Yes | BTD Gene, Full Gene Analysis | Amplification and DNA sequencingare utilized to test for the presence of a mutation in theBTDgene. | Patient Preparation:A previous bone marrow transplant from an allogenic donor will interfere with testing. Call 800-533-1710 for instructions for testing patients who have received a bone marrow transplant. Specimen Type:Whole blood Container/Tube: Preferred:Lavender top (EDTA) or yellow top (ACD) Acceptable:Any anticoagulant Specimen Volume:3 mL Collection Instructions: 1. Invert several times to mix blood. 2. Send specimen in original tube. | 0.5 mL | Biotinidase deficiency is an inherited metabolic disease caused by reduced levels of biotinidase, an enzyme that recycles biotin by releasing it from its metabolic product, biocytin, or exogenous dietary proteins. Biotin is a vitamin that serves as a coenzyme for 4 carboxylases that are essential for amino acid catabolism, gluconeogenesis, and fatty acid synthesis. Depletion of free biotin reduces carboxylase activity, resulting in secondary carboxylase deficiency. Depending on the amount of residual biotinidase activity, individuals can have either profound or partial biotinidase deficiency. Age of onset and clinical phenotype vary among individuals. Profound biotinidase deficiency occurs in approximately 1 in 137,000 live births and partial biotinidase deficiency occurs in approximately 1 in 110,000 live births, resulting in a combined incidence of about 1 in 61,000. Untreated profound biotinidase deficiency (<10% of normal biotinidase activity) manifests within the first decade of life as seizures, hypotonia, neurosensory hearing loss, respiratory problems, and cutaneous symptoms including skin rash, alopecia, and recurrent viral or fungal infections. Among children and adolescents with profound biotinidase deficiency, clinical features include ataxia, sensorineural hearing loss, developmental delay, and eye problems such as optic neuropathy leading to blindness. Partial biotinidase deficiency (10%-30% of normal biotinidase activity) is associated with a milder clinical presentation, which may include cutaneous symptoms without neurologic involvement. Treatment with biotin has been successful in both preventing and reversing the clinical features associated with biotinidase deficiency. As a result, biotinidase deficiency is included in most newborn screening programs in order to prevent disease. Biotinidase deficiency exhibits a similar clinical presentation to carboxylase and holocarboxylase synthetase deficiency. Therefore, measurement of the biotinidase enzyme is required to differentiate between these diseases and ensure proper diagnosis. Newborn screening for biotinidase deficiency involves direct analysis of the biotinidase enzyme from blood spots obtained shortly after birth. This enables early identification of potentially affected individuals and quick follow-up with confirmatory biochemical and molecular testing. Biotinidase deficiency is inherited in an autosomal recessive manner, caused by mutations in the biotinidase gene (BTD). The carrier frequency for biotinidase deficiency in the general population is about 1:120. Several common mutations in theBTDgene have been identified, accounting for about 60% of affected individuals. Sequencing of the entireBTDgene detects other, less common, disease-causing mutations. While genotype-phenotype correlations are not well established, it appears that certain mutations are associated with profound biotinidase deficiency, while others are associated with partial deficiency. The recommended first-tier test to screen for biotinidase deficiency is a biochemical test that measures biotinidase enzyme activity, either newborn screening or BIOTS / Biotinidase, Serum. Molecular tests form the basis of confirmatory or carrier testing. Individuals with decreased enzyme activity are more likely to have 2 identifiable mutations in theBTDgene by molecular genetic testing. | An interpretive report will be provided. | All detected alterations are evaluated according to American College of Medical Genetics recommendations.(1) Variants are classified based on known, predicted, or possible pathogenicity and reported with interpretive comments detailing their potential or known significance. | A small percentage of individuals who are carriers or have a diagnosis of biotinidase deficiency may have a mutation that is not identified by this method (eg, large genomic deletions, promoter mutations). The absence of a mutation, therefore, does not eliminate the possibility of positive carrier status or the diagnosis of biotinidase deficiency. For carrier testing, it is important to first document the presence of aBTDgene mutation in an affected family member. In some cases, DNA alterations of undetermined significance may be identified. Test results should be interpreted in the context of clinical findings, family history, and other laboratory data. Errors in our interpretation of results may occur if information given is inaccurate or incomplete. Rare polymorphisms exist that could lead to false-negative or false-positive results. If results obtained do not match the clinical findings, additional testing should be considered. | 1. Richards S, Aziz N, Bale S, et al: Standards and guidelines for the interpretation of sequence variants: a joint consensus recommendation of the American College of Medical Genetics and Genomics and the Association for Molecular Pathology. Genet Med 2015 May;17(5):405-424 2. Kaye CI, Committee on Genetics, Accurso F, et al: Newborn screening fact sheets. Pediatrics 2006 Sep;118(3):e934-963 3. Moslinger D, Muhl A, Suormala T, et al: Molecular characterization and neuropsychological outcome of 21 patients with profound biotinidase deficiency detected by newborn screening and family studies. Eur J Pediatr 2003 Dec;162 Suppl 1:S46-49 Epub 2003 Nov 20 4. Nyhan WL, Barshop B, Ozand PT: Multiple carboxylase deficiency/biotinidase deficiency.InAltas of Metabolic Diseases. Second edition. New York, Oxford University Press, 2005 pp 42-48 5. Wolf B, Jensen KP, Barshop B, et al: Biotinidase deficiency: novel mutations and their biochemical and clinical correlates. Hum Mutat 2005 Apr;25(4):413 | Bi-directional sequence analysis is performed to test for the presence of a mutation in all coding regions and intron/exon boundaries of theBTDgene.(Unpublished Mayo method) | 14 to 20 days |  | This test was developed and its performance characteristics determined by Mayo Clinic in a manner consistent with CLIA requirements. It has not been cleared or approved by the US Food and Drug Administration. | 81404-BTD(biotinidase) (eg, biotinidase deficiency), full gene sequence | BTD Gene, Full Gene Analysis | 94242-5 | 53469 | Released By | 18771-6
BIOTS | Biotinidase, Serum | Preferred test for the diagnosis of biotinidase deficiency Follow-up testing for certain organic acidurias | Colorimetric | Yes | Biotinidase, S | Serum | Collection Container/Tube: Preferred:Serum gel Acceptable:Red top Submission Container/Tube:Plastic vial Specimen Volume:1 mL Collection Instructions:Centrifuge immediately and aliquot serum into plastic vial. | 0.5 mL | Biotinidase deficiency is an autosomal recessive disorder caused by variants in the biotinidase gene (BTD). Age of onset and clinical phenotype vary among individuals depending on the amount of residual biotinidase activity. Profound biotinidase deficiency occurs in approximately 1 in 137,000 live births and partial biotinidase deficiency occurs in approximately 1 in 110,000 live births, resulting in a combined incidence of about 1 in 61,000. The carrier frequency for biotinidase deficiency within the general population is about 1 in 120. Untreated profound biotinidase deficiency typically manifests within the first decade of life as seizures, ataxia, developmental delay, hypotonia, sensorineural hearing loss, vision problems, skin rash, and alopecia. Partial biotinidase deficiency is associated with a milder clinical presentation and may include cutaneous symptoms without neurologic involvement. Certain organic acidurias, such as holocarboxylase synthase deficiency, isolated carboxylase synthase deficiency, and 3-methylcrotonylglycinuria, present similarly to biotinidase deficiency. Serum biotinidase levels can help rule out these disorders. Treatment with biotin is successful in preventing the clinical features associated with biotinidase deficiency. In symptomatic patients, treatment will reverse many of the clinical features except developmental delay, vision, and hearing complications. As a result, biotinidase deficiency is included in most newborn screening programs. This enables early identification and treatment of presymptomatic patients. Molecular tests are useful for confirmation of diagnosis or carrier testing. When biotinidase enzyme activity is deficient, sequencing of the entireBTDgene (BTDZ / Biotinidase Deficiency,BTDFull Gene Analysis, Varies) allows for detection of disease-causing variants in affected patients. Identification of familial variants allows for testing of at-risk family members (FMTT / Familial Variant, Targeted Testing, Varies). While genotype-phenotype correlations are not well established, it appears that certain genetic variants are associated with profound biotinidase deficiency, while others are associated with partial deficiency. | 3.5-13.8 U/L | An interpretive report is provided. Values below 3.5 U/L are occasionally seen in specimens from unaffected patients. | A diet high in biotin may result in normal clinical presentation even when the biotinidase level is low. Assay interference may occur for specimens collected when the patient is being treated with a sulfa drug. | 1. ACMG Newborn Screening ACT Sheets. Accessed January 19, 2024. Available at www.acmg.net/ACMG/Medical-Genetics-Practice-Resources/ACT_Sheets_and_Algorithms/ACMG/Medical-Genetics-Practice-Resources/ACT_Sheets_and_Algorithms.aspx?hkey=9d6bce5a-182e-42a6-84a5-b2d88240c508 2. Zempleni J, Barshop BA, Cordonier EL, et al. Disorders of biotin metabolism. In: Valle D, Antonarakis S, Ballabio A, Beaudet AL, Mitchell GA, eds. The Online Metabolic and Molecular Bases of Inherited Diseases. McGraw-Hill; Accessed January 19, 2024. Available at https://ommbid.mhmedical.com/content.aspx?sectionid=225548571 3. Wolf B. Biotinidase Deficiency. In: Adam MP, Mirzaa GM, Pagon RA, et al., eds. GeneReviews [Internet]. University of Washington, Seattle; 1993-2023. Updated May 25, 2023. Accessed January 19, 2024. Available at: https://www.ncbi.nlm.nih.gov/books/NBK1322/ | Biotinidase activity is determined colorimetrically by measuring p-aminobenzoate liberation from N-biotinyl-p-aminobenzoate at 546 nm. Activity is determined from a standard curve of p-aminobenzoic acid. Modified Sigma substrate is used.(Wolf B, Grier RE, Allen RJ, et al. Biotinidase deficiency: the enzymatic defect in late-onset carboxylase deficiency. Clin Chim Acta. 1983;131(3):273-281; Cowan T, Pasquali M. Laboratory investigations of inborn errors of metabolism. In: Sarafoglou K, Hoffman GF, Roth KS, eds. Pediatric Endocrinology and Inborn Errors of Metabolism. 2nd ed. McGraw-Hill; 2017:1139-1158) | 4 to 8 days | 30 days | This test was developed and its performance characteristics determined by Mayo Clinic in a manner consistent with CLIA requirements. It has not been cleared or approved by the US Food and Drug Administration. | 82261 | Biotinidase, S | 1982-8 | 50675 | Reviewed By | 18771-6
FBFPI | Bird Fancier's Precipitin Panel I |  | Gel Diffusion | Yes | Bird Fancier's Precipitin Panel I | Serum | Specimen Type:Serum Container/Tube:Red or SST Specimen Volume:1 mL Collection Instructions:Draw blood in a plain red-top tube(s), serum gel tube is acceptable. Spin down and send 1 mL of serum refrigerated in a plastic vial. | 0.5 mL |  | Negative | The gel diffusion method was used to test this patient's serum for the presence of precipitating antibodies (IgG) to the antigens indicated. These antibodies are serological markers for exposure and immunological sensitization. The clinical significance varies, depending on the history and symptoms. |  |  |  | 7 to 11 days |  | This test was developed and its performance characteristics determined by Eurofins Viracor. It has not been cleared or approved by the U.S. Food and Drug Administration. | 86331 x 10 | Bird Fancier's Precipitin Panel I | Not Provided | Z3896 | Pigeon/Dove Droppings Gel Diffusion | 24505-0
BHDZ | Birt-Hogg-Dube Syndrome, FLCN, Full Gene Analysis, Varies | Evaluating patients with a personal or family history suggestive of Birt-Hogg-Dube (BHD) syndrome Establishing a diagnosis of BHD syndrome allowing for targeted cancer surveillance based on associated risks Identifying variants within genes known to be associated with increased risk for BHD syndrome allowing for predictive testing of at-risk family members | Sequence Capture and Targeted Next-Generation Sequencing followed by Polymerase Chain Reaction (PCR) and Sanger Sequencing | Yes | FLCN Full Gene Analysis | Varies | Patient Preparation:A previous bone marrow transplant from an allogenic donor will interfere with testing.For instructions for testing patients who have received a bone marrow transplant, call 800-533-1710. Specimen Type:Whole blood Container/Tube: Preferred:Lavender top (EDTA) or yellow top (ACD) Acceptable:Any anticoagulant Specimen Volume:3 mL Collection Instructions: 1. Invert several times to mix blood. 2. Send whole blood specimen in original tube.Do notaliquot. Specimen Stability Information:Ambient (preferred) 4 days/Refrigerated Additional Information: To ensure minimum volume and concentration of DNA is met, the preferred volume of blood must be submitted. Testing may be canceled if DNA requirements are inadequate. | 1 mL | Germline variants in theFLCNgene are associated with Birt-Hogg-Dube (BHD) syndrome. BHD syndrome is characterized by cutaneous manifestations (fibrofolliculomas, trichodiscomas/angiofibromas, perifollicular fibromas, and acrochordons), pulmonary cysts/history of pneumothorax, and various types of renal tumors. BHD syndrome is inherited in an autosomal dominant manner and the penetrance is considered to be very high.(1-6) While there is no consensus on clinical surveillance of BHD syndrome, many recommendations have been put forth for the individual manifestations of the condition by different groups, such as the National Cancer Institute.(4-6) | An interpretive report will be provided. | All detected variants are evaluated according to American College of Medical Genetics and Genomics recommendations.(7) Variants are classified based on known, predicted, or possible pathogenicity and reported with interpretive comments detailing their potential or known significance. | Clinical Correlations: Test results should be interpreted in the context of clinical findings, family history, and other laboratory data. Misinterpretation of results may occur if the information provided is inaccurate or incomplete. If testing was performed because of a clinically significant family history, it is often useful to first test an affected family member. Detection of a reportable variant in an affected family member would allow for more informative testing of at-risk individuals. To discuss the availability of additional testing options or for assistance in the interpretation of these results, contact the Mayo Clinic Laboratories genetic counselors at 800-533-1710. Technical Limitations: Next-generation sequencing may not detect all types of genomic variants. In rare cases, false-negative or false-positive results may occur. The depth of coverage may be variable for some target regions; assay performance below the minimum acceptable criteria or for failed regions will be noted. Given these limitations, negative results do not rule out the diagnosis of a genetic disorder. If a specific clinical disorder is suspected, evaluation by alternative methods can be considered. There may be regions of genes that cannot be effectively evaluated by sequencing or deletion and duplication analysis as a result of technical limitations of the assay, including regions of homology, high guanine-cytosine (GC) content, and repetitive sequences. Confirmation of select reportable variants will be performed by alternate methodologies based on internal laboratory criteria. This test is validated to detect 95% of deletions up to 75 base pairs (bp) and insertions up to 47 bp. Deletions-insertions (delins) of 40 or more bp, including mobile element insertions, may be less reliably detected than smaller delins. Deletion/Duplication Analysis: This analysis targets single and multi-exon deletions/duplications; however, in some instances single exon resolution cannot be achieved due to isolated reduction in sequence coverage or inherent genomic complexity. Balanced structural rearrangements (such as translocations and inversions) may not be detected. This test is not designed to detect low levels of mosaicism or differentiate between somatic and germline variants. If there is a possibility that any detected variant is somatic, additional testing may be necessary to clarify the significance of results. For detailed information regarding gene specific performance and technical limitations, see Method Description or contact a laboratory genetic counselor. If the patient has had an allogeneic hematopoietic stem cell transplant or a recent blood transfusion, results may be inaccurate due to the presence of donor DNA. Call Mayo Clinic Laboratories for instructions for testing patients who have received a bone marrow transplant. Reclassification of Variants: Currently, it is not standard practice for the laboratory to systematically review previously classified variants on a regular basis. The laboratory encourages healthcare providers to contact the laboratory at any time to learn how the classification of a particular variant may have changed over time. Variant Evaluation: Evaluation and categorization of variants are performed using published American College of Medical Genetics and Genomics and the Association for Molecular Pathology recommendations as a guideline.(7) Other gene-specific guidelines may also be considered. Variants are classified based on known, predicted, or possible pathogenicity and reported with interpretive comments detailing their potential or known significance. Variants classified as benign or likely benign are not reported. Multiple in silico evaluation tools may be used to assist in the interpretation of these results. The accuracy of predictions made by in silico evaluation tools is highly dependent upon the data available for a given gene, and periodic updates to these tools may cause predictions to change over time. Results from in silico evaluation tools should be interpreted with caution and professional clinical judgement. | 1. Sattler EC, Steinlein OK: Birt-Hogg-Dube syndrome. In: Adam MP, Everman DB, Mirzaa GM, et al, eds. GeneReviews. [Internet]. University of Washington, Seattle; 2006. Updated January 30, 2020. Accessed April 26, 2024. Available at: www.ncbi.nlm.nih.gov/books/NBK1522/ 2. Houweling AC, Gijezen LM, Joneker MA, et al. Renal cancer and pneumothorax risk in Birt-Hogg-Dube syndrome; an analysis of 115 FLCN mutation carriers from 35 BHD families. Br J Cancer. 2011;105(12):1912-1919 3. Schmidt LS, Nickerson ML, Warren MB, et al. Germline BHD-mutation spectrum and phenotype analysis of a large cohort of families with Birt-Hogg-Dube Syndrome. Am J Hum Genet. 2005;76(6):1023-1033 4. Stamatakis L, Metwalli AR, Middelton LA, Linehan WM. Diagnosis and management of BHD-associated kidney cancer. Fam Cancer. 2013;12(3):397-402 5. Farrant PBJ, Emerson R: Letter. hyfrecation and curettage as a treatment for fibrofolliculomas in Birt-Hogg-Dube syndrome. Dermatol Surg. 2007;33(10):1287-1288 6. Kim D, Wysong A, Teng JM, Rahman Z. Laser-assisted delivery of topical rapamycin: mTOR inhibition for Birt-Hogg-Dube syndrome. Dermatol Surg. 2019;45(12):1713-1715 7. Richards S, Aziz N, Bale S, et al. Standards and guidelines for the interpretation of sequence variants: a joint consensus recommendation of the American College of Medical Genetics and Genomics and the Association for Molecular Pathology. Genet Med. 2015;17(5):405-424 | Next-generation sequencing (NGS) and/or Sanger sequencing are performed to test for the presence of variants in coding regions and intron/exon boundaries of theFLCNgene, as well as some other regions that have known pathogenic variants. The human genome reference GRCh37/hg19 build was used for sequence read alignment. At least 99% of the bases are covered at a read depth over 30X. Sensitivity is estimated at above 99% for single nucleotide variants, above 94% for deletions-insertions (delins) less than 40 base pairs (bp), above 95% for deletions up to 75 bp and insertions up to 47 bp. NGS and/or a polymerase chain reaction-based quantitative method is performed to test for the presence of deletions and duplications in theFLCNgene. There may be regions of theFLCNgene that cannot be effectively evaluated by sequencing or deletion and duplication analysis as a result of technical limitations of the assay, including regions of homology, high guanine-cytosine (GC) content, and repetitive sequences. The reference transcript forFLCNgene is NM_144997.7. Reference transcript numbers may be updated due to transcript re-versioning. Always refer to the final patient report for gene transcript information referenced at the time of testing.(Unpublished Mayo method) Confirmation of select reportable variants may be performed by alternate methodologies based on internal laboratory criteria. | 14 to 21 days | Whole blood: 2 weeks (if available); Extracted DNA: 3 months | This test was developed and its performance characteristics determined by Mayo Clinic in a manner consistent with CLIA requirements. It has not been cleared or approved by the US Food and Drug Administration. | 81479 | FLCN Full Gene Analysis | 94232-6 | 614646 | Released By | 18771-6
BIWB | Bismuth, Blood | Determining bismuth toxicity | Inductively Coupled Plasma Mass Spectrometry (ICP-MS) | Yes | Bismuth, B | Whole blood | Patient Preparation:High concentrations of gadolinium and iodine are known to potentially interfere with mostinductively coupled plasma mass spectrometry-basedmetal tests. If either gadolinium- or iodine-containing contrast media has been administered,a specimen should not be collected for 96 hours. Supplies:Metal Free B-D Tube (EDTA), 6 mL (T183) Collection Container/Tube:Royal blue top (EDTA) plastic trace element blood collection tube Specimen Volume:0.8 mL Collection Instructions: 1. SeeMetals Analysis Specimen Collection and Transportfor complete instructions. 2. Send whole blood specimen in original tube.Do not aliquot. | 0.25 mL | Bismuth is used in the production of alloys, pigments, and chemical additives. Various compounds have also been used as therapeutic agents, astringents, and antacids.(1) Bismuth subsalicylate (Pepto-Bismol) is one example commonly used for indigestion and diarrhea. In unexposed individuals, bismuth blood concentrations are typically less than 0.02 mcg/L compared to peptic ulcer patients taking bismuth medications where the concentrations ranged from 4 to 30 mcg/L.(2-4) Elimination from the body takes place primarily by the urinary and fecal routes, but the exact proportion contributed by each route is still unknown. Elimination from blood displays multicompartment pharmacokinetics with half-lives of 8 to 16 hours (early) and 5 to 11 days (late).(1) A number of toxic effects have been attributed to bismuth compounds in humans including nephropathy, encephalopathy, osteoarthropathy, gingivitis, stomatitis, and colitis. Common early symptoms include salivation, mucosal swelling, discoloration of the tongue, gums, abdominal pain, and nausea.(1,6) | <1 ng/mL (unexposed) 4-30 ng/mL (therapeutic) | Normal blood concentrations for unexposed individuals are less than 1 ng/mL and the therapeutic range is 4 to 30 ng/mL.(2-5) | No significant cautionary statements | 1. Baselt R. Disposition of Toxic Drugs and Chemicals In Man. 10th ed. Biomedical Publications; 2014 2. Heitland P, Koster HD. Biomonitoring of 37 trace elements in blood samples from inhabitants of northern Germany by ICP-MS. J Trace Elem Med Biol. 2006;20(4):253-262 3. Serfontein WJ, Mekel R, Bank S, Barbezat G, Novis B. Bismuth toxicity in man-I. Bismuth blood and urine levels in patients after administration of a bismuth protein complex (Bicitropeptide). Res Commun Chem Pathol Pharmacol. 1979;26(2):383-389 4. Serfontein WJ, Mekel R. Bismuth toxicity in man II. Review of bismuth blood and urine levels in patients after administration of therapeutic bismuth formulations in relation to the problem of bismuth toxicity in man. Res Commun Chem Pathol Pharmacol. 1979;26(2):391-411 5.Sodi R. Vitamins and trace elements. In: Rifai N, Chiu RWK, Young I, Burnham CAD, Wittwer CT, eds. Tietz Textbook of Laboratory Medicine. 7th ed. Elsevier; 2023:417-417 6. Keogan DM, Griffith DM. Current and potential applications of bismuth-based drugs. Molecules. 2014;19(9):15258-97. doi:10.3390/molecules190915258 | The metal of interest is analyzed by inductively coupled plasma mass spectrometry.(Unpublished Mayo method) | 1 to 8 days | 14 days | This test was developed and its performance characteristics determined by Mayo Clinic in a manner consistent with CLIA requirements. It has not been cleared or approved by the US Food and Drug Administration. | 83018 | Bismuth, B | 8161-2 | 64274 | Bismuth, B | 8161-2
BIVAL | Bivalirudin, Ecarin, Plasma | Monitoring of bivalirudin therapy for patients with prolonged baseline activated partial thromboplastin time | Chromogenic | Yes | Bivalirudin, Ecarin, P | Plasma Na Cit | Supplies:Sarstedt Aliquot Tube, 5 mL (T914) Specimen Type:Platelet-poor plasma Collection Container/Tube:Light-blue top (3.2% sodium citrate) Submission Container/Tube:Plastic vial (polypropylene preferred) Specimen Volume:1 mL Collection Instructions: 1. Specimen should be collected 2 hours after initiation of continuous infusion of bivalirudin. 2. For complete instructions, seeCoagulation Guidelines for Specimen Handling and Processing. 3. Centrifuge, transfer all plasma into a plastic vial, and centrifuge plasma again. 4. Aliquot plasma into a plastic vial leaving 0.25 mL in the bottom of centrifuged vial. 5. Freeze plasma immediately (no longer than 4 hours after collection) at -20 degrees C or, ideally, below -40 degrees C. Additional Information: 1. Double-centrifuged specimen is critical for accurate results as platelet contamination may cause spurious results. 2. Each coagulation assay requested should have its own vial. | 0.5 mL | Bivalirudin, is a parenteral anticoagulant that directly inhibits thrombin (direct thrombin inhibitor), factor IIa. It is indicated for use in patients with unstable angina undergoing percutaneous coronary intervention (PCI), in those undergoing PCI with provisional use of glycoprotein IIb/IIIa inhibitor (GPI), or in those with, or at risk of, heparin- induced thrombocytopenia (HIT) or HIT and thrombosis syndrome (HITTS) undergoing PCI. In these indications, it is intended for use with aspirin. Frequently, bivalirudin is used for prevention of treatment of thrombosis in patients with HIT with or without thrombosis and with kidney and/or hepatic dysfunction. Bivalirudin is administered via continuous intravenous infusion, is removed by a combination of proteolytic cleavage by thrombin and renal clearance mechanisms and can inhibit both soluble and clot-bound thrombin. Bivalirudin's effect is typically monitored using the activated partial thromboplastin time (aPTT) test with a target aPTT ratio of 1.5 to 2.5 times the patient's baseline value. However, in instances where patients have a prolonged baseline aPTT (eg, lupus anticoagulants and factor XII deficiency), aPTT monitoring of bivalirudin is not reliable, and direct measurement of the effect of bivalirudin on factor IIa may be more reliable. For HIT, monitoring every 2 to 4 hours until in range and then once daily; for PCI, monitoring is unnecessary unless kidney failure is present. Internal laboratory validation demonstrates that plasma concentrations of bivalirudin from 0.25 to 2.00 mcg/mL correspond to an aPTT ratio of 1.5 to 3.0. Correlation of bivalirudin drug concentrations with aPTT ratios may vary with different aPTT reagents. | <0.10 mcg/mL | Therapeutic reference ranges have not been established. See Clinical Information for activated partial thromboplastin time correlative information. | The recommended monitoring per product guidelines is with the activated partial thromboplastin time ratio; routine monitoring of bivalirudin drug levels is not indicated. Bivalirudin concentration may be affected by drug interactions, liver, and kidney disease. Marked presence of hemolysis or bilirubin in the sample could falsely decrease bivalirudin levels. Marked presence of lipemia in the sample could falsely increase bivalirudin levels. | 1. Linkins LA, Dans AL, Moores LK, et al. Treatment and prevention of heparin-induced thrombocytopenia: Antithrombotic Therapy and Prevention of Thrombosis, 9th ed: American College of Chest Physicians Evidence-Based Clinical Practice Guidelines. Chest. 2012;141(2 Suppl):e495S-e530s 2. Love JE, Ferrell C, Chandler WL. Monitoring direct thrombin inhibitors with a plasma diluted thrombin time. Thromb Haemost. 2007;98(1):234-242 3. Van Cott EM, Roberts AJ, Dager WE. Laboratory Monitoring of Parenteral Direct Thrombin Inhibitors. Semin Thromb Hemost. 2017;43(3):270-276 4. Gosselin RC, Douxfils J. Ecarin based coagulation testing. Am J Hematol. 2020;95(7):863-869. doi:10.1002/ajh.25852 5. Gosselin RC, King JH, Janatpour KA, Dager WE, Larkin EC, Owings JT: Comparing direct thrombin inhibitors using aPTT, ecarin clotting times, and thrombin inhibitor management testing. Ann Pharmacother. 2004 Sep;38(9):1383-1388. doi:10.1345/aph.1D565 6. Beyer JT, Lind SE, Fisher S, Trujillo TC, Wempe MF, Kiser TH: Evaluation of intravenous direct thrombin inhibitor monitoring tests: Correlation with plasma concentrations and clinical outcomes in hospitalized patients. J Thromb Thrombolysis. 2020 Feb;49(2):259-267. doi: 10.1007/s11239-019-01961-3 | The bivalirudin, ecarin chromogenic assay is performed on the Instrumentation Laboratory ACL TOP Family using the Diagnostica Stago ECA II kit. The STA ECA II kit is a chromogenic assay based on the cleavage of prothrombin by ecarin to meizothrombin, which then enzymatically cleaves the para-nitroaniline (pNA) from the chromogenic substrate resulting in ameasurablecolorimetricchange.(Package insert: STA-ECA II. Diagnostica Stago S.A.S; Revision 09/2015) | 1 to 3 days | 7 days | This test was developed and its performance characteristics determined by Mayo Clinic in a manner consistent with CLIA requirements. It has not been cleared or approved by the US Food and Drug Administration. | 80299 | Bivalirudin, Ecarin, P | 104690-3 | BIVA3 | Cautions | 62364-5
PBKQN | BK Virus DNA Detection and Quantification, Plasma | Detection and serial monitoring of BV virus-associated nephropathy in kidney transplant recipients using plasma specimens Detection and serial monitoring of BV virus-associated hemorrhagic cystitis in organ transplant recipients | Real-Time Polymerase Chain Reaction (PCR) | Yes | BKV DNA Detect/Quant, P | Plasma EDTA | Supplies:Sarstedt Aliquot Tube, 5 mL (T914) Collection Container/Tube:Lavender top (EDTA) Submission Container/Tube:Plastic vial Specimen Volume:1.5 mL Collection Instructions: 1. Centrifuge blood collection tube per manufacturer's instructions (eg, centrifuge within 2 hours of collection for BD Vacutainer tubes). 2. Aliquot plasma into plastic vial. | 0.5 mL | BK virus (BKV) is a circular, double-stranded DNA virus with an approximately 5 kilobase-size genome in the polyomavirus family, of which 13 members of the family are known, including the JC virus (JCV) and SV40. BKV shares about 75% of its DNA sequence with JCV. Nearly 80% of the adult population worldwide have antibodies to both viruses, indicating previous infection or exposure to these viruses. Initial infection with BKV is usually acquired in childhood, mostly asymptomatic or manifesting as a mild flu-like illness. After primary infection, BKV establishes latency in the kidney and bladder of the infected individual. In the setting of immunosuppression, the virus reactivates and begins to replicate, triggering renal tubular cell lysis and viruria. As the reactivation progresses, the virus multiplies and crosses into the bloodstream, causing viremia and invading the kidney graft. In patients with kidney transplants, reactivation of BKV typically reaches peak incidence at 3 months posttransplantation with BK viral replication in the kidney graft, causing BKV-associated nephropathy (BKVAN), which manifests as kidney dysfunction that may result in eventual loss of the transplanted kidney. Reactivation of BKV in the bladder can lead to hemorrhagic cystitis. Currently, there are no US Food and Drug Administration-approved antiviral agents or treatments for BKVAN or BKV-associated hemorrhagic cystitis. The main treatment is to decrease the immunosuppression, with the risk of acute rejection of the kidney graft. After BK reactivation, the virus is first detectable in the urine, with viremia developing several weeks later. Quantitative BKV DNA in the plasma is the most widely used and preferred test for the laboratory diagnosis of BKVAN and BKV-associated hemorrhagic cystitis, as BKV viremia has higher positive predictive value (50%-60%) than BKV viruria for the diagnosis of BKVAN. Serial monitoring of BKV DNA level in plasma is recommended to guide optimal immunosuppressant dosing regimen. In those with BKVAN, clearance of BK viremia is a sign of resolution of the nephropathy. | Undetected | The quantification range of this assay is 22 to 100,000,000 IU/mL (1.34 log to 8.00 log IU/mL), with a limit of detection (95% detection rate) at 22 IU/mL. An "Undetected" test result indicates the absence ofBK virus (BKV) DNA in the plasma. A test result of "<22 IU/mL (<1.34 log IU/mL)" indicates that BKV DNA is detected in the plasma, but the assay cannot accurately quantify the BKV DNA present below this level. A quantitative value (reported in IU/mL and log IU/mL) indicates the level of BKV DNA (ie, viral load) present in the plasma. A test result of ">100,000,000 IU/mL (>8.00 log IU/mL)" indicates that BKV DNA level present in plasma is above 100,000,000 IU/mL (8.00 log IU/mL), and the assay cannot accurately quantify BKV DNA present above this level. An "Inconclusive" result indicates that the presence or absence of BKV DNA in the plasma specimen could not be determined with certainty after repeat testing in the laboratory, possibly due to polymerase chain reaction inhibition or presence of interfering substance. Submission of a new specimen for testing is recommended if clinically indicated. | On average, quantitative BK virus (BKV) DNA results in plasma tested with this assay can be up to 1.4-fold (about 0.15 log IU/mL) higher than those generated from the previous laboratory-developed BKV DNA quantification assay performed at Mayo Clinic Laboratories, due to differences in the specimen extraction method and design in the amplification primers and probes for the viral target sequences. A single "Undetected" test result does not necessarily rule out the presence BKV infection or reactivation. Serial measurement (eg, once weekly) of BKV DNA in plasma is recommended to determine the BKV replication status in a given transplant recipient. | 1. Bechert CJ, Schnadig VJ, Payne DA, Dong J. Monitoring of BK viral load in renal allograft recipients by real time PCR assays. Am J Clin Pathol. 2010;133(2):242-250. doi:10.1309/AJCP63VDFCKCRUUL 2. Hirsch HH, Randhawa P, AST Infectious Diseases Community of Practice. BK polyomavirus in solid organ transplantation. Am J Transplant. 2013;13 Suppl 4:179-188.doi:10.1111/ajt.12110 3. Hirsch HH, Randhawa PS, AST Infectious Diseases Community of Practice. BK polyomavirus in solid organ transplantation-guidelines from the American Society of Transplantation Infectious Diseases Community of Practice. Clin Transplant. 2019;33(9):e13528. doi:10.1111/ctr.13528 4. Muhsin SA, Wojciechowski D. BK virus in transplant recipients: current perspectives. Transplant Research and Risk Management. 2019:11:47-58. doi:10.2147/TRRM.S188021 | The cobasBK virus (BKV) assay is an FDA-approved, in vitro nucleic acid amplification test for the quantification of BKV DNA in human EDTA-plasma using either the cobas 6800 or 8800 system for fully automated viral nucleic acid extraction (generic silica-based capture technique) and automated amplification and detection of the viral RNA. This dual-target polymerase chain reaction (PCR) assay amplifies 2 highly-conserved target regions within the BKV genome (small t-antigen and VP2 regions) for real-time detection and quantification by 2 target-specific TaqMan probes. A non-BKV armored DNA quantitation standard (DNA-QS) is introduced into each specimen during sample preparation to serve as internal control for nucleic acid extraction and PCR amplification and detection processes. Fluorescent reporter dye-labeled TaqMan probes hybridized to the complementary BKV target sequences and DNA-QS sequence undergo hydrolysis during PCR amplification step to generate fluorescent signal detected in 3 different dye channels. Concentration of the BKV DNA in a patient's plasma sample is determined by a ratio of the intensity of the fluorescent dye from the cleaved BKV target sequence probes to that of the DNA-QS target probe detected throughout the PCR process.(Package insert: cobas BKV-Quantitative nucleic acid test for use on the cobas 6800/8800 Systems. Roche Molecular Systems, Inc; Doc rev 2.0, 02/2021). | 1 to 3 days | 30 days | This test has been cleared, approved, or is exempt by the US Food and Drug Administration and is used per manufacturer's instructions. Performance characteristics were verified by Mayo Clinic in a manner consistent with CLIA requirements. | 87799 | BKV DNA Detect/Quant, P | 32284-2 | 614567 | BKV DNA Detect/Quant, P | 32284-2
UBKQN | BK Virus DNA Detection and Quantification, Random, Urine | Detection and serial monitoring ofBK virus (BKV)-associated nephropathy in kidney transplant recipients using random urine specimens Detection and serial monitoring of BKV-associated hemorrhagic cystitis in organ transplant recipients | Real-Time Polymerase Chain Reaction (RT-PCR) | Yes | BKV DNA Detect/Quant, U | Urine | Supplies:COBAS PCR - Urine Sample Kit (T903) Container/Tube:cobas PCR urine tube Specimen Volume:4.3 mL Collection Instructions: 1. Collect random urine into a sterile, plastic, preservative-free container. 2. Transfer 4.3 mL of urine into the cobas PCR urine sample tube using the disposable pipette provided within 24 hours of collection. The correct volume of urine has been added when the fluid level is between the black fill lines on the urine transport tube. Place the labels on the transport tube so the black fill lines are still visible for volume confirmation at Mayo Clinic Laboratories. 3. Transport and store urine specimen transport container at 2 to 30 degrees C (refrigerate is preferred temperature). Additional Information:cobas PCR media contains guanidine hydrochloride. Do not allow these tubes to come in direct contact with sodium hypochlorite (bleach) or other highly reactive reagents such as acids and bases. These mixtures can release a noxious gas. | See Specimen Required | BK virus (BKV) is a circular, double-stranded DNA virus with an approximately 5 kilobase-size genome in the polyomavirus family, of which 13 members of the family are known, including the JC virus (JCV) and SV40. BKV shares about 75% of its DNA sequence with JCV. Nearly 80% of the adult population worldwide have antibodies to both viruses, indicating previous infection or exposure to these viruses. Initial infection with BKV is usually acquired in childhood, mostly asymptomatic or manifesting as a mild flu-like illness. After primary infection, BKV establishes latency in the kidney and bladder of the infected individual. In the setting of immunosuppression, the virus reactivates and begins to replicate, triggering renal tubular cell lysis and viruria. As the reactivation progresses, the virus multiplies and crosses into the bloodstream, causing viremia and invading the kidney graft. In patients with kidney transplants, reactivation of BKV typically reaches peak incidence at 3 months post-transplantation with BK viral replication in the kidney graft, causing BKV-associated nephropathy (BKVAN), which manifests as kidney dysfunction that may result in eventual loss of the transplanted kidney. Reactivation of BKV in the bladder can lead to hemorrhagic cystitis. Currently, there are no US Food and Drug Administration-approved antiviral agents or treatments for BKVAN or BKV-associated hemorrhagic cystitis. The main treatment is to decrease the immunosuppression with risk of acute rejection of the kidney graft. After BK reactivation, the virus is first detectable in the urine, with viremia developing several weeks later. Quantitative BKV DNA in the plasma is the most widely used and preferred test for the laboratory diagnosis of BKVAN and BKV-associated hemorrhagic cystitis, as BKV viremia has higher positive predictive value (50%-60%) than BKV viruria for the diagnosis of BKVAN. Serial monitoring of BKV DNA level in plasma is recommended to guide optimal immunosuppressant dosing regimen. In those with BKVAN, clearance of BK viremia is a sign of resolution of the nephropathy. |  | The quantification range of this assay is 200 to 100,000,000 IU/mL (2.30 log to 8.00 log IU/mL), with a limit of detection (95% detection rate) at 12 IU/mL. An "Undetected" test result indicates the absence of BK virus (BKV) DNA in the urine. A test result of "<200 IU/mL (<2.30 log IU/mL)" indicates that BKV DNA is detected in the urine, but the assay cannot accurately quantify the BKV DNA present below this level. A quantitative value (reported in IU/mL and log IU/mL) indicates the level of BKV DNA (ie, viral load) present in the urine. A test result of ">100,000,000 IU/mL (>8.00 log IU/mL)" indicates that BKV DNA level present in urine is above 100,000,000 IU/mL (8.00 log IU/mL), and the assay cannot accurately quantify BKV DNA present above this level. | On average, quantitative BK virus (BKV) DNA results in urine tested with this assay can be up to 3.5-fold (about 0.54 log IU/mL) higher than those generated from the previous laboratory-developed BKV DNA quantification assay performed at Mayo Clinic Laboratories, due to differences in the specimen extraction method and design in the amplification primers and probes for the viral target sequences. A single "Undetected" test result does not necessarily rule out the presence BKV infection or reactivation. Serial measurement (eg, once weekly) of BKV DNA in urine or plasma is recommended to determine the BKV replication status in a given transplant recipient. While unlikely to be present in urine specimens, vaginal lubricants, speculum jellies, creams, and gels containing carbomers may interfere with the test and should not be used during or prior to sample collection. Urogenital specimens from patients who have used carbomer-containing products such as Replens Long-Lasting Vaginal Moisturizer, RepHresh Odor Eliminating Vaginal Gel, and RepHresh Clean Balance or used metronidazole vaginal gel may generate invalid or false-negative results. | 1. Bechert CJ, Schnadig VJ, Payne DA, Dong J: Monitoring of BK viral load in renal allograft recipients by real-time PCR assays. Am J Clin Pathol. 2010 Feb;133(2):242-250. doi: 10.1309/AJCP63VDFCKCRUUL 2. Hirsch HH, Randhawa P, AST Infectious Diseases Community of Practice: BK polyomavirus in solid organ transplantation. Am J Transplant. 2013 Mar;13(Suppl 4):179-188.doi: 10.1111/ajt.12110 3. Hirsch HH, Randhawa PS, AST Infectious Diseases Community of Practice: BK polyomavirus in solid organ transplantation-Guidelines from the American Society of Transplantation Infectious Diseases Community of Practice. Clin Transplant. 2019 Sep;33(9):e13528. doi: 10.1111/ctr.13528 4. Muhsin SA, Wojciechowski D: BK virus in transplant recipients: current perspectives. Transplant Research and Risk Management. 2019 Sep:11:47-58. doi: 10.2147/TRRM.S188021 | The cobasBK virus (BKV) assay is an FDA-approved, in vitro nucleic acid amplification test for the quantification of BKV DNA using either the cobas 6800 or 8800 system for fully automated viral nucleic acid extraction (generic silica-based capture technique) and automated amplification and detection of the viral RNA. This dual-target polymerase chain reaction (PCR) assay amplifies 2 highly conserved target regions within the BKV genome (small t-antigen and VP2 regions) for real-time detection and quantification by 2 target-specific TaqMan probes. A non-BKV armored DNA quantitation standard (DNA-QS) is introduced into each specimen during sample preparation to serve as internal control for nucleic acid extraction and PCR amplification and detection processes. Fluorescent reporter dye-labeled TaqMan probes hybridized to the complementary BKV target sequences and DNA-QS sequence undergo hydrolysis during PCR amplification step to generate fluorescent signal detected in 3 different dye channels. Concentration of the BKV DNA in a patient's sample is determined by a ratio of the intensity of the fluorescent dye from the cleaved BKV target sequence probes to that of the DNA-QS target probe detected throughout the PCR process.(Package insert: cobas BKV-Quantitative nucleic acid test for use on the cobas 6800/8800 Systems. Roche Molecular Systems, Inc; Doc rev 2.0, 02/2021) | 1 to 3 days | 14 days | This test has been cleared, approved, or is exempt by the US Food and Drug Administration and is used per manufacturer's instructions. Performance characteristics were verified by Mayo Clinic in a manner consistent with CLIA requirements. | 87799 | BKV DNA Detect/Quant, U | 32285-9 | 614568 | BKV DNA Detect/Quant, U | 32285-9
BLPEP | Black/White Pepper, IgE, Serum | Establishing a diagnosis of an allergy to black or white pepper Defining the allergen responsible for eliciting signs and symptoms Identifying allergens: -Responsible for allergic response and/or anaphylactic episode -To confirm sensitization prior to beginning immunotherapy -To investigate the specificity of allergic reactions to insect venom allergens, drugs, or chemical allergens | Fluorescence Enzyme Immunoassay (FEIA) | Yes | Black/White Pepper, IgE | Serum | Collection Container/Tube: Preferred:Serum gel Acceptable:Red top Submission Container/Tube:Plastic vial Specimen Volume:0.5 mL for every 5 allergens requested Collection Instructions:Centrifuge and aliquot serum into a plastic vial. | For 1 allergen: 0.3 mL For more than 1 allergen: (0.05 mL x number of allergens) + 0.25 mL deadspace | Clinical manifestations of immediate hypersensitivity (allergic) diseases are caused by the release of proinflammatory mediators (histamine, leukotrienes, and prostaglandins) from IgE-sensitized effector cells (mast cells and basophils) when cell-bound IgE antibodies interact with an allergen. In vitro serum testing for IgE antibodies provides an indication of the immune response to allergens that may be associated with allergic disease. The allergens chosen for testing often depend upon the age of the patient, history of allergen exposure, season of the year, and clinical manifestations. In individuals predisposed to develop allergic disease, the sequence of sensitization and clinical manifestations proceed as follows: eczema and respiratory disease (rhinitis and bronchospasm) in infants and children less than 5 years due to food sensitivity (milk, egg, soy, and wheat proteins) followed by respiratory disease (rhinitis and asthma) in older children and adults due to sensitivity to inhalant allergens (dust mite, mold, and pollen inhalants). | Class,IgE kU/L,Interpretation, 0,<0.10,Negative, 0/1,0.10-0.34,Borderline/equivocal, 1,0.35-0.69,Equivocal, 2,0.70-3.49,Positive, 3,3.50-17.4,Positive, 4,17.5-49.9,Strongly positive, 5,50.0-99.9,Strongly positive, 6,> or =100,Strongly positive, | Detection of IgE antibodies in serum (class 1 or greater) indicates an increased likelihood of allergic disease as opposed to other etiologies and defines the allergens that may be responsible for eliciting signs and symptoms. The level of IgE antibodies in serum varies directly with the concentration of IgE antibodies expressed as a class score or kU/L. | Testing for IgE antibodies is not useful in patients previously treated with immunotherapy to determine if residual clinical sensitivity exists or in patients in whom the medical management does not depend upon identification of allergen specificity. Some individuals with clinically insignificant sensitivity to allergens may have measurable levels of IgE antibodies in serum, and test results must be interpreted in the clinical context. False-positive results for IgE antibodies may occur in patients with markedly elevated serum IgE (>2500 kU/L) due to nonspecific binding to allergen solid phases. | Homburger HA, Hamilton RG: Allergic diseases. In: McPherson RA, Pincus MR, eds. Henry's Clinical Diagnosis and Management by Laboratory Methods. 23rd ed. Elsevier; 2017:1057-1070 | Specific IgE from the patient's serum reacts with the allergen of interest, which is covalently coupled to an ImmunoCAP. After washing away nonspecific IgE, enzyme-labeled anti-IgE antibody is added to form a complex. After incubation, unbound anti-IgE is washed away, and the bound complex incubated with a developing agent. After stopping the reaction, the fluorescence of the eluate is measured. Fluorescence is proportional to the amount of specific IgE present in the patient's sample (ie, the higher the fluorescence value, the more IgE antibody is present).(Package insert: ImmunoCAP System Specific IgE FEIA. Phadia; Rev 06/2020) | Same day/1 to 3 days | 14 days | This test has been cleared, approved, or is exempt by the US Food and Drug Administration and is used per manufacturer's instructions. Performance characteristics were verified by Mayo Clinic in a manner consistent with CLIA requirements. | 86003 | Black/White Pepper, IgE | 24159-6 | BLPEP | Black/White Pepper, IgE | 24159-6
BLACK | Blackberry, IgE, Serum | Establishing the diagnosis of an allergy to blackberry Defining the allergen responsible for eliciting signs and symptoms Identifying allergens: -Responsible for allergic response and/or anaphylactic episode -To confirm sensitization prior to beginning immunotherapy -To investigate the specificity of allergic reactions to insect venom allergens, drugs, or chemical allergens | Fluorescence Enzyme Immunoassay (FEIA) | Yes | Blackberry, IgE | Serum | Collection Container/Tube: Preferred:Serum gel Acceptable:Red top Submission Container/Tube:Plastic vial Specimen Volume:0.5 mL for every 5 allergens requested Collection Instructions:Centrifuge and aliquot serum into a plastic vial. | For 1 allergen: 0.3 mL More than 1 allergen: (0.05 mL x number of allergens) + 0.25 mL dead space | Clinical manifestations of immediate hypersensitivity (allergic) diseases are caused by the release of proinflammatory mediators (histamine, leukotrienes, and prostaglandins) from IgE-sensitized effector cells (mast cells and basophils) when cell-bound IgE antibodies interact with an allergen. In vitro serum testing for IgE antibodies provides an indication of the immune response to allergens that may be associated with allergic disease. The allergens chosen for testing often depend upon the age of the patient, history of allergen exposure, season of the year, and clinical manifestations. In individuals predisposed to develop allergic disease, the sequence of sensitization and clinical manifestations proceed as follows: eczema and respiratory disease (rhinitis and bronchospasm) in infants and children less than 5 years due to food sensitivity (milk, egg, soy, and wheat proteins) followed by respiratory disease (rhinitis and asthma) in older children and adults due to sensitivity to inhalant allergens (dust mite, mold, and pollen inhalants). | Class,IgE kU/L,Interpretation, 0,<0.10,Negative, 0/1,0.10-0.34,Borderline/equivocal, 1,0.35-0.69,Equivocal, 2,0.70-3.49,Positive, 3,3.50-17.4,Positive, 4,17.5-49.9,Strongly positive, 5,50.0-99.9,Strongly positive, 6,> or =100,Strongly positive, | Detection of IgE antibodies in serum (class 1 or greater) indicates an increased likelihood of allergic disease as opposed to other etiologies and defines the allergens that may be responsible for eliciting signs and symptoms. The level of IgE antibodies in serum varies directly with the concentration of IgE antibodies expressed as a class score or kU/L. | Testing for IgE antibodies is not useful in patients previously treated with immunotherapy to determine if residual clinical sensitivity exists or in patients in whom the medical management does not depend upon identification of allergen specificity. Some individuals with clinically insignificant sensitivity to allergens may have measurable levels of IgE antibodies in serum, and test results must be interpreted in the clinical context. False-positive results for IgE antibodies may occur in patients with markedly elevated serum IgE (>2500 kU/L) due to nonspecific binding to allergen solid phases. | Homburger HA, Hamilton RG: Allergic diseases. In: McPherson RA, Pincus MR, eds. Henry's Clinical Diagnosis and Management by Laboratory Methods. 23rd ed.Elsevier; 2017:1057-1070 | Specific IgE from the patient's serum reacts with the allergen of interest, which is covalently coupled to an ImmunoCAP. After washing away nonspecific IgE, enzyme-labeled anti-IgE antibody is added to form a complex. After incubation, unbound anti-IgE is washed away, and the bound complex incubated with a developing agent. After stopping the reaction, the fluorescence of the eluate is measured. Fluorescence is proportional to the amount of specific IgE present in the patient's sample (ie, the higher the fluorescence value, the more IgE antibody is present).(Package insert: ImmunoCAP System Specific IgE FEIA. Phadia; Rev 06/2020) | Same day/1 to 3 days | 14 days | This test was developed and its performance characteristics determined by Mayo Clinic in a manner consistent with CLIA requirements. It has not been cleared or approved by the US Food and Drug Administration. | 86003 | Blackberry, IgE | 7151-4 | BLACK | Blackberry, IgE | 7151-4
SBL | Blastomyces Antibody Immunodiffusion, Serum | Detection of antibodies in serum specimens from patients with blastomycosis | Immunodiffusion | Yes | Blastomyces Ab, Immunodiffusion, S | Serum | Collection Container/Tube: Preferred:Serum gel Acceptable:Red top Submission Container/Tube:Plastic vial Specimen Volume:0.5 mL Collection Instructions:Centrifuge and aliquot serum into plastic vial. | 0.3 mL | The dimorphic fungus,Blastomyces dermatitidis, causes blastomycosis.When the organism is inhaled, it causes pulmonary disease-cough,pain, and hemoptysis, along with fever and night sweats. It commonlyspreads to the skin, bone, or internal genitalia where suppurationand granulomas are typical. Occasionally, primary cutaneous lesionsafter trauma are encountered; however, this type of infection is uncommon. | Negative | A positive result is suggestive of infection, but the results cannotdistinguish between active disease and prior exposure. Routine culture of clinical specimens (eg, respiratory specimen)is recommended in cases of suspected, active blastomycosis. | The Mayo experience with the immunodiffusion test is that it is positivein fewer cases of blastomycosis than the 70% to 85% reported elsewhere. Patients with histoplasmosis may have low-titered cross reactions. | 1. Kaufman L, Kovacs JA, Reiss E: Clinical immunomycology. In: Rose NL, Conway-de Macario E, Folds JD, Lane HC, Nakamura RM, eds. Manual of Clinical Laboratory Immunology. ASM Press; 1997:588-589 2.Gauthier GM, Klein BS: Blastomycosis. In: Bennett JE, Dolin R, Blaser MJ, eds. Mandell, Douglas, and Bennett's Principles and Practice of Infectious Diseases. 9th ed. Elsevier; 2020:3177-3189 | The immunodiffusion (ID) test is a qualitative test employed for the detection of precipitating antibodies present in the serum. Soluble antigens of the fungus are placed in wells of an agarose gel-filled Petri dish and the patient's serum and a control (positive) serum are placed in adjoining wells. If present, specific precipitate antibody will form precipitin lines between the wells. Their comparison to the control serum establishes the results. When performing the ID test, only precipitin bands of identity with the reference bands are significant.(Kaufman L, Kovacs JA, Reiss E: Clinical immunomycology. In: Rose NL, Conway-de Macario E, Folds JD, Lane HC, Nakamura RM, eds. Manual of Clinical Laboratory Immunology. ASM Press; 1997:587-588; Kaufman L, McLaughlin DW, Clark MJ, Blumer S: Specific immunodiffusion test for blastomycosis. Appl Microbiol. 1973;26:244-247; Williams JE, Murphy R, Standard PG, Phair JP: Serologic response in blastomycosis: diagnostic value of double immunodiffusion assay. Am Rev Resp Dis. 1981;123:209-212; Bennett JE, Dolin R, Blaser MJ, eds. Mandell, Douglas, and Bennett's Principles and Practice of Infectious Diseases. 9th ed. Elsevier; 2020) | 2 to 5 days | 14 days | This test has been cleared, approved, or is exempt by the US Food and Drug Administration and is used per manufacturer's instructions. Performance characteristics were verified by Mayo Clinic in a manner consistent with CLIA requirements. | 86612 | Blastomyces Ab, Immunodiffusion, S | 5058-3 | 15125 | Blastomyces Immunodiffusion | 5058-3
CBL | Blastomyces Antibody Immunodiffusion, Spinal Fluid | Detection of antibodies in spinal fluid specimens from patients with blastomycosis | Immunodiffusion (ID) | Yes | Blastomyces Ab Immunodiffusion, CSF | CSF | Container/Tube:Sterile vial Specimen Volume:0.5 mL Collection Instructions:Submit specimen from collection vial 1. | 0.3 mL | The dimorphic fungus,Blastomyces dermatitidis, causes blastomycosis.When the organism is inhaled, it causes pulmonary disease-cough,pain, and hemoptysis, along with fever and night sweats. It commonlyspreads to the skin, bone, or internal genitalia where suppurationand granulomas are typical. Occasionally, primary cutaneous lesionsafter trauma are encountered; however, this type of infection is uncommon.Central nervous system disease is uncommon. | Negative | A positive result is suggestive of infection, but the results cannot distinguish between active disease and prior exposure. Furthermore, detection of antibodies in cerebrospinal fluid (CSF) may reflect intrathecal antibody production or may occur due to passive transfer or introduction of antibodies from the blood during lumbar puncture. Routine fungal culture of clinical specimens (eg, CSF) is recommended in cases of suspected blastomycosis involving the central nervous system. | A negative result does not rule-out blastomycosis. Patients with histoplasmosis may have low-titered cross-reactions. | 1. Kaufman L, Kovacs JA, Reiss E: Clinical immunomycology. In: Rose NL, Conway-de Macario E, Folds JD, Lane HC, Nakamura RM, eds. Manual of Clinical Laboratory Immunology. ASM Press; 1997:588-589 2. Gauthier GM, Klein BS: Blastomycosis. In: Bennett JE, Dolin R, Blaser MJ, eds. Mandell, Douglas, and Bennett's Principles and Practice of Infectious Diseases. 9th ed. Elsevier; 2020:3177-3189 | The immunodiffusion (ID) test is a qualitative test employed for the detection of precipitating antibodies present in the specimen. Soluble antigens of the fungus are placed in wells of an agarose gel-filled Petri dish, and the patient's specimen and a control (positive) are placed in adjoining wells. If present, specific precipitate antibody will form precipitin lines between the wells. Their comparison to the control establishes the results. When performing the ID test, only precipitin bands of identity with the reference bands are significant.(Kaufman L, McLaughlin DW, Clark MJ, Blumer S: Specific immunodiffusion test for blastomycosis. Appl Microbiol. 1973;26:244-247; Williams JE, Murphy R, Standard PG, Phan JP: Serologic response in blastomycosis: diagnostic value of double immunodiffusion assay. Am Res Resp Dis. 1981;123:209-212;Bennett JE, Dolin R, Blaser MJ, eds. Mandell, Douglas, and Bennett's Principles and Practice of Infectious Diseases. 9th ed. Elsevier; 2020) | 3 to 5 days | 14 days | This test has been cleared, approved, or is exempt by the US Food and Drug Administration and is used per manufacturer's instructions. Performance characteristics were verified by Mayo Clinic in a manner consistent with CLIA requirements. | 86612 | Blastomyces Ab Immunodiffusion, CSF | 51741-7 | 15134 | Blastomyces Immunodiffusion (CSF) | 51741-7
BLAST | Blastomyces Antibody, Enzyme Immunoassay, Serum | Aiding in the diagnosis of blastomycosis | Enzyme Immunoassay (EIA) | Yes | Blastomyces Ab, EIA, S | If result is equivocal or positive,Blastomycesantibody by immunodiffusion will be performed at an additional charge. | Collection Container/Tube: Preferred:Serum gel Acceptable:Red top Submission Container/Tube:Plastic vial Specimen Volume:1 mL Collection Instructions: Centrifuge and aliquot serum into a plastic vial. | 0.8 mL | Blastomycesdermatitidis,a dimorphic fungus, is endemic throughout the Midwestern, South-central, and Southeastern Unites States, particularly in regions around the Ohio and Mississippi river valleys, the Great Lakes, and the Saint Lawrence River. It is also found in regions of Canada.Blastomycesis an environmental fungus, preferring moist soil and decomposing organic matter, which produces fungal spores that are released and inhaled by animals or humans. At body temperature, the spores mature into yeast, which can stay in the lungs or disseminate through the bloodstream to other parts of the body. Recently, through phylogenetic analysis,Bdermatitidishas been separated into 2 distinct species;B dermatitidisandBlastomyces gilchristii,both able to cause blastomycosis in infected patients. Interestingly,B dermatitidisinfections are associated more frequently with dissemination, particularly in older adults, individuals who smoke, and those who are immunocompromised, whileB gilchristiihas primarily been associated with pulmonary and constitutional symptoms. Approximately 50% of patients infected withBlastomyceswill develop symptoms, which are frequently nonspecific and include fever, cough, night sweats, myalgia or arthralgia, weight loss, chest pain and fatigue. Typically, symptoms appear anywhere from 3 weeks to 3 months following infection. Diagnosis of blastomycosis relies on a combination of assays, including culture and molecular testing on appropriate specimens and serologic evaluation for both antibodies to and antigen released fromBlastomyces.Although culture remains the gold standard method and is highly specific, the organism can take several days to weeks to grow, and sensitivity is diminished in cases of acute or localized disease. Similarly, molecular testing offers high specificity and a rapid turnaround time, however, sensitivity is imperfect. Detection of an antibody response toBlastomycesoffers high specificity, however, results may be falsely negative in acutely infected patients and in patients who are immunosuppressed. | Negative Reference values apply to all ages. | A positive result indicates that IgG and/or IgM antibodies toBlastomyceswere detected. The presence of antibodies is presumptive evidence that the patient was or is currently infected with (or was exposed to)Blastomyces. A negative result indicates that antibodies toBlastomyceswere not detected. The absence of antibodies is presumptive evidence that the patient was not infected withBlastomyces. However, the specimen may have been obtained before antibodies were detectable or the patient may be immunosuppressed. If infection is suspected, another specimen should be collected 7 to 14 days later and submitted for testing. Specimens testing positive or equivocal will be submitted for further testing by another conventional serologic test (eg, SBL /BlastomycesAntibody by Immunodiffusion, Serum). | A negative result does not rule out blastomycosis. Cross-reactivity may occur with other fungal infections, such asAspergillus,Coccidioides, orHistoplasma. | 1. Kaufman L, Kovacs JA, Reiss E: Clinical immunomycology. In: Rose NR, De Macario EC, Folds JD, et al, eds. Manual of Clinical and Laboratory Immunology. ASM Press; 1997:588-589 2. O'Dowd TR, Mc Hugh JW, Theel ES, et al: Diagnostic methods and risk factors for severe disease and mortality in Blastomycosis: A retrospective cohort study. J Fungi (Basel). 2021 Oct 20;7(11):888. doi: 10.3390/jof7110888 | The OmegaBlastomycesTotal Antibody EIA (enzyme immunoassay) uses microwells coated with purifiedBlastomycesyeast-phase antigen. Patient specimen is diluted in buffer and incubated in the coated microwell. If present, IgG and IgM antibodies bind to the antigen. The microwells are washed to remove unbound serum components. A secondary antibody, rabbit anti-human IgG and IgM antibody conjugated to horseradish peroxidase, is added to the microwell and incubated. The secondary antibody will bind to the antibody-antigen complexes. The microwells are washed to remove unbound conjugate. Substrate solution containing urea peroxide and tetramethylbenzidine is added to the microwells, causing a color change. After a final incubation period, a stop solution is added to the microwells, and the color change is quantified by measuring the optical density (OD). Specimen OD readings are compared to calibrator cutoff OD readings to determine results.(Package insert: OmegaBlastomycesTotal Antibody EIA. Immuno-Mycologics, Inc; Revision 01/24/2018) | 1 to 3 days | 14 days | This test has been cleared, approved, or is exempt by the US Food and Drug Administration and is used per manufacturer's instructions. Performance characteristics were verified by Mayo Clinic in a manner consistent with CLIA requirements. | 8661286612 (if applicable) | Blastomyces Ab, EIA, S | 7816-2 | BLAST | Blastomyces Ab, EIA, S | 7816-2
ALBLD | Bleeding Diathesis Profile, Limited, Plasma | Detection of the more common potential causes of abnormalbleeding (eg, factor deficiencies/hemophilia, von Willebranddisease, factor-specific inhibitors) and a simple screen to evaluatefor an inhibitor or severe deficiency of factor XIII (rare) This test isnot usefulforassessing platelet function (eg, congenital or acquired disorders such as Glanzmann thrombasthenia, Bernard-Soulier syndrome, storage pool disease, myeloproliferative disease, associated platelet dysfunction), which requires fresh platelets. | PTSC, APTSC, TTSC, FXIII, F8A, F_9 : Optical Clot-Based VWAG, VWACT, DIMER: Latex Immunoassay (LIA) CLFIB: Clauss | Yes | Bleeding Diath Prof, Limited | Initial testing includes prothrombin time (PT), activated partial thromboplastin time (aPTT), thrombin time (bovine), fibrinogen, D-dimer, coagulation factor VIII activity assay, coagulation factor IX assay, von Willebrand factor (VWF) antigen, VWF activity, factor XIII screen, and limited bleed profile interpretation. | Specimen Type:Platelet-poor plasma Patient Preparation: 1.Patient should not be receiving anticoagulant treatment (eg, warfarin, heparin). Treatment with heparin causes false-positive results of in vitro coagulation testing for lupus anticoagulant. Coumadin (warfarin) treatment may impair ability to detect the more subtle varieties of lupus-like anticoagulants. 2.Patient should also not be receiving fibrinolytic agents (streptokinase, urokinase, tissue plasminogen activator [tPA]). 3.It is best to perform this study pretransfusion if possible. If patient has been recently transfused, wait at least 48 hours after transfusion to collect the specimen. Collection Container/Tube:Light-blue top (3.2% sodium citrate) Submission Container/Tube:Plastic vials Specimen Volume:6 mL in 6 plastic vials, each containing 1 mL Collection Instructions: 1. Specimen must be collected prior to factor replacement therapy. 2. For complete instructions, seeCoagulation Guidelines for Specimen Handling and Processing. 3. Centrifuge, transfer all plasma into a plastic vial, and centrifuge plasma again. 4. Aliquot plasma (1-2 mL per aliquot) into 6 separate plastic vials, leaving 0.25 mL in the bottom of centrifuged vial. 5. Freeze plasma immediately (no longer than 4 hours after collection) at -20 degrees C or, ideally, -40 degrees C or below. Additional Information: 1. Double-centrifuged specimen is critical for accurate results as platelet contamination may cause spurious results. 2. Each coagulation assay requested should have its own vial. | 4 Plastic vials, each containing 1 mL | Bleeding problems may be associated with a wide variety of coagulation abnormalities or may be due to problems not associated with coagulation (eg, trauma and surgery). A partial listing of causes follows. -Deficiency or functional abnormality (congenital or acquired) of any of the following coagulation proteins: fibrinogen (factor I), factor II (prothrombin), factor V, factor VII, factor VIII (hemophilia A), factor IX (hemophilia B), factor X, factor XI (hemophilia C; bleeding severity not always proportionate to factor level), factor XIII (fibrin-stabilizing factor), von Willebrand factor (VWF antigen and activity), alpha-2 plasmin inhibitor, and plasminogen activator inhibitor (PAI-I; severe deficiency in rare cases). Neither alpha-2 plasmin inhibitor nor PAI-I are included as a routine bleeding diathesis assay component, but either can be performed if indicated or requested. -Deficiency (thrombocytopenia) or functional abnormality of platelets such as congenital (Glanzmann thrombasthenia, Bernard-Soulier syndrome, storage pool disorders, etc) and acquired (myeloproliferative disorders, uremia, drugs, etc) disorders. Platelet function abnormalities cannot be studied on mailed-in specimens. -Specific factor inhibitors (most frequently directed against factor VIII); factor inhibitors occur in 10% to15% of the hemophilia population and are more commonly associated with severe deficiencies of factor VIII or IX (antigen <1%). The inhibitor appears in response to transfusion therapy with factor concentrates with no correlation of occurrence and amount of therapy. Factor VIII inhibitors may occur spontaneously in the postpartum patient, with certain malignancies, in association with autoimmune disorders (eg, rheumatoid arthritis, systemic lupus erythematosus), in older adults, and for no apparent reason. -Other acquired causes of increased bleeding include paraproteinemia; other factor-specific inhibitors, including those against factor V, factor XI; or virtually any of the coagulation proteins. -Acute disseminated intravascular coagulation/intravascular coagulation and fibrinolysis (DIC/ICF), which is a fairly common cause of bleeding. Bleeding can also occur in patients with chronic ICF. | An interpretive report will be provided. | An interpretive report will be provided. | No significant cautionary statements | Boender J, Kruip MJ, Leebeek FW. A diagnostic approach to mild bleeding disorders. J Thromb Haemost. 2016;14(8):1507-1516. doi:10.1111/jth.13368 | Prothrombin time: The prothrombin time (PT) assay is performed on the Instrumentation Laboratory ACL TOP. Patient sample is incubated and combined with a PT reagent containing recombinant human tissue factor, synthetic phospholipids, calcium chloride, polybrene, and buffer. The tissue thromboplastin-factor VII/VIIa complex activates factor X. Activated factor X (factor Xa) forms a complex with factor Va, calcium, and phospholipid to activate factor II (prothrombin) to thrombin. Thrombin then acts on fibrinogen (factor I) to form fibrin which clots, the time to clot formation is measured optically using a wavelength of 671 nm providing the assay endpoint (the "prothrombin time").(Package insert: HemosIL RecombiPlasTin 2G. Instrumentation Laboratory Company; R0, 03/2019) Activated partial thromboplastin time: The activated partial thromboplastin time (aPTT) assay is performed on the Instrumentation Laboratory ACL TOP. Patient sample is combined and incubated with an aPTT reagent containing phospholipid, a negatively charged contact factor activator, and buffer. After a specified incubation time, calcium is added to trigger the coagulation process in the mixture. Subsequently, the time to clot formation is measured optically using a wavelength of 671 nm. Mixing studies (see APMSC / Activated Partial Thromboplastin Time (APTT) Mix 1:1, Plasma) using normal pooled plasma are performed on samples with a prolonged aPTT to assist in discriminating between factor deficiency states and coagulation inhibitors unless further testing is not indicated.(Package insert: HemosIL SynthASil. Instrumentation Laboratory Company; R11, 06/2017) Thrombin time: The thrombin time assay is performed on the Instrumentation Laboratory ACL TOP. Patient sample is combined with a bovine thrombin reagent containing bovine albumin, calcium chloride, and buffer immediately triggering the coagulation process in the mixture. Time to clot formation is measured optically using a wavelength of 671 nm.(Package insert: HemosIL Thrombin Time. Instrumentation Laboratory Company; R1, 12/2018) Fibrinogen, Clauss assay: The Clauss fibrinogen assay is performed using the HemosIL Fibrinogen-C kit on the Instrumentation Laboratory ACL TOP. Patient sample, containing fibrinogen, is mixed with reagent containing excess thrombin. The excess thrombin converts the fibrinogen in the patient sample to fibrin. The amount of time it takes to form a clot is inversely proportional to the amount of fibrinogen present in the patient sample.(Package insert: HemosIL Fibrinogen-C. Instrumentation Laboratory Company; R7, 06/2017) D-Dimer: The D-dimer assay is performed using the HemosIL D-Dimer HS 500 kit on the Instrumentation Laboratory ACL TOP instrument. D-dimer is assayed in plasma by adding polystyrene latex particles coated with monoclonal antibodies specific for D-dimer domain. The latex particles agglutinate in the presence of soluble fibrin degradation products containing the D-dimer domain. The degree of agglutination is directly proportional to the concentration of D-dimer in the sample and is determined by measuring the decrease of transmitted light caused by the aggregates (turbidimetric immunoassay).(Package insert: HemosIL D-Dimer HS 500. Instrumentation Laboratory Company; 04/2018) Factor VIII activity: The factor VIII assay is performed on the Instrumentation Laboratory ACL TOP using the aPTT method and a factor-deficient substrate. Patient sample is combined and incubated with a factor VIII-deficient substrate (normal plasma depleted of factor VIII by immunoadsorption) and an aPTT reagent. After a specified incubation time, calcium is added to trigger the coagulation process in the mixture. Then the time to clot formation is measured optically at a wavelength of 671 nm.(Owen CA Jr, Bowie EJW, Thompson JH Jr. Diagnosis of Bleeding Disorders. 2nd ed. Little, Brown and Company; 1975; Cielsa B. Defects of plasma clotting factors. In: Hematology in Practice. 3rd ed. FA Davis; 2019:chap 17) Factor IX activity: The factor IX assay is performed on the Instrumentation Laboratory ACL TOP using the aPTT method and a factor-deficient substrate. Patient sample is combined and incubated with a factor IX-deficient substrate (normal plasma depleted of factor IX by immunoadsorption) and an aPTT reagent. After a specified incubation time, calcium is added to trigger the coagulation process in the mixture. Then the time to clot formation is measured optically at a wavelength of 671 nm.(Owen CA Jr, Bowie EJW, Thompson JH Jr. Diagnosis of Bleeding Disorders. 2nd ed. Little, Brown and Company; 1975; Cielsa B. Defects of plasma clotting factors. In: Hematology in Practice. 3rd ed. FA Davis; 2019:chap 17) Factor XIII: The covalent stabilization of fibrin by thrombin-activated factor XIII (XIIIa) is the final event in the coagulation of blood. Plasma factor XIII (fibrin-stabilizing factor) zymogen consists of 2 "A" and 2 "B" subunits, the "A" subunits containing an active-center sulfydryl grouping mediating the transamidase activity of the enzyme. The action of thrombin converts fibrinogen to fibrin monomer causing the monomeric molecules to polymerize and be held together by noncovalent hydrogen bonds. These bonds can be broken by 5 M urea or weak acid solutions in the absence of factor XIII. Subsequent to fibrin polymerization by hydrogen bonding, the action of factor XIII results in the formation of covalent bonds that cannot be broken by 5 M urea or weak acid solutions as used in this procedure (1% monochloroacetic acid). Dissolution of a clot by urea or monochloroacetic acid is therefore a qualitative test for factor XIII activity.(Owen CA Jr, Bowie EJW, Thompson JH Jr. Diagnosis of Bleeding Disorders. 2nd ed. Little, Brown and Company; 1975; Cielsa B. Defects of plasma clotting factors. In: Hematology in Practice. 3rd ed. FA Davis; 2019:chap 17) von Willebrand factor antigen: This assay is performed using the HemosIL von Willebrand Factor (VWF) Antigen kit on the Instrumentation Laboratory ACL TOP. This is a latex immunoassay method using microlatex particles coated with specific rabbit-polyclonal antibody directed against VWF. In the presence of VWF antigen, antibody-coated latex particles agglutinate to form aggregates of diameters greater than the wavelength of the light passing through the sample and more light is absorbed as aggregation increases. The increase in absorption is proportional to the concentration of VWF antigen present in the sample.(Package insert: HemosIL von Willebrand Factor Antigen. Instrumentation Laboratory; R11, 05/2018) VWF activity: This assay is performed using the HemosIL von Willebrand Factor Activity kit on the Instrumentation Laboratory ACL TOP. This is a latex particle-enhanced immunoassay to quantify VWF activity in plasma. The activity of VWF is determined by measuring the increase of turbidity produced by the agglutination of the latex reagent. A specific anti-VWF monoclonal antibody adsorbed onto the latex reagent, directed against the platelet-binding site of VWF (glycoprotein Ib receptor), reacts with the VWF of patient sample. The degree of agglutination is directly proportional to the activity of VWF in the sample and is determined by measuring the decrease of transmitted light caused by the aggregates.(Package insert: HemosIL von Willebrand Factor Activity. Instrumentation Laboratory; R7, 05/2018) | 7 to 21 days | 7 days | See Individual Test IDs | 85610-PTSC85730-APTSC85670-TTSC85384-CLFIB85379-DIMER85390-26-ALBLI85240-F8A85250-F_985291-FXIII85246-VWAG85397-VWACT85130-Chromogenic factor VIII (if appropriate)85130-Chromogenic factor IX (if appropriate)85210-Factor II (if appropriate)85220-Factor V (if appropriate)85230-Factor VII (if appropriate)85245-Ristocetin cofactor (if appropriate)85247-von Willebrand factor multimer (if appropriate)85260-Factor X (if appropriate)85270-Factor XI (if appropriate)85280-Factor XII (if appropriate)85300-Antithrombin activity (if appropriate)85301-Antithrombin antigen (if appropriate)85335-Bethesda units (if appropriate)85335-Factor II inhibitor screen (if appropriate)85335-Factor V inhibitor screen (if appropriate)85335-Factor VII Inhibitor screen (if appropriate)85335-Factor VIII inhibitor screen (if appropriate)85335-Factor IX inhibitor screen (if appropriate)85335-Factor X inhibitor screen (if appropriate)85335-Factor XI inhibitor screen (if appropriate)85366-Soluble fibrin monomer (if appropriate)85385-PT-Fibrinogen (if appropriate)85410-Alpha-2 plasmin inhibitor (if appropriate)85415-PAI-1 Ag (if appropriate)85420-Plasminogen Activity (if appropriate)85597-Platelet neutralization for lupus inhibitor (if appropriate)85598-Hex LA (if appropriate)85611-PT mix 1:1 (if appropriate)85613-DRVVT (if appropriate)85613-DRVVT mix (if appropriate)85613-DRVVT confirm (if appropriate)85635-Reptilase time (if appropriate)85732-APTT mix 1:1 (if appropriate) | Bleeding Diath Prof, Limited | In Process | VWACT | von Willebrand Factor Activity, P | 68324-3
GNBLC | Bleeding Disorders, Comprehensive Gene Panel, Next-Generation Sequencing, Varies | Evaluating hereditary bleeding in patients with a personal or family history suggestive of a hereditary bleeding disorder Confirming a hereditary bleeding disorder diagnosis with the identification of a known or suspected disease-causing alteration in one or more of 25 genes associated with a variety of hereditary bleeding disorders Determining the disease-causing alterations within one or more of these 25 genes to delineate the underlying molecular defect in a patient with a laboratory diagnosis of a bleeding disorder Identifying the causative alteration for genetic counseling purposes Prognosis and risk assessment based on the genotype-phenotype correlations Carrier testing for close family members of an individual with a hereditary bleeding disorder diagnosis | Sequence Capture and Targeted Next-Generation Sequencing (NGS) followed by Polymerase Chain Reaction (PCR) and Sanger Sequencing | Yes | Bleeding Comprehensive Panel, NGS | A systematic diagnosis through conventional coagulation testing is recommended prior to considering genetic testing for any suspected bleeding disorder. | Patient Preparation:A previous bone marrow transplant from an allogenic donor will interfere with testing. For instructions for testing patients who have received a bone marrow transplant, call 800-533-1710. Submit only 1 of the following specimens: Specimen Type:Whole blood Container/Tube: Preferred:Lavender top (EDTA) Acceptable:Yellow top (ACD) Specimen Volume:3 mL Collection Instructions: 1. Invert several times to mix blood. 2. Send whole blood specimen in original tube.Do not aliquot. Specimen Stability Information:Ambient (preferred) 4 days/Refrigerated Due to its complexity, consultation with the laboratory is required for all prenatal testing; call 800-533-1710 to speak to a genetic counselor. Specimen Type:Amniotic fluid Container/Tube:Amniotic fluid container Specimen Volume:20 mL Specimen Stability Information:Refrigerated (preferred)/Ambient Additional information: 1. A separate culture charge will be assessed under CULAF / Culture for Genetic Testing, Amniotic Fluid. 2. All prenatal specimens must be accompanied by a maternal blood specimen;order MATCC / Maternal Cell Contamination, Molecular Analysis, Varies on the maternal specimen. Specimen Type:Chorionic villi Container/Tube:15-mL tube containing 15 mL of transport media Specimen Volume:20 mg Specimen Stability Information:Refrigerated Additional Information: 1. A separate culture charge will be assessed under CULFB / Fibroblast Culture for Biochemical or Molecular Testing. An additional 3 to 4 weeks is required to culture fibroblasts before genetic testing can occur. 2. All prenatal specimens must be accompanied by a maternal blood specimen;order MATCC / Maternal Cell Contamination, Molecular Analysis, Varies on the maternal specimen. Acceptable: Specimen Type:Confluent cultured cells Container/Tube:T-25 flask Specimen Volume:2 Flasks Collection Instructions:Submit confluent cultured cells from another laboratory. Specimen Stability Information:Ambient (preferred)/Refrigerated Additional Information: All prenatal specimens must be accompanied by a maternal blood specimen;order MATCC / Maternal Cell Contamination, Molecular Analysis, Varies on the maternal specimen. | Blood: 1 mL; Amniotic fluid: 10 mL; Other specimen types: See Specimen Required | Congenital or acquired bleeding diatheses are caused by a wide variety of coagulation abnormalities. The clinical presentation of an underlying bleeding disorder may include epistaxis, easy bruising, ecchymoses, umbilical stump bleeding, subcutaneous and muscle hematomas, prolonged post-injury or post-operative bleeding, bleeding into joint spaces, mucosal tract bleeds, intracranial bleeding, or gastrointestinal bleeding. Affected women may have an increased risk for bleeding during menstrual periods, pregnancy, and after childbirth, as well as recurrent pregnancy loss. Determination of a hereditary bleeding disorder contributing to bleeding events in an individual or family can be useful for prognosis and risk assessment. Identification of an alteration that is known or suspected to cause disease can also be useful for determining the risk for bleeding for family members. This panel evaluates 25 genes associated with a variety of hereditary bleeding disorders or abnormal coagulation laboratory results such as prolonged clotting times, including prothrombin deficiency; factor V deficiency; factor VII deficiency; hemophilia A; hemophilia B; factor X deficiency; factor XI deficiency; factor XIII deficiency; fibrinogen deficiencies (afibrinogenemia, hypofibrinogenemia, dysfibrinogenemia, and hypodysfibrinogenemia); vitamin K-dependent clotting factors deficiencies 1 and 2; platelet-type von Willebrand disease; fletcher factor (prekallikrein) deficiency; kininogen deficiency; combined factor V and VIII deficiency; familial hyperfibrinolysis; hemorrhagic diathesis due to antithrombin Pittsburgh; plasminogen activator inhibitor 1 deficiency; alpha 2 antiplasmin deficiency; bleeding due to high soluble thrombomodulin; and von Willebrand disease. The risk for developing bleeding associated with these syndromes varies. For example, intracranial bleeding was reported in 5% of cases with afibrinogenemia and hypofibrinogenemia, 7% of cases with prothrombin deficiency, 8% of cases with factor V deficiency, 21% of symptomatic cases with factor X deficiency, and is considered very uncommon in cases with factor XI deficiency or combined factor V and factor VIII deficiency.(1) Several of the genes on this panel have established bleeding risk or expert group guidelines.(1-7) Indications for testing include, but are not limited to: -Individuals with a suspected bleeding disorder for which there is no specific coagulation assay readily available -Individuals who are at risk for being a carrier of a bleeding disorder, especially those bleeding disorders where carrier status cannot be easily determined by available coagulation assays -Individuals whose personal or family history indicate coinheritance of multiple hereditary bleeding disorders | An interpretive report will be provided. | All detected variants are evaluated according to American College of Medical Genetics and Genomics recommendations.(8) Variants are classified based on known, predicted, or possible pathogenicity and reported with interpretive comments detailing their potential or known significance. | Clinical Correlations: Test results should be interpreted in the context of clinical findings, family history, and other laboratory data. Misinterpretation of results may occur if the information provided is inaccurate or incomplete. If testing was performed because of a clinically significant family history, it is often useful to first test an affected family member. Detection of a reportable variant in an affected family member would allow for more informative testing of at-risk individuals. To discuss the availability of additional testing options or for assistance in the interpretation of these results, contact the Mayo Clinic Laboratories genetic counselors at 800-533-1710. Technical Limitations: Next-generation sequencing may not detect all types of genomic variants. In rare cases, false-negative or false-positive results may occur. The depth of coverage may be variable for some target regions; assay performance below the minimum acceptable criteria or for failed regions will be noted. Given these limitations, negative results do not rule out the diagnosis of a genetic disorder. If a specific clinical disorder is suspected, evaluation by alternative methods can be considered. There may be regions of genes that cannot be effectively evaluated by sequencing or deletion and duplication analysis as a result of technical limitations of the assay, including regions of homology, high guanine-cytosine (GC) content, and repetitive sequences. Confirmation of select reportable variants will be performed by alternate methodologies based on internal laboratory criteria. This test is validated to detect 95% of deletions up to 75 base pairs (bp) and insertions up to 47 bp. Deletions-insertions (delins) of 40 or more bp, including mobile element insertions, may be less reliably detected than smaller delins. Deletion/Duplication Analysis: This analysis targets single and multi-exon deletions/duplications; however, in some instances, single exon resolution cannot be achieved due to isolated reduction in sequence coverage or inherent genomic complexity. Balanced structural rearrangements (such as translocations and inversions) may not be detected. This test is not designed to detect low levels of mosaicism or to differentiate between somatic and germline variants. If there is a possibility that any detected variant is somatic, additional testing may be necessary to clarify the significance of results. For detailed information regarding gene specific performance and technical limitations, see Method Description or contact a laboratory genetic counselor. If the patient has had an allogeneic hematopoietic stem cell transplant or a recent blood transfusion, results may be inaccurate due to the presence of donor DNA. Call Mayo Clinic Laboratories for instructions for testing patients who have received a bone marrow transplant. Reclassification of Variants: Currently, it is not standard practice for the laboratory to systematically review previously classified variants on a regular basis. The laboratory encourages healthcare providers to contact the laboratory at any time to learn how the classification of a particular variant may have changed over time. Due to broadening genetic knowledge, it is possible that the laboratory may discover new information of relevance to the patient. Should that occur, the laboratory may issue an amended report. Variant Evaluation: Evaluation and categorization of variants are performed using published American College of Medical Genetics and Genomics and the Association for Molecular Pathology recommendations as a guideline.(8) Other gene-specific guidelines may also be considered. Variants are classified based on known, predicted, or possible pathogenicity and reported with interpretive comments detailing their potential or known significance. Variants classified as benign or likely benign are not reported. Multiple in silico evaluation tools may be used to assist in the interpretation of these results. The accuracy of predictions made by in silico evaluation tools is highly dependent upon the data available for a given gene, and periodic updates to these tools may cause predictions to change over time. Results from in silico evaluation tools should be interpreted with caution and professional clinical judgment. Rarely, incidental or secondary findings may implicate another predisposition or presence of active disease. These findings will be carefully reviewed to determine whether they will be reported. | 1. Mumford AD, Ackroyd S, Alikhan R, et al: Guideline for the diagnosis and management of the rare coagulation disorders: a United Kingdom Haemophilia Centre Doctors' Organization guideline on behalf of the British Committee for Standards in Haematology. Brit J Haematol. 2014 Nov;167(3):304-326 2. Pruthi RK: Hemophilia: a practical approach to genetic testing. Mayo Clin Proc. 2005 Nov;80(11):1485-1499 3. Srivastava A, Santagostino E, Dougall A, et al: WFH Guidelines for the Management of Hemophilia, 3rd edition. Haemophilia. 2020 Aug;26 Suppl 6:1-158.doi: 10.1111/hae.14046 4. Laffan MA, Lester W, O’Donnell JS, et al: The diagnosis and management of von Willebrand disease: a United Kingdom Haemophilia Centre Doctors Organization guideline approved by the British Committee for Standards in Haematology. Brit J Haematol. 2014 Nov;167(4):453-465 5. James PD, Connell NT, Ameer B, et al, ASH ISTH NHF WFH 2021 guidelines on the diagnosis of von Willebrand disease. Blood Adv. 2021 Jan 12;5(1):280-300 6. International Society on Thrombosis and Haemostasis: Bleeding Thrombotic and Platelet Disorder TIER1 genes. ISTH; 2018. Updated July 2022. Accessed October 6, 2022. Available at:www.isth.org/page/GinTh_GeneLists 7. Megy K, Downes K, Simeoni I, et al: Curated disease-causing genes for bleeding, thrombotic, and platelet disorders: Communication from the SSC of the ISTH. J Thromb Haemost. 2019 Aug;17(8):1253-1260 8. Richards S, Aziz N, Bale S, et al; ACMG Laboratory Quality Assurance Committee: Standards and guidelines for the interpretation of sequence variants: a joint consensus recommendation of the American College of Medical Genetics and Genomics and the Association for Molecular Pathology. Genet Med. 2015 May;17(5):405-424 | Next-generation sequencing (NGS) and/or Sanger sequencing are performed to test for the presence of variants in coding regions and intron/exon boundaries of the genes analyzed, as well as some other regions that have known disease-causing variants. The human genome reference GRCh37/hg19 build was used for sequence read alignment. At least 99% of the bases are covered at a read depth over 30X. Sensitivity is estimated at above 99% for single nucleotide variants, above 94% for deletion-insertions (delins) less than 40 base pairs (bp), above 95% for deletions up to 75 bp and insertions up to 47 bp. NGS and/or a polymerase chain reaction-based quantitative method is performed to test for the presence of deletions and duplications in the genes analyzed. There may be regions of genes that cannot be effectively evaluated by sequencing or deletion and duplication analysis as a result of technical limitations of the assay, including regions of homology, high guanine-cytosine (GC) content, and repetitive sequences. SeeTargeted Genes and Methodology Details for Bleeding Disorders, Comprehensive Gene Paneland Methodology Details for details regarding the targeted genes analyzed for each test and specific gene regions not routinely covered.(Unpublished Mayo method) Always refer to the final patient report for gene transcript information referenced at the time of testing. Confirmation of select reportable variants may be performed by alternate methodologies based on internal laboratory criteria. Genes analyzed:F2,F5,F7,F8,F9,F10,F11,F13A1,F13B,FGA,FGB,FGG,GGCX,GP1BA,KLKB1,KNG1,LMAN1,MCFD2,PLAT,SERPINA1c.1145T>G only,SERPINE1,SERPINF2,THBD,VKORC1, andVWF | 28 to 42 days | Whole blood: 2 weeks (if available); Extracted DNA: 3 months; Amniotic fluid, cultured amniocytes, chorionic villi, cultured chorionic villi: 1 month | This test was developed and its performance characteristics determined by Mayo Clinic in a manner consistent with CLIA requirements. It has not been cleared or approved by the US Food and Drug Administration. | 8144388233-Tissue culture, skin, solid tissue biopsy (if appropriate)88240-Cryopreservation (if appropriate)88235-Amniotic fluid culture (if appropriate)81265-Maternal cell contamination (if appropriate) | Bleeding Comprehensive Panel, NGS | 105330-5 | 619270 | Released By | 18771-6
GNBLF | Bleeding Disorders, Focused Gene Panel, Next-Generation Sequencing, Varies | Evaluating hereditary bleeding in patients with a personal or family history suggestive of a hereditary bleeding disorder and initial laboratory testing results are suggestive for factors VII, VIII, IX, or XI deficiency, or a von Willebrand disease Confirming a hereditary bleeding disorder diagnosis with the identification of a known or suspected disease-causing alteration in one or more of 6 genes associated with a variety of hereditary bleeding disorders Determining the disease-causing alterations within one or more of these 6 genes to delineate the underlying molecular defect in a patient with a laboratory diagnosis of a bleeding disorder Identifying the causative alteration for genetic counseling purposes Prognosis and risk assessment based on the genotype-phenotype correlations Carrier testing for close family members of an individual with a hereditary bleeding disorder diagnosis | Sequence Capture and Targeted Next-Generation Sequencing (NGS) followed by Polymerase Chain Reaction (PCR) and Sanger Sequencing | Yes | Bleeding Focused Gene Panel, NGS | A systematic diagnosis through conventional coagulation testing is recommended prior to considering genetic testing for any suspected bleeding disorder. | Patient Preparation:A previous bone marrow transplant from an allogenic donor will interfere with testing. For instructions for testing patients who have received a bone marrow transplant, call 800-533-1710. Submit only 1 of the following specimens: Specimen Type:Whole blood Container/Tube: Preferred:Lavender top (EDTA) Acceptable:Yellow top (ACD) Specimen Volume:3 mL Collection Instructions: 1. Invert several times to mix blood. 2. Send whole blood specimen in original tube.Do not aliquot. Specimen Stability Information:Ambient (preferred) 4 days/Refrigerated Due to its complexity, consultation with the laboratory is required for all prenatal testing; call 800-533-1710 to speak to a genetic counselor. Specimen Type:Amniotic fluid Container/Tube:Amniotic fluid container Specimen Volume:20 mL Specimen Stability Information:Refrigerated (preferred)/Ambient Additional information: 1. A separate culture charge will be assessed under CULAF / Culture for Genetic Testing, Amniotic Fluid. 2. All prenatal specimens must be accompanied by a maternal blood specimen;order MATCC / Maternal Cell Contamination, Molecular Analysis, Varies on the maternal specimen. Specimen Type:Chorionic villi Container/Tube:15-mL tube containing 15 mL of transport media Specimen Volume:20 mg Specimen Stability Information:Refrigerated Additional Information: 1. A separate culture charge will be assessed under CULFB / Fibroblast Culture for Biochemical or Molecular Testing. An additional 3 to 4 weeks is required to culture fibroblasts before genetic testing can occur. 2. All prenatal specimens must be accompanied by a maternal blood specimen;order MATCC / Maternal Cell Contamination, Molecular Analysis, Varies on the maternal specimen. Acceptable: Specimen Type:Confluent cultured cells Container/Tube:T-25 flask Specimen Volume:2 Flasks Collection Instructions:Submit confluent cultured cells from another laboratory. Specimen Stability Information:Ambient (preferred)/Refrigerated Additional Information: All prenatal specimens must be accompanied by a maternal blood specimen;order MATCC / Maternal Cell Contamination, Molecular Analysis, Varies on the maternal specimen. | Blood: 1 mL; Amniotic fluid: 10 mL; Other specimen types: See Specimen Required | Congenital or acquired bleeding diatheses are caused by a wide variety of coagulation abnormalities. The clinical presentation of an underlying bleeding disorder may include epistaxis, easy bruising, ecchymoses, muscle hematomas, menorrhagia, post-operative bleeding, bleeding into joint spaces, mucosal tract bleeds, intracranial bleeding, or gastrointestinal bleeding. Determination of a hereditary bleeding disorder contributing to bleeding events in an individual or family can be useful for prognosis and risk assessment. Identification of an alteration that is known or suspected to cause disease can also be useful for determining the risk of bleeding for family members. This panel evaluates 6 genes associated with a variety of hereditary bleeding disorders, including factor VII deficiency, hemophilia A, hemophilia B, factor XI deficiency, platelet-type von Willebrand disease, and von Willebrand disease. The risk for developing bleeding associated with these syndromes varies. For example, in symptomatic individuals with factor VII deficiency, the most common symptoms have been reported as mucocutaneous, soft tissue, and joint and gastrointestinal bleeding; while those in individuals with factor X deficiency were bleeding after surgery and trauma; additionally, heavy menstrual bleeding was reported as common in both disorders.(1) Several of the genes on this panel have established bleeding risk or expert group guidelines.(1-7) Indications for testing include, but are not limited to: -Individuals with a suspected bleeding disorder for which there is no specific coagulation assay readily available -Individuals who are at risk for being a carrier of a bleeding disorder, especially those bleeding disorders where carrier status cannot be easily determined by available coagulation assays -Individuals whose personal or family histories indicate coinheritance of multiple hereditary bleeding disorders | An interpretive report will be provided. | All detected variants are evaluated according to American College of Medical Genetics and Genomics recommendations.(8) Variants are classified based on known, predicted, or possible pathogenicity and reported with interpretive comments detailing their potential or known significance. | Clinical Correlations: Test results should be interpreted in the context of clinical findings, family history, and other laboratory data. Misinterpretation of results may occur if the information provided is inaccurate or incomplete. If testing was performed because of a clinically significant family history, it is often useful to first test an affected family member. Detection of a reportable variant in an affected family member would allow for more informative testing of at-risk individuals. To discuss the availability of additional testing options or for assistance in the interpretation of these results, contact the Mayo Clinic Laboratories genetic counselorsat 800-533-1710. Technical Limitations: Next-generation sequencing may not detect all types of genomic variants. In rare cases, false-negative or false-positive results may occur. The depth of coverage may be variable for some target regions; assay performance below the minimum acceptable criteria or for failed regions will be noted. Given these limitations, negative results do not rule out the diagnosis of a genetic disorder. If a specific clinical disorder is suspected, evaluation by alternative methods can be considered. There may be regions of genes that cannot be effectively evaluated by sequencing or deletion and duplication analysis as a result of technical limitations of the assay, including regions of homology, high guanine-cytosine (GC) content, and repetitive sequences. Confirmation of select reportable variants will be performed by alternate methodologies based on internal laboratory criteria. This test is validated to detect 95% of deletions up to 75 base pairs (bp) and insertions up to 47 bp. Deletions-insertions (delins) of 40 or more bp, including mobile element insertions, may be less reliably detected than smaller delins. Deletion/Duplication Analysis: This analysis targets single and multi-exon deletions/duplications; however, in some instances, single exon resolution cannot be achieved due to isolated reduction in sequence coverage or inherent genomic complexity. Balanced structural rearrangements (such as translocations and inversions) may not be detected. This test is not designed to detect low levels of mosaicism or to differentiate between somatic and germline variants. If there is a possibility that any detected variant is somatic, additional testing may be necessary to clarify the significance of results. For detailed information regarding gene specific performance and technical limitations, see Method Description or contact a laboratory genetic counselor. If the patient has had an allogeneic hematopoietic stem cell transplant or a recent blood transfusion, results may be inaccurate due to the presence of donor DNA. Call Mayo Clinic Laboratories for instructions for testing patients who have received a bone marrow transplant. Reclassification of Variants: Currently, it is not standard practice for the laboratory to systematically review previously classified variants on a regular basis. The laboratory encourages healthcare providers to contact the laboratory at any time to learn how the classification of a particular variant may have changed over time. Due to broadening genetic knowledge, it is possible that the laboratory may discover new information of relevance to the patient. Should that occur the laboratory may issue an amended report. Variant Evaluation: Evaluation and categorization of variants are performed using published American College of Medical Genetics and Genomics and the Association for Molecular Pathology recommendations as a guideline.(8) Other gene-specific guidelines may also be considered. Variants are classified based on known, predicted, or possible pathogenicity and reported with interpretive comments detailing their potential or known significance. Variants classified as benign or likely benign are not reported. Multiple in silico evaluation tools may be used to assist in the interpretation of these results. The accuracy of predictions made by in silico evaluation tools is highly dependent upon the data available for a given gene, and periodic updates to these tools may cause predictions to change over time. Results from in silico evaluation tools should be interpreted with caution and professional clinical judgment. Rarely, incidentalor secondary findings may implicate another predisposition or presence of active disease. These findings will be carefully reviewed to determine whether they will be reported. | 1. Mumford AD, Ackroyd S, Alikhan R, et al: Guideline for the diagnosis and management of the rare coagulation disorders: a United Kingdom Haemophilia Centre Doctors' Organization guideline on behalf of the British Committee for Standards in Haematology. Brit J Haematol. 2014 Nov;167(3):304-326 2. Pruthi RK: Hemophilia: a practical approach to genetic testing. Mayo Clin Proc. 2005 Nov;80(11):1485-1499 3. Srivastava A, Santagostino E, Dougall A, et al: WFH Guidelines for the Management of Hemophilia, 3rd edition. Haemophilia. 2020 Aug;26 Suppl 6:1-158. doi: 10.1111/hae.14046 4. Laffan MA, Lester W, O’Donnell JS, et al: The diagnosis and management of von Willebrand disease: a United Kingdom Haemophilia Centre Doctors Organization guideline approved by the British Committee for Standards in Haematology. Brit J Haematol. 2014 Nov;167(4):453-465 5. James PD, Connell NT, Ameer B, et al, ASH ISTH NHF WFH 2021 guidelines on the diagnosis of von Willebrand disease. Blood Adv. 2021 Jan 12;5(1):280-300 6. International Society on Thrombosis and Haemostasis: Bleeding Thrombotic and Platelet Disorder TIER1 genes. ISTH; 2018. Updated July 2022. Accessed October 6, 2022. Available at:www.isth.org/page/GinTh_GeneLists 7. Megy K, Downes K, Simeoni I, et al: Curated disease-causing genes for bleeding, thrombotic, and platelet disorders: Communication from the SSC of the ISTH. J Thromb Haemost. 2019 Aug;17(8):1253-1260 8. Richards S, Aziz N, Bale S, et al; ACMG Laboratory Quality Assurance Committee: Standards and guidelines for the interpretation of sequence variants: a joint consensus recommendation of the American College of Medical Genetics and Genomics and the Association for Molecular Pathology. Genet Med. 2015 May;17(5):405-424 | Next-generation sequencing (NGS) and/or Sanger sequencing are performed to test for the presence of variants in coding regions and intron/exon boundaries of the genes analyzed, as well as some other regions that have known disease-causing variants. The human genome reference GRCh37/hg19 build was used for sequence read alignment. At least 99% of the bases are covered at a read depth over 30X. Sensitivity is estimated at above 99% for single nucleotide variants, above 94% for deletion-insertions (delins) less than 40 base pairs (bp), above 95% for deletions up to 75 bp and insertions up to 47 bp. NGS and/or a polymerase chain reaction-based quantitative method is performed to test for the presence of deletions and duplications in the genes analyzed. There may be regions of genes that cannot be effectively evaluated by sequencing or deletion and duplication analysis as a result of technical limitations of the assay, including regions of homology, high guanine-cytosine (GC) content, and repetitive sequences. SeeTargeted Genes and Methodology Details for Bleeding Disorders, Focused Gene Paneland Methodology Details for details regarding the targeted genes analyzed for each test and specific gene regions not routinely covered.(Unpublished Mayo method) Always refer to the final patient report for gene transcript information referenced at the time of testing. Confirmation of select reportable variants may be performed by alternate methodologies based on internal laboratory criteria. Genes analyzed:F7,F8,F9,F11,GP1BA, andVWF | 28 to 42 days | Whole blood: 2 weeks (if available); Extracted DNA: 3 months; Amniotic fluid, cultured amniocytes, chorionic villi, cultured chorionic villi: 1 month | This test was developed and its performance characteristics determined by Mayo Clinic in a manner consistent with CLIA requirements. It has not been cleared or approved by the US Food and Drug Administration. | 8123881407814088147981479 (if appropriate for government payers)88233-Tissue culture, skin, solid tissue biopsy (if appropriate)88240-Cryopreservation (if appropriate)88235-Amniotic fluid culture (if appropriate)81265-Maternal cell contamination (if appropriate) | Bleeding Focused Gene Panel, NGS | 105331-3 | 619256 | Released By | 18771-6
BTROP | Blomia tropicalis, IgE, Serum | Establishing a diagnosis of an allergy to Blomia tropicalis Defining the allergen responsible for eliciting signs and symptoms Identifying allergens: -Responsible for allergic response and/or anaphylactic episode -To confirm sensitization prior to beginning immunotherapy -To investigate the specificity of allergic reactions to insect venom allergens, drugs, or chemical allergens | Fluorescence Enzyme Immunoassay (FEIA) | Yes | Blomia Tropicalis, IgE | Serum | Collection Container/Tube: Preferred:Serum gel Acceptable:Red top Submission Container/Tube:Plastic vial Specimen Volume:0.5 mL for every 5 allergens requested Collection Instructions:Centrifuge and aliquot serum into a plastic vial. | For 1 allergen: 0.3 mL For more than 1 allergen: (0.05 mL x number of allergens) + 0.25 mL dead space | Clinical manifestations of immediate hypersensitivity (allergic) diseases are caused by the release of proinflammatory mediators (histamine, leukotrienes, and prostaglandins) from IgE-sensitized effector cells (mast cells and basophils) when cell-bound IgE antibodies interact with an allergen. In vitro serum testing for IgE antibodies provides an indication of the immune response to allergens that may be associated with allergic disease. The allergens chosen for testing often depend upon the age of the patient, history of allergen exposure, season of the year, and clinical manifestations. In individuals predisposed to develop allergic disease, the sequence of sensitization and clinical manifestations proceed as follows: eczema and respiratory disease (rhinitis and bronchospasm) in infants and children less than 5 years due to food sensitivity (milk, egg, soy, and wheat proteins) followed by respiratory disease (rhinitis and asthma) in older children and adults due to sensitivity to inhalant allergens (dust mite, mold, and pollen inhalants). | Class,IgE kU/L,Interpretation, 0,<0.10,Negative, 0/1,0.10-0.34,Borderline/equivocal, 1,0.35-0.69,Equivocal, 2,0.70-3.49,Positive, 3,3.50-17.4,Positive, 4,17.5-49.9,Strongly positive, 5,50.0-99.9,Strongly positive, 6,> or =100,Strongly positive, | Detection of IgE antibodies in serum (class 1 or greater) indicates an increased likelihood of allergic disease as opposed to other etiologies and defines the allergens that may be responsible for eliciting signs and symptoms. The level of IgE antibodies in serum varies directly with the concentration of IgE antibodies expressed as a class score or kU/L. | Testing for IgE antibodies is not useful in patients previously treated with immunotherapy to determine if residual clinical sensitivity exists or in patients in whom the medical management does not depend upon identification of allergen specificity. Some individuals with clinically insignificant sensitivity to allergens may have measurable levels of IgE antibodies in serum, and test results must be interpreted in the clinical context. False-positive results for IgE antibodies may occur in patients with markedly elevated serum IgE (>2500 kU/L) due to nonspecific binding to allergen solid phases. | Homburger HA, Hamilton RG: Allergic diseases. In: McPherson RA, Pincus MR, eds. Henry's Clinical Diagnosis and Management by Laboratory Methods. 23rd ed. Elsevier; 2017:1057-1070 | Specific IgE from the patient's serum reacts with the allergen of interest, which is covalently coupled to an ImmunoCAP. After washing away nonspecific IgE, enzyme-labeled anti-IgE antibody is added to form a complex. After incubation, unbound anti-IgE is washed away, and the bound complex incubated with a developing agent. After stopping the reaction, the fluorescence of the eluate is measured. Fluorescence is proportional to the amount of specific IgE present in the patient's sample (ie, the higher the fluorescence value, the more IgE antibody is present).(Package insert: ImmunoCAP System Specific IgE FEIA. Phadia; Rev 06/2020) | Same day/1 to 3 days | 14 days | This test has been cleared, approved, or is exempt by the US Food and Drug Administration and is used per manufacturer's instructions. Performance characteristics were verified by Mayo Clinic in a manner consistent with CLIA requirements. | 86003 | Blomia Tropicalis, IgE | 10921-5 | BTROP | Blomia Tropicalis, IgE | 10921-5
BUN | Blood Urea Nitrogen (BUN), Serum | Screening test for evaluation of kidney function | Photometric/Urease | Yes | Bld Urea Nitrog (BUN), S | Serum | Collection Container/Tube: Preferred:Serum gel Acceptable:Red top Submission Container/Tube:Plastic vial Specimen Volume:0.5 mL Collection Instructions: 1.Serum gel tubes should be centrifuged within 2 hours of collection. 2. Red-top tubes should be centrifuged, and the serum aliquoted into a plastic vial within 2 hours of collection. | See Specimen Required | Urea is the final degradation product of protein and amino acid metabolism. In protein catabolism, the proteins are broken down to amino acids and deaminated. The ammonia formed in this process is synthesized to urea in the liver. This is the most important catabolic pathway for eliminating excess nitrogen in the human body. Increased blood urea nitrogen (BUN) may be due to prerenal causes (cardiac decompensation, water depletion due to decreased intake and excessive loss, increased protein catabolism, and high protein diet), renal causes (acute glomerulonephritis, chronic nephritis, polycystic kidney disease, nephrosclerosis, and tubular necrosis), and postrenal causes (eg, all types of obstruction of the urinary tract, such as stones, enlarged prostate gland, tumors). The determination of serum BUN currently is the most widely used screening test for the evaluation of kidney function. The test is frequently requested along with the serum creatinine test since simultaneous determination of these 2 compounds appears to aid in the differential diagnosis of prerenal, renal and postrenal hyperuremia. | Males 1-17 years: 7-20 mg/dL > or =18 years: 8-24 mg/dL Reference values have not been established for patients who are <12 months of age. Females 1-17 years: 7-20 mg/dL > or =18 years: 6-21 mg/dL Reference values have not been established for patients who are <12 months of age. |  | No significant cautionary statements. | Lamb EJ, Jones GRD: Kidney function tests. In: Rifai N, Horvath AR, Wittwer CT, eds. Tietz Textbook of Clinical Chemistry and Molecular Diagnostics. 6th ed. Elsevier; 2018:497-500 | This kinetic ultraviolet assay utilizes urease to cleave urea, forming ammonia and carbon dioxide. The ammonia formed then reacts with alpha-ketoglutarate and reduced nicotinamide adenine dinucleotide (NADH) in the presence of urease/glutamate dehydrogenase to yield glutamate and NAD(+). The decrease in absorbance, due to the consumption of NADH, is measured kinetically and is proportional to the amount of urea in the sample.(Package insert: Urea/BUN reagent, Roche Diagnostics, 12/2019) | Same day/1 to 2 days | 1 week | This test has been cleared, approved, or is exempt by the US Food and Drug Administration and is used per manufacturer's instructions. Performance characteristics were verified by Mayo Clinic in a manner consistent with CLIA requirements. | 84520 | Bld Urea Nitrog (BUN), S | 3094-0 | BUN | Bld Urea Nitrog (BUN), S | 3094-0
BWOR | Blood Worm, IgE, Serum | Establishing a diagnosis of an allergy to blood worm Defining the allergen responsible for eliciting signs and symptoms Identifying allergens: -Responsible for allergic response and/or anaphylactic episode -To confirm sensitization prior to beginning immunotherapy -To investigate the specificity of allergic reactions to insect venom allergens, drugs, or chemical allergens | Fluorescence Enzyme Immunoassay (FEIA) | Yes | Blood Worm, IgE | Serum | Collection Container/Tube: Preferred:Serum gel Acceptable:Red top Submission Container/Tube:Plastic vial Specimen Volume:0.5 mL for every 5 allergens requested Collection Instructions:Centrifuge and aliquot serum into a plastic vial. | For 1 allergen: 0.3 mL For more than 1 allergen: (0.05 mL x number of allergens) + 0.25 mL deadspace | Clinical manifestations of immediate hypersensitivity (allergic) diseases are caused by the release of proinflammatory mediators (histamine, leukotrienes, and prostaglandins) from IgE-sensitized effector cells (mast cells and basophils) when cell-bound IgE antibodies interact with an allergen. In vitro serum testing for IgE antibodies provides an indication of the immune response to allergens that may be associated with allergic disease. The allergens chosen for testing often depend upon the age of the patient, history of allergen exposure, season of the year, and clinical manifestations. In individuals predisposed to develop allergic disease, the sequence of sensitization and clinical manifestations proceed as follows: eczema and respiratory disease (rhinitis and bronchospasm) in infants and children less than 5 years due to food sensitivity (milk, egg, soy, and wheat proteins) followed by respiratory disease (rhinitis and asthma) in older children and adults due to sensitivity to inhalant allergens (dust mite, mold, and pollen inhalants). | Class,IgE kU/L,Interpretation, 0,<0.10,Negative, 0/1,0.10-0.34,Borderline/equivocal, 1,0.35-0.69,Equivocal, 2,0.70-3.49,Positive, 3,3.50-17.4,Positive, 4,17.5-49.9,Strongly positive, 5,50.0-99.9,Strongly positive, 6,> or =100,Strongly positive, | Detection of IgE antibodies in serum (class 1 or greater) indicates an increased likelihood of allergic disease as opposed to other etiologies and defines the allergens that may be responsible for eliciting signs and symptoms. The level of IgE antibodies in serum varies directly with the concentration of IgE antibodies expressed as a class score or kU/L. | Testing for IgE antibodies is not useful in patients previously treated with immunotherapy to determine if residual clinical sensitivity exists or in patients in whom the medical management does not depend upon identification of allergen specificity. Some individuals with clinically insignificant sensitivity to allergens may have measurable levels of IgE antibodies in serum, and test results must be interpreted in the clinical context. False-positive results for IgE antibodies may occur in patients with markedly elevated serum IgE (>2500 kU/L) due to nonspecific binding to allergen solid phases. | Homburger HA, Hamilton RG: Allergic diseases. In: McPherson RA, Pincus MR, eds. Henry's Clinical Diagnosis and Management by Laboratory Methods. 23rd ed. Elsevier; 2017:1057-1070 | Specific IgE from the patient's serum reacts with the allergen of interest, which is covalently coupled to an ImmunoCAP. After washing away nonspecific IgE, enzyme-labeled anti-IgE antibody is added to form a complex. After incubation, unbound anti-IgE is washed away, and the bound complex incubated with a developing agent. After stopping the reaction, the fluorescence of the eluate is measured. Fluorescence is proportional to the amount of specific IgE present in the patient's sample (ie, the higher the fluorescence value, the more IgE antibody is present).(Package insert: ImmunoCAP System Specific IgE FEIA. Phadia; Rev 06/2020) | Same day/1 to 3 days | 14 days | This test has been cleared, approved, or is exempt by the US Food and Drug Administration and is used per manufacturer's instructions. Performance characteristics were verified by Mayo Clinic in a manner consistent with CLIA requirements. | 86003 | Blood Worm, IgE | 6047-5 | BWOR | Blood Worm, IgE | 6047-5
MUSS | Blue Mussel, IgE, Serum | Establishing a diagnosis of an allergy to blue mussel Defining the allergen responsible for eliciting signs and symptoms Identifying allergens: -Responsible for allergic response and/or anaphylactic episode -To confirm sensitization prior to beginning immunotherapy -To investigate the specificity of allergic reactions to insect venom allergens, drugs, or chemical allergens | Fluorescence Enzyme Immunoassay (FEIA) | Yes | Blue Mussel, IgE | Serum | Collection Container/Tube: Preferred:Serum gel Acceptable:Red top Submission Container/Tube:Plastic vial Specimen Volume:0.5 mL for every 5 allergens requested Collection Instructions:Centrifuge and aliquot serum into a plastic vial. | For 1 allergen: 0.3 mL For more than 1 allergen: (0.05 mL x number of allergens) + 0.25 mL deadspace | Clinical manifestations of immediate hypersensitivity (allergic) diseases are caused by the release of proinflammatory mediators (histamine, leukotrienes, and prostaglandins) from IgE-sensitized effector cells (mast cells and basophils) when cell-bound IgE antibodies interact with an allergen. In vitro serum testing for IgE antibodies provides an indication of the immune response to allergens that may be associated with allergic disease. The allergens chosen for testing often depend upon the age of the patient, history of allergen exposure, season of the year, and clinical manifestations. In individuals predisposed to develop allergic disease, the sequence of sensitization and clinical manifestations proceed as follows: eczema and respiratory disease (rhinitis and bronchospasm) in infants and children less than 5 years due to food sensitivity (milk, egg, soy, and wheat proteins) followed by respiratory disease (rhinitis and asthma) in older children and adults due to sensitivity to inhalant allergens (dust mite, mold, and pollen inhalants). | Class,IgE kU/L,Interpretation, 0,<0.10,Negative, 0/1,0.10-0.34,Borderline/equivocal, 1,0.35-0.69,Equivocal, 2,0.70-3.49,Positive, 3,3.50-17.4,Positive, 4,17.5-49.9,Strongly positive, 5,50.0-99.9,Strongly positive, 6,> or =100,Strongly positive, | Detection of IgE antibodies in serum (class 1 or greater) indicates an increased likelihood of allergic disease as opposed to other etiologies and defines the allergens that may be responsible for eliciting signs and symptoms. The level of IgE antibodies in serum varies directly with the concentration of IgE antibodies expressed as a class score or kU/L. | Testing for IgE antibodies is not useful in patients previously treated with immunotherapy to determine if residual clinical sensitivity exists or in patients in whom the medical management does not depend upon identification of allergen specificity. Some individuals with clinically insignificant sensitivity to allergens may have measurable levels of IgE antibodies in serum, and test results must be interpreted in the clinical context. False-positive results for IgE antibodies may occur in patients with markedly elevated serum IgE (>2500 kU/L) due to nonspecific binding to allergen solid phases. | Homburger HA, Hamilton RG: Allergic diseases. In: McPherson RA, Pincus MR, eds. Henry's Clinical Diagnosis and Management by Laboratory Methods. 23rd ed.Elsevier; 2017:1057-1070 | Specific IgE from the patient's serum reacts with the allergen of interest, which is covalently coupled to an ImmunoCAP. After washing away nonspecific IgE, enzyme-labeled anti-IgE antibody is added to form a complex. After incubation, unbound anti-IgE is washed away, and the bound complex incubated with a developing agent. After stopping the reaction, the fluorescence of the eluate is measured. Fluorescence is proportional to the amount of specific IgE present in the patient's sample (ie, the higher the fluorescence value, the more IgE antibody is present).(Package insert: ImmunoCAP System Specific IgE FEIA. Phadia; Rev 06/2020) | Same day/1 to 3 days | 14 days | This test has been cleared, approved, or is exempt by the US Food and Drug Administration and is used per manufacturer's instructions. Performance characteristics were verified by Mayo Clinic in a manner consistent with CLIA requirements. | 86003 | Blue Mussel, IgE | 6048-3 | MUSS | Blue Mussel, IgE | 6048-3
FBLUG | Blueberry IgG |  | Enzyme Immunoassay (FEIA) | No | Blueberry IgG | Serum | Specimen Type: Serum Container/Tube: Red or SST Specimen Volume: 0.5 mL Collection Instructions: Draw blood in a plain, red-top tube(s) or serum gel tube(s). Spin down and send 0.5 mL of serum refrigerate in a plastic vial. | 0.5 mL |  | Reference ranges have not been established for food-specific IgG tests. | The clinical utility of food-specific IgG tests has not been established. These tests can be used in special clinical situations to select foods for evaluation by diet elimination and challenge in patients who have food-related complaints. It should be recognized that the presence of food-specific IgG alone cannot be taken as evidence of food allergy and only indicates immunologic sensitization by the food allergen in question. This test should only be ordered by physicians who recognize the limitations of the test. |  |  |  | 3 to 7 days |  | This test was developed and its performance characteristics determined by Eurofins Viracor. It has not been cleared or approved by the U.S. Food and Drug Administration. | 86001 | Blueberry IgG | 58035-7 | FBLUG | Blueberry IgG | 58035-7
BLUE | Blueberry, IgE, Serum | Establishing the diagnosis of an allergy to blueberry Defining the allergen responsible for eliciting signs and symptoms Identifying allergens: -Responsible for allergic response and/or anaphylactic episode -To confirm sensitization prior to beginning immunotherapy -To investigate the specificity of allergic reactions to insect venom allergens, drugs, or chemical allergens | Fluorescence Enzyme Immunoassay (FEIA) | Yes | Blueberry, IgE | Serum | Collection Container/Tube: Preferred:Serum gel Acceptable:Red top Submission Container/Tube:Plastic vial Specimen Volume:0.5 mL for every 5 allergens requested Collection Instructions:Centrifuge and aliquot serum into a plastic vial. | For 1 allergen: 0.3 mL More than 1 allergen: (0.05 mL x number of allergens) + 0.25 mL dead space | Clinical manifestations of immediate hypersensitivity (allergic) diseases are caused by the release of proinflammatory mediators (histamine, leukotrienes, and prostaglandins) from IgE-sensitized effector cells (mast cells and basophils) when cell-bound IgE antibodies interact with an allergen. In vitro serum testing for IgE antibodies provides an indication of the immune response to allergens that may be associated with allergic disease. The allergens chosen for testing often depend upon the age of the patient, history of allergen exposure, season of the year, and clinical manifestations. In individuals predisposed to develop allergic disease, the sequence of sensitization and clinical manifestations proceed as follows: eczema and respiratory disease (rhinitis and bronchospasm) in infants and children less than 5 years due to food sensitivity (milk, egg, soy, and wheat proteins) followed by respiratory disease (rhinitis and asthma) in older children and adults due to sensitivity to inhalant allergens (dust mite, mold, and pollen inhalants). | Class,IgE kU/L,Interpretation, 0,<0.10,Negative, 0/1,0.10-0.34,Borderline/equivocal, 1,0.35-0.69,Equivocal, 2,0.70-3.49,Positive, 3,3.50-17.4,Positive, 4,17.5-49.9,Strongly positive, 5,50.0-99.9,Strongly positive, 6,> or =100,Strongly positive, | Detection of IgE antibodies in serum (class 1 or greater) indicates an increased likelihood of allergic disease as opposed to other etiologies and defines the allergens that may be responsible for eliciting signs and symptoms. The level of IgE antibodies in serum varies directly with the concentration of IgE antibodies expressed as a class score or kU/L. | Testing for IgE antibodies is not useful in patients previously treated with immunotherapy to determine if residual clinical sensitivity exists or in patients in whom the medical management does not depend upon identification of allergen specificity. Some individuals with clinically insignificant sensitivity to allergens may have measurable levels of IgE antibodies in serum, and test results must be interpreted in the clinical context. False-positive results for IgE antibodies may occur in patients with markedly elevated serum IgE (>2500 kU/L) due to nonspecific binding to allergen solid phases. | Homburger HA, Hamilton RG: Allergic diseases. In: McPherson RA, Pincus MR, eds. Henry's Clinical Diagnosis and Management by Laboratory Methods. 23rd ed.Elsevier; 2017:1057-1070 | Specific IgE from the patient's serum reacts with the allergen of interest, which is covalently coupled to an ImmunoCAP. After washing away nonspecific IgE, enzyme-labeled anti-IgE antibody is added to form a complex. After incubation, unbound anti-IgE is washed away, and the bound complex incubated with a developing agent. After stopping the reaction, the fluorescence of the eluate is measured. Fluorescence is proportional to the amount of specific IgE present in the patient's sample (ie, the higher the fluorescence value, the more IgE antibody is present).(Package insert: ImmunoCAP System Specific IgE FEIA. Phadia; Rev 06/2020) | Same day/1 to 3 days | 14 days | This test was developed and its performance characteristics determined by Mayo Clinic in a manner consistent with CLIA requirements. It has not been cleared or approved by the US Food and Drug Administration. | 86003 | Blueberry, IgE | 7152-2 | BLUE | Blueberry, IgE | 7152-2
BOB1 | BOB-1 Immunostain, Technical Component Only | Classification of lymphomas | Immunohistochemistry (IHC) | Yes | BOB-1 IHC, Tech Only | For the initial technical component only immunohistochemical (IHC) stain performed, the appropriate bill-only test ID will be reflexed and charged (IHTOI). For each additional technical component only IHC stain performed, an additional bill-only test ID will be reflexed and charged (IHTOA). | Supplies:Immunostain Technical Only Envelope (T693) Specimen Type:Tissue Container/Tube:Immunostain Technical Only Envelope Preferred:2 unstained positively charged glass slide (25- x 75- x 1-mm) per test ordered; sections 4-microns thick. Acceptable:Formalin-fixed, paraffin-embedded (FFPE) tissue block |  | BOB-1 is a transcriptional co-activator that interacts with the transcription factors OCT-1 or OCT-2 in regulating transcription of immunoglobulin genes. In normal tonsil tissue, germinal center B cells all express BOB-1, while only scattered cells in the mantle zone express this protein. Expression of BOB-1, OCT-2, and PU.1 transcription factors are often down-regulated in classic Hodgkin lymphomas, in contrast to many cases of diffuse large B-cell lymphoma. |  | This test does not include pathologist interpretation only technical performance of the stain. If interpretation is required order PATHC / Pathology Consultation for a full diagnostic evaluation or second opinion of the case. The positive and negative controls are verified as showing appropriate immunoreactivity and documentation is retained at Mayo Clinic Rochester. If a control tissue is not included on the slide, a scanned image of the relevant quality control tissue is available upon request; call 855-516-8404. Interpretation of this test should be performed in the context of the patient's clinical history and other diagnostic tests by a qualified pathologist. | Age of a cut paraffin section can affect immunoreactivity. Stability thresholds vary widely among published literature and are antigen-dependent. Best practice is for paraffin sections to be cut within 6 weeks. | 1. Herbeck R, Teodorescu Brinzeu D, Giubelan M, Lazar E, Dema A, lonita H. B-cell transcription factors Pax-5, Oct-2, BOB.1, Bcl-6, and MUM1 are useful markers for the diagnosis of nodular lymphocyte predominant Hodgkin lymphoma. Rom J Morphol Embryol. 2011;52(1):69-74 2.Advani AS, Lim K, Gibson S, et al. OCT-2 expression and OCT-2/BOB.1 co-expression predict prognosis in patients with newly diagnosed acute myeloid leukemia. Leuk Lymphoma. 2010;51(4):606-612. doi:10.3109/10428191003592735 3. Hoeller S, Zihler D, Zlobec I, et al. BOB.1, CD79a and cyclin E are the most appropriate markers to discriminate classical Hodgkin's lymphoma from primary mediastinal large B-cell lymphoma. Histopathology. 2010;56(2):217-228. doi:10.1111/j.1365-2559.2009.03462.x 4. Magaki S, Hojat SA, Wei B, So A, Yong WH. An introduction to the performance of immunohistochemistry. Methods Mol Biol. 2019;1897:289-298. doi:10.1007/978-1-4939-8935-5_25 | Immunohistochemistry on sections of paraffin-embedded tissue.(Unpublished Mayo method) | 1 to 3 days | Until staining is complete. | This test has been cleared, approved, or is exempt by the US Food and Drug Administration and is used per manufacturer's instructions. Performance characteristics were verified by Mayo Clinic in a manner consistent with CLIA requirements. | 88342-TC, primary88341-TC, if additional IHC | BOB-1 IHC, Tech Only | Order only;no result | 70678 | BOB-1 IHC, Tech Only | Bill only; no result
BAP | Bone Alkaline Phosphatase, Serum | Diagnosis and assessment of severity of metabolic bone disease including Paget disease, osteomalacia, and other states of high bone turnover Monitoring efficacy of antiresorptive therapies including postmenopausal osteoporosis treatment The assay isnot intendedas a screening test for osteoporosis. Measurements of bone turnover markers arenot useful forthe diagnosis of osteoporosis; diagnosis of osteoporosis should be made based on bone density. | Immunoenzymatic Assay | Yes | Bone Alkaline Phosphatase, S | Serum | Collection Container/Tube: Preferred:Serum gel Acceptable:Red top Submission Container/Tube:Plastic vial Specimen Volume:0.6 mL Collection Instructions:Centrifuge and aliquot serum into plastic vial. | 0.5 mL | Bone alkaline phosphatase (BAP) is the bone-specific isoform of alkaline phosphatase. A glycoprotein that is found on the surface of osteoblasts, BAP reflects the biosynthetic activity of these bone-forming cells. BAP has been shown to be a sensitive and reliable indicator of bone metabolism.(1) Normal bone is constantly undergoing remodeling in which bone degradation or resorption is balanced by bone formation. This process is necessary for maintaining bone health. If the process becomes uncoupled and the rate of resorption exceeds the rate of formation, the resulting bone loss can lead to osteoporosis and, consequently, a higher susceptibility to fractures. Osteoporosis is a metabolic bone disease characterized by low bone mass and abnormal bone microarchitecture. It can result from a number of clinical conditions including states of high bone turnover, endocrine disorders (primary and secondary hyperparathyroidism and thyrotoxicosis), osteomalacia, kidney failure, gastrointestinal diseases, long-term corticosteroid therapy, multiple myeloma, and cancer metastatic to the bones.(2) Paget disease is another common metabolic bone disease caused by excessive rates of bone remodeling resulting in local lesions of abnormal bone matrix. These lesions can result in fractures or neurological involvement. Antiresorptive therapies are used to restore the normal bone structure. | Males <2 years: 25-221 mcg/L 2-9 years: 27-148 mcg/L 10-13 years: 35-169 mcg/L 14-17 years: 13-111 mcg/L Adults: < or =20 mcg/L Females <2 years: 28-187 mcg/L 2-9 years: 31-152 mcg/L 10-13 years: 19-177 mcg/L 14-17 years: 7-41 mcg/L Adults Premenopausal: < or =14 mcg/L Postmenopausal: < or =22 mcg/L | Bone alkaline phosphatase (BAP) concentration is high in Paget disease and osteomalacia.(3) Antiresorptive therapies lower BAP from baseline measurements in Paget disease, osteomalacia, and osteoporosis. Several studies have shown that antiresorptive therapies for management of osteoporosis patients should result in at least a 25% decrease in BAP within 3 to 6 months of initiating therapy.(4,5) BAP also decreases following antiresorptive therapy in Paget disease.(6) When used as a marker for monitoring purposes, it is important to determine the critical difference (or least significant change). The critical difference is defined as the difference between 2 determinations that may be considered to have clinical significance. The critical difference for this method was calculated to be 25% with a 95% confidence level.(1) | Assay results should only be used in conjunction with information available from the clinical evaluation of the patient and other diagnostic procedures. In rare cases, some individuals can develop antibodies to mouse or other animal antibodies (often referred to as human anti-mouse antibodies [HAMA] or heterophile antibodies), which may cause interference in some immunoassays. Caution should be used in interpretation of results and the laboratory should be alerted if the result does not correlate with the clinical presentation. Liver-derived alkaline phosphatase (ALP) has some cross-reactivity in this assay: 100 U/L of liver ALP activity gives a result of 2.5 mcg/L to 5.8 mcg/L. Accordingly, serum specimens with significant elevations of liver ALP activity may yield elevated results. | 1. Kress BC: Bone alkaline phosphatase: methods of quantitation and clinical utility. J Clin Ligand Assay. 1998;21(2):139-148 2. Kuo TR, Chen CH: Bone biomarker for the clinical assessment of osteoporosis: recent developments and future perspectives. Biomark Res. 2017 May;5:18. doi: 10.1186/s40364-017-0097-4 3. Sharma U, Pal D, Prasad R: Alkaline phosphatase: an overview. Indian J Clin Biochem. 2014 Jul;29(3):269–278. doi: 10.1007/s12291-013-0408-y 4. Kress BC, Mizrahi IA, Armour KW, et al: Use of bone alkaline phosphatase to monitor alendronate therapy in individual postmenopausal osteoporotic women. Clin Chem. 1999 Jul;45(7):1009-1017 5. Garnero P, Darte C, Delmas PD: A model to monitor the efficacy of alendronate treatment in women with osteoporosis using a biochemical marker of bone turnover. Bone. 1999 Jun;24(6):603-609 6. Raisz L, Smith JA, Trahiotism M, et al: Short-term risedronate treatment in postmenopausal women: Effects on biochemical markers of bone turnover. Osteoporos Int. 2000;11:615-620 | The instrument used is a Beckman Coulter Unicel DXI 800. The Access Ostase assay is a one-step immunoenzymatic assay used to measure bone alkaline phosphatase (BAP) in human serum. The assay utilizes a mouse monoclonal antibody specific to BAP and paramagnetic particles coated with goat antimouse antibodies. BAP in the patient's specimen binds to the anti-BAP mouse antibody, which in turn is captured by the solid phase antimouse antibody. After washing to remove any unbound material, a chemiluminescent substrate is added to the reaction vessel. The BAP present acts on the substrate to produce light, which is measured with a luminometer. The amount of light produced is directly proportionalto the amount of BAP in the specimen. The amount of analyte in the specimen is determined from a stored, multipoint calibration curve.(Package insert: Access Ostase.Beckman-Coulter; 2019) | 2 to 3 days | 14 days | This test has been cleared, approved, or is exempt by the US Food and Drug Administration and is used per manufacturer's instructions. Performance characteristics were verified by Mayo Clinic in a manner consistent with CLIA requirements. | 84080 | Bone Alkaline Phosphatase, S | 17838-4 | BAP | Bone Alkaline Phosphatase, S | 17838-4
BHISI | Bone Histomorphometry, Consultant Interpretation, Slides Only | Identifying undetermined metabolic bone disease in submitted slide specimens Diagnosing renal osteodystrophy Diagnosing osteomalacia Diagnosing osteoporosis Diagnosing Paget disease Assessing the effects of therapy Identifying disorders of the hematopoietic system Diagnosing aluminum toxicity Identifying the presence of iron in the bone | Medical Interpretation | No | Bone HistoMorph Interp Only | Varies | Specimen Type:Bone Source:Anterior iliac crest Slides: 2 Submission Container/Tube:Plastic slide holder Specimen Volume:A minimum of 1 Goldner Trichrome-stained slide and 1 hematoxylin and eosin-stained slide are required.One tetracycline slide should be submitted as applicable. Collection Information:For complete instructions seeBone Histomorphometry Specimen Preparation(T579). | See Specimen Required | Bone histomorphometry is a very sophisticated procedure utilizing full thickness bone biopsy. Techniques such as 2-time interval labeling with tetracycline permit the direct measurement of the rate of bone formation. The information derived is useful in the diagnosis of metabolic bone diseases including renal osteodystrophy, osteomalacia, and osteoporosis. Other obtainable information relates to disorders such as aluminum toxicity and iron abnormalities. | An interpretive report will be provided. | Clinical endocrinologists trained in histomorphometric techniques review and interpret the histological appearance. A pathologist interprets the bone marrow from a hematoxylin and eosin-stained slide. No histomorphometric values are given. | Mineralization or bone formation rates can be done only when tetracycline has been administered on a specific schedule prior to biopsy. Biopsy site of preference is iliac crest. | 1. Recker RR: Bone Histomorphometry: Techniques and Interpretation. CRC Press; 1983 2. Dempster DW, Compston JE, Drezner MK, et al. Standardized nomenclature, symbols, and units for bone histomorphometry: a 2012 update of the report of the ASBMR Histomorphometry Nomenclature Committee. J Bone Miner Res. 2013;28(1):2-17. doi:10.1002/jbmr.1805 3. Chavassieux P, Chapurlat R. Interest of bone histomorphometry in bone pathophysiology investigation: Foundation, present, and future. Front Endocrinol (Lausanne). 2022;13:907914. Published 2022 Jul 28. doi:10.3389/fendo.2022.907914 | The histologic appearance of all sections is reviewed and interpreted by a clinician-histomorphometrist. A hematoxylin and eosin-stained section is reviewed for abnormalities by a pathologist. Telephone consultations with responsible physicians are carried out whenever possible.(Hodgson SF, Johnson KA, Muhs JM, et al. Outpatient percutaneous biopsy of the iliac crest: methods, morbidity, and patient acceptance. Mayo Clin Proc. 1986;61:28-33) | 21 to 26 days | Slides will be returned 2 weeks after result released. | Not Applicable | 88321 | Bone HistoMorph Interp Only | 60570-9 | 601909 | Disclaimer | 62364-5
BHISC | Bone Histomorphometry, Gross Microscopic Exam | Undetermined metabolic bone disease in wet tissue specimens Renal osteodystrophy Osteomalacia Osteoporosis Paget disease Assessing effects of therapy Identification of some disorders of the hematopoietic system Aluminum toxicity Presence of iron in the bone | Histomorphometry | No | Bone HistoMorph Gross Micro Exam | Hematoxylin and eosin-stained slides are sent to pathology for review. Iron staining or aluminum staining may be performed at an additional charge. | Supplies:Metal Free Specimen Vial (T173) Specimen Type:Bone Preferred:Anterior iliac crest Container/Tube:Metal-free specimen vial Specimen Volume:Entire specimen Collection Instructions: 1. Fix specimen in 70% ethanol. 2. Quantitation of bone turnover requires 2 time-spaced tetracycline labels. 3.The use of metal-free containers is requiredto avoid aluminum or iron contamination. 4. For complete instructions seeBone Histomorphometry Specimen Preparation(T579). Additional Information:Consultation with a Mayo Clinic Laboratories pathologist or endocrinologist/nephrologist is recommended for first-time users of this service. Written instructions are available upon request. | 5 mm bone | Bone histomorphometry is a very sophisticated procedure utilizing full-thickness bone biopsy. Techniques such as 2-time interval labeling with tetracycline permit the direct measurement of the rate of bone formation. The information derived is useful in the diagnosis of metabolic bone diseases, including renal osteodystrophy, osteomalacia, and osteoporosis, and other disorders, such as aluminum toxicity and iron abnormalities. | A quantitative and interpretive report will be provided. | Computer-generated histomorphometric values are given for adequate specimens. Normal histomorphometric values for iliac crest are provided. An interpretive report will be provided. | Mineralization or bone formation rates can be done only when tetracycline has been administered on a specific schedule prior to biopsy. Biopsy site of preference is iliac crest. Dairy products should not be ingested at the same time as the tetracycline because they interfere with tetracycline uptake. | 1. Recker RR. Bone Histomorphometry: Techniques and Interpretation. CRC Press; 1983 2. Dempster DW, Compston JE, Drezner MK, et al. Standardized nomenclature, symbols, and units for bone histomorphometry: a 2012 update of the report of the ASBMR Histomorphometry Nomenclature Committee. J Bone Miner Res. 2013;28(1):2-17. doi:10.1002/jbmr.1805 3. Chavassieux P, Chapurlat R. Interest of bone histomorphometry in bone pathophysiology investigation: Foundation, present, and future. Front Endocrinol (Lausanne). 2022;13:907914. Published 2022 Jul 28. doi:10.3389/fendo.2022.907914 | Intact (nonfragmented) specimens of undecalcified bone are dehydrated in ethanol, embedded in methylmethacrylate, sectioned at 5-micron thickness, and individual sections are stained with Goldner Trichrome, toluidine blue, and hematoxylin and eosin. Special stains for acid phosphatase, aluminum, and iron are performed when indicated. Histomorphometry, by computerized technique, is then done on the stained sections using light microscopy and on unstained sections using fluorescence microscopy. Histomorphometric values and the histologic appearance of all sections are reviewed and interpreted by a clinician-histomorphometrist. A hematoxylin and eosin-stained section is reviewed for abnormalities by a pathologist. Telephone consultations with responsible physicians are carried out whenever possible.(Hodgson SF, Johnson KA, Muhs JM, Lufkin EG, McCarthy JT. Outpatient percutaneous biopsy of the iliac crest: methods, morbidity, and patient acceptance. Mayo Clin Proc. 1986;61[1]:28-33) | 26 to 35 days | Not retained | This test was developed and its performance characteristics determined by Mayo Clinic in a manner consistent with CLIA requirements. It has not been cleared or approved by the US Food and Drug Administration. | 883468830788313 | Bone HistoMorph Gross Micro Exam | 60570-9 | 601908 | Disclaimer | 62364-5
BMAPC | Bone Marrow Aspirate (Bill Only) |  | This test is for billing purposes only. This is not an orderable test. | Yes | Bone Marrow Aspirate | Varies | This test is for billing purposes only. This is not an orderable test. |  |  | This test is for billing purposes only. This is not an orderable test. | [6 empty] | Not Applicable | 85097 GC
0855T | Bone Marrow Aspirate Digitize (Bill Only) |  | This test is for tracking purposes only. This is not an orderable test. | Yes | Bone Marrow Aspirate Digitize | This test is for tracking purposes only. | This test is for tracking purposes only. This is not an orderable test. |  |  | This test is for tracking purposes only. This is not an orderable test. | [6 empty] | Not Applicable | 0855T
BMBPC | Bone Marrow Biopsy (Bill Only) |  | This test is for billing purposes only. This is not an orderable test. | Yes | Bone Marrow Biopsy | Varies | This test is for billing purposes only. This is not an orderable test. |  |  | This test is for billing purposes only. This is not an orderable test. | [6 empty] | Not Applicable | 88305
BMCPC | Bone Marrow Clot (Bill Only) |  | This test is for billing purposes only. This is not an orderable test. | Yes | Bone Marrow Clot | Varies | This test is for billing purposes only. This is not an orderable test. |  |  | This test is for billing purposes only. This is not an orderable test. | [6 empty] | Not Applicable | 88305
BPRPV | Bordetella pertussis and Bordetella parapertussis, Molecular Detection, PCR, Varies | Preferred diagnostic test for the detection ofBordetella pertussisorBordetella parapertussis This test isnot recommended forscreening asymptomatic individuals who may carryBpertussisorparapertussis. This test isnot recommended forfollow up of patients previously diagnosed with pertussis (ie, as a test of cure). | Polymerase Chain Reaction (PCR)/DNA Probe Hybridization | Yes | Bordetella, PCR, Varies | Varies | The high sensitivity of amplification by polymerase chain reaction (PCR) requires the specimen to be processed in an environment in which contamination of the specimen byBordetellapertussisorBordetella parapertussisDNA is unlikely. Submit only 1 of the following specimens: Preferred: Specimen Type:Nasopharyngeal swab Supplies: Culture Swab - Liquid Stuarts/Single Swab (NP Swab) (T515) Container/Tube:Rayon swab with an aluminum shaft placed in transport medium such as a green-top nasopharyngeal swab (rayon mini-tip) with Stuart's media (no charcoal), or Stuart's mediawith charcoal,or Amies mediawith or without charcoal(Transwab Nasopharyngeal with Charcoal System). Additional Information: 1.Swab transport containers without charcoal must contain a pledget saturated with either Stuart's or Amies liquid media. Clear semi-solid/solid media is gel and will be rejected. 2. Other swab or media types may be inhibitory to PCR testing and will be rejected. Acceptable: Specimen Type:Nasopharyngeal (not throat) aspirate/wash or nasal aspirate/wash Container/Tube:Sterile container with a screw top cap (no transport media) Specimen Volume:Entire collection | 0.5 mL | Bordetellapertussisis the highly contagious etiological agent of pertussis or whooping cough.Bordetellaparapertussiscauses a similar, but generally less severe, illness. Despite vaccination efforts,B pertussisremains common in the United States, underscoring the need for effective diagnostic tests. In the United States, pertussis is most common in the late summer months. Pertussis vaccination does not preventBparapertussisinfection, which generally occurs in a younger age group than disease caused byBpertussis.Diagnosis of pertussis is based on having a high clinical index of suspicion for the infection, along with confirmation by laboratory testing. Laboratory testing methods include nucleic acid amplification tests (eg,polymerase chain reaction [PCR]), serology, culture, and direct fluorescent antibody testing. Culture and direct fluorescent antibody testing are limited by low sensitivity, rendering nucleic acid amplification and serology the tests of choice. The Centers for Disease Control and Prevention recommends PCR testing for patients suspected of having acute pertussis.B pertussisPCR detects roughly twice as many cases as culture. After symptom onsetB pertussisDNA can be detected up to 4 weeks or longer (up to 8 weeks in our experience).(1) However, over time, the amount ofB pertussisandB parapertussisDNA will diminish, rendering the assay less sensitive.A serologic response toBpertussisis typically mounted within 2 weeks following infection, and therefore, detection of IgG-class antibodies to pertussis toxin, which is only produced byBpertussis, can be a useful adjunct for diagnosis at later stages of illness at a time when the amount ofBpertussismay be below the limit of detection of the PCR assay. | Not applicable | A positive result indicates the presence of DNA fromBordetella pertussisorBordetella parapertussis. In some cases, a patient may test positive for bothBpertussisandBparapertussis. Cross-reactivity withBordetellaholmesiiandBordetellabronchisepticamay occur with theBpertussisassay (see Cautions). A negative result indicates the absence of detectableBpertussisandBparapertussisDNA in the specimen but does not negate the presence of organism or active or recent disease (known inhibition rate of <1%) andmay occur due to inhibition ofpolymerase chain reaction, sequence variability underlying primers and/or probes, or the presence ofBpertussisorBparapertussisin quantities less than the limit of detection of the assay. Additionally, patients presenting late after symptom onset may test negative; in such cases, testing forB pertussisantibody, IgG, in serum (BORDG /BordetellapertussisAntibody, IgG, Serum) may be considered. | Cross-reactivity withBordetella holmesiimayoccur with theBordetella pertussispolymerase chain reaction (PCR) assay. The prevalence ofBholmesiiis relatively low, with positivity in less than 1% of nasopharyngeal swabs.(2) Note:Bholmesiihas been associated with pertussis-like symptoms.(2) Cross-reactivity of theBpertussisassay has been demonstrated with a limited number ofBordetella bronchisepticaisolates. The prevalence of the insertion sequence target, IS481, has been reported to be between 1% and 5% inBbronchisepticaisolates. SomeB pertussisacellular vaccines (ie, Pentacel, Daptacel, Adacel)containPCR detectable DNA.Contamination of specimens with vaccine can cause false-positiveB pertussisPCR results. Specimens should not be collected or processed in areas that are exposed toB pertussisvaccine material. | 1. Theofiles AG, Cunningham SA, Chia N, et al: Pertussis outbreak, southeastern Minnesota, 2012. Mayo Clin Proc. 2014 Oct;89(10):1378-1388 2. Guthrie JL, Robertson AV, Tang P, et al: Novel duplex real-time PCR assay detectsBordetella holmesiiin specimens from patients with pertussis-like symptoms in Ontario, Canada. J Clin Microbiol. 2010 Apr;48(4):1435-1437 3. Sloan LM, Hopkins MK, Mitchell PS, et al: Multiplex LightCycler PCR assay for detection and differentiation ofBordetella pertussisandBordetella parapertussisin nasopharyngeal specimens. J Clin Microbiol. 2002 Jan;40(1):96-100 4. Karalius VP, Rucinski SL, Mandrekar JN, Patel R: Bordetella parapertussis outbreak in Southeastern Minnesota and the United States, 2014. Medicine (Baltimore). 2017 May;96(20):e6730 | The LightCycler instrument platform amplifies and monitors the development of target nucleic acid sequences by fluorescence after each cycle of polymerase chain reaction (PCR). The automated detection of amplified products is based on the fluorescence resonance energy transfer principle. The assay uses the repetitive (50-100 copies) insertion sequence (IS481) found inBordetella pertussisand the repetitive (35-50 copies) insertion sequence (IS1001) found inBordetellaparapertussisas targets. Detection and differentiation ofBordetellatargets is performed through melting curve analysis. The probes were designed to obtain a 10 degree C temperature shift betweenBpertussisandBparapertussisthat is seen in the melting curve analysis. Analysis of the PCR amplification and probe melting curves is accomplished through the use of the LightCycler software.(Sloan LM, Hopkins MK, Mitchell PS, et al: Multiplex LightCycler PCR assay for detection and differentiation ofBordetella pertussisandBordetella parapertussisin nasopharyngeal specimens. J Clin Microbiol. 2002 Jan;40(1):96-100; van der Zee A, Schellekens JF, Mooi FR. Laboratory diagnosis of pertussis. Clin Microbiol Rev. 2015 Oct;28(4):1005-26. doi: 10.1128/CMR.00031-15) | 1 to 3 days | 3 days | This test was developed and its performance characteristics determined by Mayo Clinic in a manner consistent with CLIA requirements. It has not been cleared or approved by the US Food and Drug Administration. | 87798 x 287999 (if appropriate for government payers) | Bordetella, PCR, Varies | 90441-7 | 618313 | Bordetella parapertussis PCR | 42588-4
BORDG | Bordetella pertussis Antibody, IgG, Serum | Diagnosis of recent infection withBordetella pertussisin patients with symptoms consistent with whooping cough for 2 or more weeks This test shouldnot be usedin neonates, young infants or in children between the ages of 4 to 7 years as the routine childhood vaccine schedule may interfere with result interpretation. This test shouldnot be usedas a test of cure, to monitor response to treatment, or to determine vaccine status. | Enzyme-Linked Immunosorbent Assay (ELISA) | Yes | B. pertussis Ab, IgG, S | Serum | Supplies:Sarstedt Aliquot Tube 5 mL (T914) Collection Container/Tube: Preferred:Serum gel Acceptable:Red top Submission Container/Tube:Plastic vial Specimen Volume:1 mL Collection Instructions: Centrifuge and aliquot serum into a plastic vial. | 0.5 mL | Bordetellapertussis, the causative agent of whooping cough, is highly contagious and remains endemic in the United States despite the high rate of vaccination. AcuteBpertussisinfections are typically diagnosed by culture or nucleic acid amplification testing (NAAT). However, symptomatic adults and adolescents often seek medical attention later in the course of infection, at which time the sensitivity of these 2 methods to detect the infectious agent decreases. A serologic response toB pertussisis typically mounted 2 weeks following infection, and therefore, detection of IgG-class antibodies to pertussis toxin (PT), which is only produced byBpertussis, can be a useful adjunct for diagnosis at later stages of illness. Prior to testing, providers should review whether the patient was recently vaccinated using the Tdap (Tetanus-Diphtheria-acellular Pertussis) or DTap vaccines. The acellular pertussis vaccine contains 1 to 5B pertussisantigens, including filamentous hemagglutinin, pertactin, 2 fimbrial agglutinogens, and significant levels of PT. Therefore, recent vaccination forB pertussis, specifically within the last 2 to 6 months, may lead to a positive result by the anti-PT IgG assay, and knowledge of the patient's vaccination history is important for accurate result interpretation. | > or =100 IU/mL (Positive) 40-<100 IU/mL (Borderline) <40 IU/mL (Negative) Reference values apply to all ages. | Negative (<40 IU/mL): No IgG antibodies to pertussis toxin (PT) detected. Results may be falsely negative in patients with less than 2 weeks of symptoms. Borderline (40-<100 IU/mL): Recommend follow-up testing in 10 to 14 days if clinically indicated. Positive (> or =100 IU/mL): IgG antibodies to PT detected. Results suggest recent infection with or recent vaccination againstBordetella pertussis. | Immune response following vaccination cannot be distinguished from recent infection. For diagnosis, clinical symptoms, the patient's age and vaccination history should always be taken into account along with the serological results. Whooping cough caused byBordetella parapertussiswill not be detected by this assay. The Centers for Disease Control and Prevention recommend nucleic acid amplification tests (NAAT) or culture as first-line tests forB pertussisinfection. However, serologic testing may be useful in patients who are symptomatic for more than 2 weeks. | 1. Leber AL. Pertussis: relevant species and diagnostic update. Clin Lab Med. 2014;34(2):237-255 2. Guiso N, Berbers G, Fry NK, et al. What to do and what not to do in serological diagnosis of pertussis: recommendation from EU reference laboratories. Eur J Clin Microbiol Infect Dis. 2011;30(3):307-312 3. Andre P, Caro V, Njamkepo E, Wendelboe AM, Van Rie A, Guiso N. Comparison of serological and real-time PCR assays to diagnose Bordetella pertussis infection in 2007. J Clin Microbiol. 2008;46(5):1672-1677 | The antipertussis toxin (PT) IgG enzyme-linked immunosorbent assay (ELISA) test is a quantitative assay. Microtiter wells are coated with PT fromBordetella pertussisand diluted patient samples, calibrators, and controls are incubated in the wells. If present, antibodies toBordetella pertussiswill bind to the antigen. After wells are washed, enzyme-labeled antihuman IgG is added, and wells are incubated a second time. After incubation, wells are washed and a tetramethylbenzidine chromogen/substrate solution is added and wells are incubated. Stop solution is added to stop the reaction. Wells are read using a microplate reader with 450/620 nm wavelength. Calibrator values are plotted to make a point-to-point standard curve. Sample antibody concentrations are determined using the standard curve.(Package insert: Anti-Bordetella pertussis toxin ELISA (IgG) Test Instructions. EUROIMMUN US; 03/05/2019) | Same day/1 to 7 days | 14 days | This test was developed and its performance characteristics determined by Mayo Clinic in a manner consistent with CLIA requirements. It has not been cleared or approved by the US Food and Drug Administration. | 86615 | B. pertussis Ab, IgG, S | 42330-1 | DEXBG | B.pertussis Value | 42330-1
BOAC | Boron, Serum/Plasma |  | Inductively Coupled Plasma/Optical Emission Spectrometry (ICP/OES) | Yes | Boron | Varies | ***Must submit one specimen per order. Specimens cannot be shared between multiple orders.*** Submit only 1 of the following specimens: Specimen Type:Serum Collection Container/Tube:Plastic Royal Blue top tube (Trace metal-free; No additive) Submission Container/Tube: Plastic vial Specimen Volume:2 mL Collection Instructions: 1. Draw blood in a trace metal free royal blue-top, no additive tube(s).Serum gel tube is not acceptable. 2. Centrifuge and send 2 mL serum in an acid washed plastic screw capped vial (MCL supply number T619) 3. Ship refrigerate in a plastic vial. Note:Label specimen appropriately (serum) Specimen Type:Plasma Collection Container/Tube:Royal blue top tube (Trace metal-free; EDTA) Submission Container/Tube:Plastic vial Specimen volume:2 mL Collection Instructions: 1. Draw blood in a trace metal free royal blue-top EDTA tube(s).Plasma gel tube is not acceptable. 2. Centrifuge and send 2 mL plasma in an acid washed plastic screw capped vial (MCL supply number T619). 3. Ship refrigerate in a plastic vial. Note:Label specimen appropriately (plasma) | 0.7 mL |  | Reporting limit determined each analysis Normally: Less than 100 mcg/L | Specimens for elemental testing should be collected in certified metal-free containers. Elevated results for elemental testing may be causedby environmental contamination at the time of specimen collection and should be interpreted accordingly. It is recommended thatunexpected elevated results be verified by testing another specimen. |  |  |  | 11 to 13 days | 2 weeks | This test was developed and its performance characteristics determined by NMS Labs. It has not been cleared or approved by the U.S. Food and Drug Administration. | 83018 | Boron | 5607-7 | Z1470 | Reporting Limit | 19147-8
BMIYC | Borrelia miyamotoi Detection PCR, Spinal Fluid | Aids in the diagnosis ofBorrelia miyamotoiinfection in conjunction with clinical findings This test isnot useful fordetecting theBorreliaspecies that cause Lyme disease. | Real-Time Polymerase Chain Reaction (PCR) | Yes | Borrelia miyamotoi Detection PCR, C | For more information seeAcute Tick-Borne Disease Testing Algorithm | Container/Tube:Sterile vial Specimen Volume:1 mL Collection Instructions: Submit aliquot from collection vial 2. | 0.3 mL | Borrelia miyamotoiis a spirochetal bacterium. It is closely related to theBorreliaspecies that cause tick-borne relapsing fever (TBRF) and is more distantly related to theBorreliaspecies that cause Lyme disease. This organism causes a febrile illness like TBRF, with body and join pain, fatigue, and, rarely, rash, and has been detected inIxodes scapularisandIxodes pacificusticks. These ticks are also the vectors for Lyme disease, anaplasmosis, and babesiosis. The preferred method for detectingB miyamotoiis real-time polymerase chain reaction. Less sensitive and specific methods for detectingB miyamotoiand agents of TBRF include identification of spirochetes in peripheral blood films, cerebrospinal fluid preparations, and serologic testing. This assay does not detect theBorreliaspecies that cause Lyme disease. | Negative | A positive result indicates the presence ofBorrelia miyamotoiDNA and is consistent with active or recent infection. While positive results are highly specific indicators of disease, they should be correlated with symptoms and clinical findings of tick-borne relapsing fever. | Inadequate specimen collection or improper storage may invalidate test results. Borrelia miyamotoiDNA may be detectable for an unknown period of time after adequate treatment. | 1. Gugliotta JL, Goethert HK, Berardi VP, Telford SR III:Meningoencephalitis from Borrelia miyamotoi in an immunocompromised patient.N Engl J Med. 2013 Jan 17;368(3):240-245 2. Fomenko NV, Borgoiakov VL, Panov VV: Genetic features of Borrelia miyamotoi transmitted by Ixodes persulcatus. Mol Gen Mikrobiol Virusol. 2011;(2)12-17 3.Platonov AE, Karan LS, Kolyasnikova NM,et al:Humans infected with relapsing fever spirochete Borrelia miyamotoi, Russia. Emerg Infect Dis.2011 Oct;17(10):1816-1823 | The assay is performed on the Roche LightCycler (LC) 2.0 instrument, following DNA extraction on the Roche MagNA Pure. The LC 2.0 instrument amplifies and monitors the development of target nucleic acid (amplicon) after each polymerase chain reaction (PCR) cycle. The DNA target for this PCR assay is a gene encoding the glycerophosphodiester phosphodiesterase (glpQ) gene specific toBorreliaspecies in the relapsing fever group. This gene is not found inBorreliaspecies that cause Lyme disease. The specific base pair DNA target sequence is amplified by PCR. The detection of amplicon is based on fluorescence resonance energy transfer (FRET), which utilizes 1 hybridization probe with a donor fluorophore, fluorescein, at the 3' end, and a second hybridization probe with an acceptor fluorophore, LC-Red 640, at the 5' end. When the target amplicon is present, the LC-Red 640 emits a measurable and quantifiable light signal at a specific wavelength. Presence of the specific organism nucleic acid is confirmed by performing a melting temperature analysis of the amplicon; the presence or absence of a melting peak in the appropriate temperature range is used to determine if a specimen is positive or negative.(Unpublished Mayo method) | Same day/1 to 4 days | 1 week | This test was developed and its performance characteristics determined by Mayo Clinic in a manner consistent with CLIA requirements. It has not been cleared or approved by the US Food and Drug Administration. | 87478 | Borrelia miyamotoi Detection PCR, C | 82476-3 | 64969 | B. miyamotoi PCR, C | 82476-3
BMIPB | Borrelia miyamotoi Detection, PCR, Blood | Aiding in the diagnosis ofBorrelia miyamotoiinfection in conjunction with clinical findings Preferred method for detection ofB miyamotoiusing blood specimens | Real-Time Polymerase Chain Reaction (PCR) | Yes | Borrelia miyamotoi Detection, PCR, B | For more information seeAcute Tick-Borne Disease Testing Algorithm. | Container/Tube: Lavender top (EDTA) Specimen Volume:1 mL Collection Instructions:Send whole blood specimen in original tube.Do not aliquot. | 0.3 mL | Borrelia miyamotoiis a spirochetal bacterium, closely related to theBorreliaspecies that causes tick-borne relapsing fever (TBRF), and it is more distantly related to theBorreliaspecies that cause Lyme disease. This organism causes a febrile illness like TBRF, with body and join pain, fatigue, and, rarely, rash.B miyamotoihas been detected inIxodes scapularisandIxodes pacificusticks. These ticks are also the vectors for Lyme disease, anaplasmosis, and babesiosis. The preferred method for detectingB miyamotoiis real-time polymerase chain reaction. Less sensitive and specific methods for detectingB miyamotoiand agents of TBRF include serologic testing and identification of spirochetes in peripheral blood films or spinal fluid preparations. This assay does not detect theBorreliaspecies that cause Lyme disease. | Negative Reference values apply to all ages. | A positive result indicates the presence ofBorrelia miyamotoiDNA and is consistent with active or recent infection. While positive results are highly specific indicators of disease, they should be correlated with symptoms and clinical findings of tick-borne relapsing fever. | Inadequate specimen collection or improper storage may invalidate test results. After adequate treatment,Borrelia miyamotoiDNA may remain detectable for an unknown period of time. | 1. Gugliotta JL, Goethert HK, Berardi VP, Telford SR III:Meningoencephalitis fromBorrelia miyamotoiin an immunocompromised patient.N Engl J Med. 2013 Jan 17;368(3):240-245 2. Fomenko NV, Borgoyakov VY, Panov VV: Genetic features of DNA ofBorrelia miyamotoitransmitted byIxodes persulcatus.Mol Genet Microbiol Virol 2011;26:60-65. doi: 10.3103/S0891416811020054 3.Platonov AE, Karan LS, Kolyasnikova NM,et al:Humans Infected with Relapsing Fever SpirocheteBorrelia miyamotoi, Russia. Emerg Infect Dis.2011 Oct;17(10):1816-1823 | The assay is performed on the Roche LightCycler (LC) 480 instrument, following DNA extraction on the Roche MagNA Pure. The LC 480 instrument amplifies and monitors the development of target nucleic acid (amplicon) after each cycle of polymerase chain reaction (PCR). The DNA target for this PCR assay is a gene encoding the glycerophosphodiester phosphodiesterase (glpQ) gene specific toBorreliaspecies in the relapsing fever group. This gene is not found inBorreliaspecies that cause Lyme disease. The specific base pair DNA target sequence is amplified by PCR. The detection of amplicon is based on fluorescence resonance energy transfer, which utilizes 1 hybridization probe with a donor fluorophore, fluorescein, at the 3' end, and a second hybridization probe with an acceptor fluorophore, LC-Red 640, at the 5' end. When the target amplicon is present, the LC-Red 640 emits a measurable and quantifiable light signal at a specific wavelength. Presence of the specific organism nucleic acid is confirmed by performing a melting temperature analysis of the amplicon; the presence or absence of a melting peak in the appropriate temperature range is used to determine if a specimen is positive or negative.(Unpublished Mayo method) | Same day/1 to 4 days | 1 week | This test was developed and its performance characteristics determined by Mayo Clinic in a manner consistent with CLIA requirements. It has not been cleared or approved by the US Food and Drug Administration. | 87478 | Borrelia miyamotoi Detection, PCR, B | 82475-5 | 618298 | B. miyamotoi PCR, B | 82475-5
BOT | Botrytis cinerea, IgE, Serum | Establishing a diagnosis of an allergy toBotrytis cinerea Defining the allergen responsible for eliciting signs and symptoms Identifying allergens: -Responsible for allergic response and/or anaphylactic episode -To confirm sensitization prior to beginning immunotherapy -To investigate the specificity of allergic reactions to insect venom allergens, drugs, or chemical allergens | Fluorescence Enzyme Immunoassay (FEIA) | Yes | Botrytis Cinerea, IgE | Serum | Collection Container/Tube: Preferred:Serum gel Acceptable:Red top Submission Container/Tube:Plastic vial Specimen Volume:0.5 mL for every 5 allergens requested Collection Instructions:Centrifuge and aliquot serum into a plastic vial. | For 1 allergen: 0.3 mL For more than 1 allergen: (0.05 mL x number of allergens) + 0.25 mL dead space | Clinical manifestations of immediate hypersensitivity (allergic) diseases are caused by the release of proinflammatory mediators (histamine, leukotrienes, and prostaglandins) from IgE-sensitized effector cells (mast cells and basophils) when cell-bound IgE antibodies interact with an allergen. In vitro serum testing for IgE antibodies provides an indication of the immune response to allergens that may be associated with allergic disease. The allergens chosen for testing often depend upon the age of the patient, history of allergen exposure, season of the year, and clinical manifestations. In individuals predisposed to develop allergic disease, the sequence of sensitization and clinical manifestations proceed as follows: eczema and respiratory disease (rhinitis and bronchospasm) in infants and children less than 5 years due to food sensitivity (milk, egg, soy, and wheat proteins) followed by respiratory disease (rhinitis and asthma) in older children and adults due to sensitivity to inhalant allergens (dust mite, mold, and pollen inhalants). | Class,IgE kU/L,Interpretation, 0,<0.10,Negative, 0/1,0.10-0.34,Borderline/equivocal, 1,0.35-0.69,Equivocal, 2,0.70-3.49,Positive, 3,3.50-17.4,Positive, 4,17.5-49.9,Strongly positive, 5,50.0-99.9,Strongly positive, 6,> or =100,Strongly positive, | Detection of IgE antibodies in serum (class 1 or greater) indicates an increased likelihood of allergic disease as opposed to other etiologies and defines the allergens that may be responsible for eliciting signs and symptoms. The level of IgE antibodies in serum varies directly with the concentration of IgE antibodies expressed as a class score or kU/L. | Testing for IgE antibodies is not useful in patients previously treated with immunotherapy to determine if residual clinical sensitivity exists or in patients in whom the medical management does not depend upon identification of allergen specificity. Some individuals with clinically insignificant sensitivity to allergens may have measurable levels of IgE antibodies in serum, and test results must be interpreted in the clinical context. False-positive results for IgE antibodies may occur in patients with markedly elevated serum IgE (>2500 kU/L) due to nonspecific binding to allergen solid phases. | Homburger HA, Hamilton RG: Allergic diseases. In: McPherson RA, Pincus MR, eds. Henry's Clinical Diagnosis and Management by Laboratory Methods. 23rd ed. Elsevier; 2017:1057-1070 | Specific IgE from the patient's serum reacts with the allergen of interest, which is covalently coupled to an ImmunoCAP. After washing away nonspecific IgE, enzyme-labeled anti-IgE antibody is added to form a complex. After incubation, unbound anti-IgE is washed away, and the bound complex incubated with a developing agent. After stopping the reaction, the fluorescence of the eluate is measured. Fluorescence is proportional to the amount of specific IgE present in the patient's sample (ie, the higher the fluorescence value, the more IgE antibody is present).(Package insert: ImmunoCAP System Specific IgE FEIA. Phadia; Rev 06/2020) | Same day/1 to 3 days | 14 days | This test has been cleared, approved, or is exempt by the US Food and Drug Administration and is used per manufacturer's instructions. Performance characteristics were verified by Mayo Clinic in a manner consistent with CLIA requirements. | 86003 | Botrytis Cinerea, IgE | 6049-1 | BOT | Botrytis Cinerea, IgE | 6049-1
BOV | Bovine Serum Albumin, IgE, Serum | Establishing the diagnosis of an allergy to bovine serum albumin Defining the allergen responsible for eliciting signs and symptoms Identifying allergens: -Responsible for allergic response and/or anaphylactic episode -To confirm sensitization prior to beginning immunotherapy -To investigate the specificity of allergic reactions to insect venom allergens, drugs, or chemical allergens Testing for IgE antibodies isnot usefulin patients previously treated with immunotherapy to determine if residual clinical sensitivity exists, or in patients in whom the medical management does not depend upon identification of allergen specificity. | Fluorescence Enzyme Immunoassay (FEIA) | Yes | Bovine Serum Albumin, IgE | Serum | Collection Container/Tube: Preferred:Serum gel Acceptable:Red top Submission Container/Tube:Plastic vial Specimen Volume:0.5 mL for every 5 allergens requested Collection Instructions:Centrifuge and aliquot serum into a plastic vial. | For 1 allergen: 0.3 mL More than 1 allergen: (0.05 mL x number of allergens) + 0.25 mL dead space | Clinical manifestations of immediate hypersensitivity (allergic) diseases are caused by the release of proinflammatory mediators (histamine, leukotrienes, and prostaglandins) from IgE-sensitized effector cells (mast cells and basophils) when cell-bound IgE antibodies interact with an allergen. In vitro serum testing for IgE antibodies provides an indication of the immune response to allergens that may be associated with allergic disease. The allergens chosen for testing often depend upon the age of the patient, history of allergen exposure, season of the year, and clinical manifestations. In individuals predisposed to develop allergic disease, the sequence of sensitization and clinical manifestations proceed as follows: eczema and respiratory disease (rhinitis and bronchospasm) in infants and children less than 5 years due to food sensitivity (milk, egg, soy, and wheat proteins) followed by respiratory disease (rhinitis and asthma) in older children and adults due to sensitivity to inhalant allergens (dust mite, mold, and pollen inhalants). | Class,IgE kU/L,Interpretation, 0,<0.10,Negative, 0/1,0.10-0.34,Borderline/equivocal, 1,0.35-0.69,Equivocal, 2,0.70-3.49,Positive, 3,3.50-17.4,Positive, 4,17.5-49.9,Strongly positive, 5,50.0-99.9,Strongly positive, 6,> or =100,Strongly positive, | Detection of IgE antibodies in serum (class 1 or greater) indicates an increased likelihood of allergic disease as opposed to other etiologies and defines the allergens that may be responsible for eliciting signs and symptoms. The level of IgE antibodies in serum varies directly with the concentration of IgE antibodies expressed as a class score or kU/L. | Testing for IgE antibodies is not useful in patients previously treated with immunotherapy to determine if residual clinical sensitivity exists or in patients in whom the medical management does not depend upon identification of allergen specificity. Some individuals with clinically insignificant sensitivity to allergens may have measurable levels of IgE antibodies in serum, and test results must be interpreted in the clinical context. False-positive results for IgE antibodies may occur in patients with markedly elevated serum IgE (>2500 kU/L) due to nonspecific binding to allergen solid phases. | Homburger HA, Hamilton RG: Allergic diseases. In: McPherson RA, Pincus MR, eds. Henry's Clinical Diagnosis and Management by Laboratory Methods. 23rd ed. Elsevier; 2017:1057-1070 | Specific IgE from the patient's serum reacts with the allergen of interest, which is covalently coupled to an ImmunoCAP. After washing away nonspecific IgE, enzyme-labeled anti-IgE antibody is added to form a complex. After incubation, unbound anti-IgE is washed away, and the bound complex incubated with a developing agent. After stopping the reaction, the fluorescence of the eluate is measured. Fluorescence is proportional to the amount of specific IgE present in the patient's sample (ie, the higher the fluorescence value, the more IgE antibody is present).(Package insert: ImmunoCAP System Specific IgE FEIA. Phadia; Rev 06/2020) | Same day/1 to 3 days | 14 days | This test was developed and its performance characteristics determined by Mayo Clinic in a manner consistent with CLIA requirements. It has not been cleared or approved by the US Food and Drug Administration. | 86008 | Bovine Serum Albumin, IgE | 10922-3 | BOV | Bovine Serum Albumin, IgE | 10922-3
BXMPL | Box Elder/Maple, IgE, Serum | Establishing a diagnosis of an allergy to box elder/maple Defining the allergen responsible for eliciting signs and symptoms Identifying allergens: -Responsible for allergic response and/or anaphylactic episode -To confirm sensitization prior to beginning immunotherapy -To investigate the specificity of allergic reactions to insect venom allergens, drugs, or chemical allergens | Fluorescence Enzyme Immunoassay (FEIA) | Yes | Box Eld/Maple, S, IgE | Serum | Collection Container/Tube: Preferred:Serum gel Acceptable:Red top Submission Container/Tube:Plastic vial Specimen Volume:0.5 mL for every 5 allergens requested Collection Instructions:Centrifuge and aliquot serum into a plastic vial. | For 1 allergen: 0.3 mL For more than 1 allergen: (0.05 mL x number of allergens) + 0.25 mL deadspace | Clinical manifestations of immediate hypersensitivity (allergic) diseases are caused by the release of proinflammatory mediators (histamine, leukotrienes, and prostaglandins) from IgE-sensitized effector cells (mast cells and basophils) when cell-bound IgE antibodies interact with an allergen. In vitro serum testing for IgE antibodies provides an indication of the immune response to allergens that may be associated with allergic disease. The allergens chosen for testing often depend upon the age of the patient, history of allergen exposure, season of the year, and clinical manifestations. In individuals predisposed to develop allergic disease, the sequence of sensitization and clinical manifestations proceed as follows: eczema and respiratory disease (rhinitis and bronchospasm) in infants and children less than 5 years due to food sensitivity (milk, egg, soy, and wheat proteins) followed by respiratory disease (rhinitis and asthma) in older children and adults due to sensitivity to inhalant allergens (dust mite, mold, and pollen inhalants). | Class,IgE kU/L,Interpretation, 0,<0.10,Negative, 0/1,0.10-0.34,Borderline/equivocal, 1,0.35-0.69,Equivocal, 2,0.70-3.49,Positive, 3,3.50-17.4,Positive, 4,17.5-49.9,Strongly positive, 5,50.0-99.9,Strongly positive, 6,> or =100,Strongly positive, | Detection of IgE antibodies in serum (class 1 or greater) indicates an increased likelihood of allergic disease as opposed to other etiologies and defines the allergens that may be responsible for eliciting signs and symptoms. The level of IgE antibodies in serum varies directly with the concentration of IgE antibodies expressed as a class score or kU/L. | Testing for IgE antibodies is not useful in patients previously treated with immunotherapy to determine if residual clinical sensitivity exists or in patients in whom the medical management does not depend upon identification of allergen specificity. Some individuals with clinically insignificant sensitivity to allergens may have measurable levels of IgE antibodies in serum, and test results must be interpreted in the clinical context. False-positive results for IgE antibodies may occur in patients with markedly elevated serum IgE (>2500 kU/L) due to nonspecific binding to allergen solid phases. | Homburger HA, Hamilton RG: Allergic diseases. In: McPherson RA, Pincus MR, eds. Henry's Clinical Diagnosis and Management by Laboratory Methods. 23rd ed. Elsevier; 2017:1057-1070 | Specific IgE from the patient's serum reacts with the allergen of interest, which is covalently coupled to an ImmunoCAP. After washing away nonspecific IgE, enzyme-labeled anti-IgE antibody is added to form a complex. After incubation, unbound anti-IgE is washed away, and the bound complex incubated with a developing agent. After stopping the reaction, the fluorescence of the eluate is measured. Fluorescence is proportional to the amount of specific IgE present in the patient's sample (ie, the higher the fluorescence value, the more IgE antibody is present).(Package insert: ImmunoCAP System Specific IgE FEIA. Phadia; Rev 06/2020) | Same day/1 to 3 days | 14 days | This test has been cleared, approved, or is exempt by the US Food and Drug Administration and is used per manufacturer's instructions. Performance characteristics were verified by Mayo Clinic in a manner consistent with CLIA requirements. | 86003 | Box Eld/Maple, S, IgE | 7155-5 | BXMPL | Box Eld/Maple, S, IgE | 7155-5
BRACH | Brachyury Immunostain, Technical Component Only | Aiding in the identification of chordomas | Immunohistochemistry (IHC) | Yes | Brachyury IHC, Tech Only | For the initial technical component only immunohistochemical (IHC) stain performed, the appropriate bill-only test ID will be reflexed and charged (IHTOI). For each additional technical component only IHC stain performed, an additional bill-only test ID will be reflexed and charged (IHTOA). | Supplies:Immunostain Technical Only Envelope (T693) Specimen Type:Tissue Container/Tube:Immunostain Technical Only Envelope Preferred:2 unstained positively charged glass slide (25- x 75- x 1-mm) per test ordered; sections 4-microns thick. Acceptable:Formalin-fixed, paraffin-embedded (FFPE) tissue block |  | Brachyury expression is required for the specification of mesodermal identity, representing one of the key genes regulating notochord formation. The brachyury gene, a T-box transcription factor, is uniquely expressed in chordomas. |  | This test does not include pathologist interpretation, only technical performance of the stain. If interpretation is required order PATHC / Pathology Consultation for a full diagnostic evaluation or second opinion of the case. The positive and negative controls are verified as showing appropriate immunoreactivity. If a control tissue is not included on the slide, a scanned image of the relevant quality control tissue is available upon request; call 855-516-8404. Interpretation of this test should be performed in the context of the patient's clinical history and other diagnostic tests by a qualified pathologist. | Age of a cut paraffin section can affect immunoreactivity. Stability thresholds vary widely among published literature and are antigen-dependent. Best practice is for paraffin sections to be cut within 6 weeks. | 1. Sangoi AR, Dulai MS, Beck AH, et al. Distinguishing chordoid meningiomas from their histologic mimics: an immunohistochemical evaluation. Am J Surg Pathol. 2009;33(5):669-681. doi:10.1097/PAS.0b013e318194c566 2. Sangoi AR, Karamchandani J, Lane B, et al. Specificity of brachyury in the distinction of chordoma from clear cell renal cell carcinoma and germ cell tumors: a study of 305 cases. Mod Pathol. 2011;24(3):425-429. doi:10.1038/modpathol.2010.196 3. Kikuchi Y, Yamaguchi T, Kishi H, et al. Pulmonary tumor with notochordal differentiation: report of 2 cases suggestive of benign notochordal cell tumor of extraosseous origin. Am J Surg Pathol. 2011;35(8):1158-1164. doi:10.1097/PAS.0b013e318220e085 4. Magaki S, Hojat SA, Wei B, So A, Yong WH. An introduction to the performance of immunohistochemistry. Methods Mol Biol. 2019;1897:289-298. doi:10.1007/978-1-4939-8935-5_25 | Immunohistochemistry on sections of paraffin-embedded tissue.(Unpublished Mayo method) | 1 to 3 days | Until staining is complete. | This test has been cleared, approved, or is exempt by the US Food and Drug Administration and is used per manufacturer's instructions. Performance characteristics were verified by Mayo Clinic in a manner consistent with CLIA requirements. | 88342-TC, primary88341-TC, if additional IHC | Brachyury IHC, Tech Only | Order only;no result | 70679 | Brachyury IHC, Tech Only | Bill only; no result
BBRAF | BRAF Analysis (Bill Only) |  | This test is for billing purposes only. This is not an orderable test. | Yes | BRAF Analysis | Varies | This test is for billing purposes only. This is not an orderable test. |  |  | This test is for billing purposes only. This is not an orderable test. | [6 empty] | Not Applicable | 81210-BRAF (v-raf murine sarcoma viral oncogene homolog B1) (eg, colon cancer), gene analysis, V600E variant
BRFKT | BRAF and KIT Mutation Analysis, Next-Generation Sequencing, Tumor | Identifying specific mutations within theBRAFandKITgenes that predict response to therapy | Sequence Capture and Targeted Next-Generation Sequencing (NGS) | Yes | BRAF/KIT Mutation Analysis, Tumor | When this test is ordered, slide review will always be performed at an additional charge. | This assay requires at least 20% tumor nuclei. -Preferred amount of tumor area with sufficient percent tumor nuclei: tissue 216 mm(2) -Minimum amount of tumor area: tissue 36 mm(2) -These amounts are cumulative over up to 10 unstained slides and must have adequate percent tumor nuclei -Tissue fixation: 10% neutral buffered formalin, not decalcified -For specimen preparation guidance, seeTissue Requirement for Solid Tumor Next-Generation Sequencing. In this document, the sizes are given as 4 mm x 4 mm x 10 slides as preferred: approximate/equivalent to 144 mm(2) and the minimum as 3 mm x 1 mm x 10 slides: approximate/equivalent to 36 mm(2). Preferred: Specimen Type:Tissue block Collection Instructions: Submit a formalin-fixed, paraffin-embedded tissue block with acceptable amount of tumor tissue. Acceptable: Specimen Type:Tissue slides Slides: 1 Stained and 10 unstained Collection Instructions: Submit 1 slide stained with hematoxylin and eosin and 10 unstained, nonbaked slides with 5-micron thick sections of the tumor tissue. Note:The total amount of required tumor nuclei can be obtained by scraping up to 10 slides from the same block. Additional Information: Unused unstained slides will not be returned. Specimen Type:Cytology slides (direct smears or ThinPrep) Slides:1 to 3 Slides Collection Instructions:Submit 1 to 3 slides stained and coverslipped with a preferred total of 5000 nucleated cells, or a minimum of at least 3000 nucleated cells. Note:Glass coverslips are preferred; plastic coverslips are acceptable but will result in longer turnaround times. Additional Information: Cytology slides will not be returned. | See Specimen Required | The signaling pathways stimulated by the KIT protein control many important cellular processes, such as cell growth and division (proliferation), survival, and movement (migration). KIT protein signaling is important for the development and function of certain cell types, including early blood cells (hematopoietic stem cells), mast cells, cells in the gastrointestinal tract, and melanocytes. BRAF is a member of the mitogen-activated protein/extracellular signal-regulated (MAP/ERK) kinase pathway, which plays a role in cell proliferation and differentiation. Dysregulation of this pathway is a key factor in tumor progression. Targeted therapies directed to pathways involving KIT and BRAF have demonstrated some success with increases both in progression-free and overall survival in patients with melanoma. Effectiveness of these therapies, however, depends in part on the mutation status of the pathway components. | An interpretive report will be provided. | The interpretation of molecular biomarker analysis includes an overview of the results and the associated diagnostic, prognostic, and therapeutic implications. | This test cannot differentiate between somatic and germline alterations. Additional testing may be necessary to clarify the significance of results if there is a potential hereditary risk. DNA variants of uncertain significance may be identified. A negative result does not rule out the presence of a variant that may be present but below the limits of detection of this assay. The analytical sensitivity of this assay for sequence reportable alterations is 5% mutant allele frequency with a minimum coverage of 500X in a sample with 20% or more tumor content. Point mutations and small deletion-insertion mutations will be detected in theBRAFandKITgenes only. This test may detect single exon deletions but does not detect multiexon deletions, duplications, or genomic copy number variants. Variant allele frequency (VAF) is the percentage of sequencing reads supporting a specific variant divided by the total sequencing reads at that position. In somatic testing, VAF should be interpreted in the context of several factors including, but not limited to: tumor purity/heterogeneity/copy number status (ploidy, gains/losses, loss of heterozygosity) and sequencing artifact/misalignment.(1,2) Rare polymorphisms may be present that could lead to false-negative or false-positive results. The presence or absence of a variant may not be predictive of response to therapy in all patients. Test results should be interpreted in the context of clinical, tumor sampling, histopathological, and other laboratory data. If results obtained do not match other clinical or laboratory findings, contact the laboratory for discussion. Misinterpretation of results may occur if the information provided is inaccurate or incomplete. Reliable results are dependent on adequate specimen collection and processing. This test has been validated on cytology slides and formalin-fixed, paraffin-embedded tissues; other types of fixatives are discouraged. Improper treatment of tissues, such as decalcification, may causepolymerase chain reactionfailure. | 1. Strom SP. Current practices and guidelines for clinical next-generation sequencing oncology testing. Cancer Biol Med. 2016;13(1):3-11. doi:10.28092/j.issn.2095-3941.2016.0004 2. Spurr L, Li M, Alomran N, et al: Systematic pan-cancer analysis of somatic allele frequency. Sci Rep. 2018;8(1):7735. Published 2018 May 16. doi:10.1038/s41598-018-25462-0 3. U.S. Food and Drug Administration (FDA): Table of Pharmacogenomic Biomarkers in Drug Labeling. FDA; Updated February, 10, 2023, Accessed July 31, 2023. Available at www.fda.gov/drugs/science-and-research-drugs/table-pharmacogenomic-biomarkers-drug-labeling 4. Pham DDM, Guhan S, Tsao H. KIT and melanoma: Biological insights and clinical implications. Yonsei Med J. 2020;61(7):562-571. doi: 10.3349/ymj.2020.61.7.562 5. Carvajal RD, Antonescu CR, Wolchok JD, et al. KIT as a therapeutic target in metastatic melanoma. JAMA. 2011;305(22):2327-2334. doi: 10.1001/jama.2011.746 6. Guo W, Wang H, Chunying L. Signal pathways of melanoma and targeted therapy. Signal Transduct Target Ther. 2021 20;6(1):424 | Next-generation sequencing is performed to evaluate the presence of a mutation in all coding regions of theBRAFandKITgenes.SeeTargeted Genes and Methodology Details for BRAF/KIT Mutation Analysisfor details regarding the targeted gene regions evaluated by this test.(Unpublished Mayo method) A pathology review and macro dissection to enrich for tumor cells are performed prior to slide scraping. | 12 to 20 days | FFPE tissue block: Unused portions of blocks will be returned within 10-14 days after testing is complete; FFPE tissue/cytology slides: Unused slides are stored indefinitely; Digital images are obtained and stored for all slides used in testing. | This test was developed and its performance characteristics determined by Mayo Clinic in a manner consistent with CLIA requirements. It has not been cleared or approved by the US Food and Drug Administration. | 88381-Microdissection, manual814068147981479 (if appropriate for government payers) | BRAF/KIT Mutation Analysis, Tumor | 36908-2 | 617952 | Released By | 18771-6
BRAFV | BRAF V600E Immunostain, Technical Component Only | Identification ofBRAFV600E-mutated protein | Immunohistochemistry (IHC) | Yes | BRAF V600E IHC, Tech Only | For the initial technical component only immunohistochemical (IHC) stain performed, the appropriate bill-only test ID will be reflexed and charged (IHTOI). For each additional technical component only IHC stain performed, an additional bill-only test ID will be reflexed and charged (IHTOA). | Supplies:Immunostain Technical Only Envelope (T693) Specimen Type:Tissue Container/Tube:Immunostain Technical Only Envelope Preferred:2 Unstained positively charged glass slide (25- x 75- x 1-mm) per test ordered; sections 4-microns thick Acceptable:Formalin-fixed, paraffin-embedded (FFPE) tissue block |  | BRAF is a serine/threonine protein kinase and a member of the Raf family. TheBRAFV600E alteration leads to constitutive activation of the mitogen activated protein kinase pathway, which plays a role in cell proliferation and tumorigenesis. This genetic alteration has been detected in a variety of tumors such as melanoma, colorectal cancer, papillary thyroid carcinoma, hairy cell leukemia, Langerhans cell histiocytosis, and pleomorphic xanthoastrocytomas. |  | This test does not include pathologist interpretation, only technical performance of the stain. If interpretation is required, order PATHC / Pathology Consultation for a full diagnostic evaluation or second opinion of the case. The positive and negative controls are verified as showing appropriate immunoreactivity. If a control tissue is not included on the slide, a scanned image of the relevant quality control tissue is available upon request; call 855-516-8404. Interpretation of this test should be performed in the context of the patient's clinical history and other diagnostic tests by a qualified pathologist. | Age of a cut paraffin section can affect immunoreactivity. Stability thresholds vary widely among published literature and are antigen-dependent. Best practice is for paraffin sections to be cut within 6 weeks. | 1. Ida C, Vrana JA, Rodriguez FJ, et al. Immunohistochemistry is highly sensitive and specific for detection of BRAF V600E mutation in pleomorphic xanthoastrocytoma. Acta Neuopath communications. 2013;1:20 2. Capper D, Berghoff AS, Magerle M, et al. Immunohistochemical testing of BRAF V600E status in 1,120 tumor tissue samples of patients with brain metastases. Acta Neuropathol. 2012;123(2):223-233 3. Andrulis M, Penzel R, Weichert W, von Deimling A, Capper D. Application of a BRAF V600E Mutation-specific Antibody for the Diagnosis of Hairy Cell Leukemia. Am J Surg Pathol. 2012;36(12):1796-1800 4. Koperek O, Kornauth C, Capper D, et al. Immunohistochemical detection of the BRAF V600E-mutated protein in papillary thyroid carcinoma. Am J Surg Pathol. 2012;36(6):844-850 5. Skorokhod A, Capper D, von Deimling A, Enk A, Helmbold P. Detection of BRAF V600E mutations in skin metastases of malignant melanoma by monoclonal antibody VE1. J Am Acad skin metastases of malignant melanoma by monoclonal antibody VE1. J Am Acad Dermatol. 2012;67(3):488-491 6. Magaki S, Hojat SA, Wei B, So A, Yong WH. An introduction to the performance of immunohistochemistry. Methods Mol Biol. 2019;1897:289-298. doi:10.1007/978-1-4939-8935-5_25 | Immunohistochemistry on sections of paraffin-embedded tissue.(Unpublished Mayo method) | 1 to 3 days | Until staining is complete. | This test was developed and its performance characteristics determined by Mayo Clinic in a manner consistent with CLIA requirements. It has not been cleared or approved by the US Food and Drug Administration. | 88342-TC, primary88341-TC, if additional IHC | BRAF V600E IHC, Tech Only | Order only;no result | 70680 | BRAF V600E IHC, Tech Only | Bill only; no result
BRAFD | BRAF V600E/V600K Somatic Mutation Analysis, Tumor | Therapy selection for patients with cancer (eg, melanomas that may respond to BRAF inhibitors, colon cancers that may not respond to EGFR inhibitors) Aiding in the diagnosis/prognosis of certain cancers (eg, hairy cell leukemia, papillary thyroid cancers, and association with aggressiveness) Aiding in determining risk for Lynch syndrome (eg, an adjunct to negativeMLH1germline testing in cases where colon tumor demonstrates MSI-H and loss of MLH1 protein expression) This test isnotintendedas a screening test to identify cancer. | Droplet Digital Polymerase Chain Reaction (ddPCR) | Yes | BRAF V600 Somatic Mutation Analysis, Tumor | When this test is ordered, slide review will always be performed at an additional charge. | Preferred: Specimen Type:Tissue block Collection Instructions:Submit a formalin-fixed, paraffin-embedded tissue block. Acceptable: Specimen Type:Tissue slide Slides:1 Hematoxylin and eosin stained and 5 unstained Collection Instructions:Submit 1 slide stained with hematoxylin and eosin and 5 unstained, nonbaked slides with 5-micron thick sections of the tumor tissue. | See Specimen Required | This test assesses for somatic (tumor-specific)BRAFV600E and V600K mutation. TheBRAFgene is a member of the mitogen-activated protein/extracellular signal-regulated (MAP/ERK) kinase pathway, which plays a role in cell proliferation and differentiation. Dysregulation of this pathway is a key factor in tumor progression andBRAFmutations occur frequently in many different tumor types.BRAFmutation analysis aids in the diagnosis of cancer types including anaplastic and papillary thyroid carcinoma, hairy cell leukemia, and papillary craniopharyngioma. BRAFV600E and V600K mutations are associated with response or resistance to specific targeted therapies in cancer. Targeted cancer therapies are defined as antibody or small molecule drugs that block the growth and spread of cancer by interfering with specific cell molecules involved in tumor growth and progression. Multiple targeted therapies have been approved by the US Food and Drug Administration for treatment of specific cancers. Molecular genetic profiling is often needed to identify targets amenable to targeted therapies and to minimize treatment costs and therapy-associated risks. BRAFmutation analysis can provide helpful diagnostic information in the context of evaluation for Lynch syndrome.For more information seeLynch Syndrome Testing Algorithm. | An interpretive report will be provided. | The interpretation of molecular biomarker analysis includes an overview of the results and the associated diagnostic, prognostic, and therapeutic implications. | Not all tumors that haveBRAFmutations respond toBRAF-targeted therapies. Rare genetic alterations (ie, polymorphisms) exist that could lead to false-negative or false-positive results. This assay was designed to detect V600E and V600K alterations. The sensitivity for rarer V600 alterations has not been established. Test results should be interpreted in context of clinical findings, tumor sampling, and other laboratory data. If results obtained do not match other clinical or laboratory findings, please contact the laboratory for possible interpretation. Misinterpretation of results may occur if the information provided is inaccurate or incomplete. Reliable results are dependent on adequate specimen collection and processing. This test has been validated on formalin-fixed, paraffin-embedded tissues; other types of fixatives are discouraged. Improper treatment of tissues, such as decalcification, may cause polymerase chain reaction failure. Colon cancer is relatively common, and it is possible for a sporadic colon cancer to occur in a Lynch syndrome family. Therefore, evaluation of other family members should still be considered in cases withMLH1promoter hypermethylation and absence of theBRAFV600E mutation if there is high clinical suspicion of Lynch syndrome. This test is not validated for serial monitoring of patients with cancer. This test cannot differentiate between somatic and germline alterations. Additional testing may be necessary to clarify the significance of results if there is a potential hereditary risk. | 1. Chapman PB, Hauschild A, Robert C, et al. BRIM-3 Study Group. Improved survival with vemurafenib in melanoma with BRAF V600E mutation. N Engl J Med. 2011;364(26):2507-2516 2. Di Nicolantonio F, Martini M, Molinari F, et al. Wild-type BRAF is required for response to panitumumab or cetuximab in metastatic colorectal cancer. J Clin Oncol. 2008;26(35):5705-5712 3. Hyman DM, Puzanov I, Subbiah V, et al. Vemurafenib in multiple nonmelanoma cancers with BRAF V600 mutations. N Engl J Med. 2015;373(8):726-736 4. Domingo E, Laiho P, Ollikainen M, et al. BRAF screening as a low-cost effective strategy for simplifying HNPCC genetic testing. J Med Genet. 2004;41(9):664-668 | Droplet digital polymerase chain reaction-based assay to detect the presence of theBRAFV600E andBRAFV600K alterations.(Unpublished Mayo method) | 6 to 12 days | FFPE tissue: Unused portions of FPPE blocks will be returned. Unused, unstained slides: 5 years; Stained slides: Indefinitely. | This test was developed and its performance characteristics determined by Mayo Clinic in a manner consistent with CLIA requirements. It has not been cleared or approved by the US Food and Drug Administration. | 8121088381-Microdissection, manual | BRAF V600 Somatic Mutation Analysis, Tumor | 97025-1 | 606746 | Disclaimer | 62364-5
MSUSC | Branched-Chain Amino Acids, Self-Collect, Blood Spot | Monitoring patients with maple syrup urine disease using specimens collected at home | Liquid Chromatography-Tandem Mass Spectrometry (LC-MS/MS) Portions of this test are covered by patents held by Quest Diagnostics | Yes | Branched-Chain Amino Acids, SC, BS | Whole blood | Supplies:Blood Spot Collection-Self Collect (T858) Container/Tube:Blood Spot Self Collection Card Specimen Volume:2 Blood spots Collection Instructions: 1. Order test each time the patient is to collect a dried blood specimen at home and mail the specimen directly to Mayo Clinic Laboratories. 2. Order should be placed a minimum of 3 days prior to desired date of collection. 3. Enter patient's address information for each order created, including street address (post-office [PO] boxes are not acceptable delivery locations), city, state abbreviation, ZIP (postal) code, country, and home phone number. 4. For each order, the Blood Spot Collection-Self Collect kit will be mailed directly to the patient for self-collection (delivery to a PO box will not occur). 5. For more information on how to collect blood spots, see the following: -How to Collect Dried Blood Spot Samplesvia fingerstick. -Blood Spot Collection Instructions-Fingerstick -Blood Spot Collection Instructions-Fingerstick-Spanish | 1 Blood spot | Maple syrup urine disease (MSUD) is an inborn error of metabolism caused by the deficiency of the branched-chain-ketoacid dehydrogenase (BCKDH) complex. The BCKDH complex is involved in the metabolism of the branched-chain amino acids (BCAA): isoleucine (Ile), leucine (Leu), and valine (Val). Classic MSUD presents in the neonate with feeding intolerance, failure to thrive, vomiting, lethargy, and maple-syrup odor to urine and cerumen. If untreated, it progresses to irreversible intellectual disability, hyperactivity, failure to thrive, seizures, coma, cerebral edema, and possibly death. Treatment of MSUD aims to normalize the concentration of BCAA by dietary restriction of these amino acids. BCAA are essential amino acids that require frequent adjustment of the dietary treatment. Dietary monitoring is accomplished by regular determination of BCAA and Allo-Ile concentrations. | Allo-isoleucine: <2 nmol/mL Leucine: 35-215 nmol/mL Isoleucine: 13-130 nmol/mL Valine: 51-325 nmol/mL | Quantitative results of allo-isoleucine, leucine, isoleucine, and valinewith reference values are reported without added interpretation. | No significant cautionary statements | 1. Morton DH, Strauss KA, Robinson DL, Puffenberger EG, Kelley RI: Diagnosis and treatment of maple syrup disease: a study of 36 patients. Pediatrics. 2002 Jun;109(6):999-1008. doi: 10.1542/peds.109.6.999 2. Strauss KA, Puffenberger EG, Carson VJ: Maple syrup urine disease. In: Adam MP, Ardinger HH, Pagon RA, et al. eds. GeneReviews [Internet]. University of Washington, Seattle; 2006. Updated April 23, 2020. Accessed June 21, 2022. Available at www.ncbi.nlm.nih.gov/books/NBK1319/ | This method quantifies valine (Val), allo-isoleucine (Allo-Ile), isoleucine (Ile), and leucine (Leu) using stable isotope-labeled internal standards (IS): d8-Val, d10-Allo-Ile, and d3-Leu. Branched-chain amino acids (BCAA) are extracted from a 3/16-inch dried blood spot (DBS) using a methanol:water (50:50) solution containing the IS. The filter plate containing the DBS and the IS are placed on an orbital shaker for 30 minutes at ambient temperature. The blood spot eluate is centrifuged into a 96-well round-bottom plate, dried under nitrogen, and reconstituted in aqueous mobile phase. BCAA are separated and detected by liquid chromatography-tandem mass spectrometry in positive selected reaction monitoring mode.(Oglesbee D, Kramer K, Lacey J, et al: Second-tier test for quantification of alloisoleucine and branched-chain amino acids in dried blood spots to improve newborn screening of maple syrup urine disease [MSUD]. Clin Chem. 2008 Mar;54(3):542-549. doi: 10.1373/clinchem.2007.098434; Stroek K, Boelen A, Bouva MJ, et al: Evaluation of 11 years of newborn screening for maple syrup urine disease in the Netherlands and a systematic review of the literature: Strategies for optimization. JIMD Rep. 2020 May 13;54(1):68-78. doi: 10.1002/jmd2.12124) | 2 to 4 days | 1 year | This test was developed and its performance characteristics determined by Mayo Clinic in a manner consistent with CLIA requirements. It has not been cleared or approved by the US Food and Drug Administration. | 0381U | Branched-Chain Amino Acids, SC, BS | 94571-7 | BG780 | Patient Home Phone | 42077-8
FBNC1 | Brazil Nut Component rBer e 1 |  | ImmunoCAP FEIA | Yes | Brazil Nut Component rBer e 1 | Serum | Specimen Type: Serum Container/Tube: Red or SST Specimen Volume: 0.5 mL Collection Instructions: Draw blood in a plain red-top tube(s), serum gel tube is acceptable. Spin down and send 0.5 mL of serum refrigerated in a plastic vial. | 0.5 mL |  | <0.10 kU/L | Class IgE (kU/L) Comment 0 <0.10 Negative 0/1 0.10 - 0.34 Equivocal/Borderline 1 0.35 - 0.69 Low Positive 2 0.70 - 3.49 Moderate Positive 3 3.50 - 17.49 High Positive 4 17.50 - 49.99 Very High Positive 5 50.00 - 99.99 Very High Positive 6 >99.99 Very High Positive |  |  |  | 3 to 6 days |  |  | 86008 | Brazil Nut Component rBer e 1 | 64963-2 | Z5673 | Class | 103065-9
BRAZX | Brazil Nut Component, IgE, Serum | Evaluation of patients with suspected Brazil nut allergy to component Ber e 1 | Only orderable as a reflex. For more information see BRAZR / Brazil Nut, IgE, with Reflex to Brazil Nut Component, IgE, Serum. Fluorescent Enzyme Immunoassay (FEIA) | Yes | Brazil Nut Component, IgE, S | If the Brazil nut specific total IgE result is 0.10 kU/L or more, then the Brazil nut component (Ber e 1) test is performed at an additional charge. | Only orderable as a reflex. For more information see BRAZR / Brazil Nut, IgE, with Reflex to Brazil Nut Component, IgE, Serum Collection Container/Tube: Preferred:Serum gel Acceptable:Red top Submission Container/Tube:Plastic vial Specimen Volume:0.6 mL Collection Instructions:Centrifuge and aliquot serum into a plastic vial. | 0.4 mL | Allergies to tree nuts are relatively prevalent and can result in severe reactions. The main culprits in tree nut allergies include walnut, almond, pistachio, cashew, pecan, hazelnut, macadamia, Brazil nut, and pine nuts. Tree nut allergy often appears in young children and estimates of prevalence range from 0.1% to greater than 5% of the population, dependent on geographical region. In the case of nut-induced allergic reactions, as with many other foods, symptoms usually present within minutes of ingestion. Over 80% of reactions to tree nuts involve allergy related respiratory symptoms. Tree nut allergies are one of the most dangerous types of allergic reaction with 20% to 40% of cases of related anaphylaxis, and 70% to 90% of fatalities attributable to nut exposure (including peanut exposure). Allergy to Brazil nut has reported within the United States population. Among those suffering from tree-nut-allergic individuals, the prevalence of Brazil nut allergy is estimated to be 10% to 20%. Brazil nut allergy occurs primarily through oral ingestion. Following oral exposure, allergy may be associated with systemic reactions, including respiratory and urticaria, occasionally resulting in anaphylaxis. Ber e 1 is an abundant, heat and digestion resistant, storage protein component that is associated with systemic reactions to Brazil nuts. This major allergen component has been found to correlate with allergic symptoms. Exposure of the Ber e 1 at 100 degrees C for 20 minutes did not to reduce the potential allergenicity of the molecule. Immunological cross-reactivity has been reported between Brazil nut, hazelnut, cashew, pistachio, and almond, although cross reactivity with walnut, peanut, and coconut has also been reported. There is considerable homology between the 2S albumin of Brazil nut (Ber e 1) and other plant species, such as cottonseed, sunflower, rapeseed, castor bean, and sesame. Positive antibodies to total Brazil nuts may occur in cases of allergy to other Brazil nut storage proteins, profilins, or in the presence of cross-reacting carbohydrate determinants. | Class,IgE kU/L,Interpretation, 0,<0.10,Negative, 0/1,0.10-0.34,Borderline/Equivocal, 1,0.35-0.69,Equivocal, 2,0.70-3.49,Positive, 3,3.50-17.4,Positive, 4,17.5-49.9,Strongly positive, 5,50.0-99.9,Strongly positive, 6,> or =100,Strongly positive, | When detectable total Brazil nut IgE antibody is present (> or =0.10 IgE kUa/L), additional specific component IgE antibody testing will be performed. If a potential specific allergenic Brazil nut component IgE is detectable (> or =0.10 IgE kUa/L), an interpretive report will be provided. When the sample is negative for total Brazil nut IgE antibody (<0.10 IgE kUa/L), further testing for specific Brazil nut component IgE antibodies will not be performed. A negative IgE result for total Brazil nut antibody may indicate a lack of sensitization to the potential Brazil nut allergenic component. | Clinical correlation of results from in vitro IgE testing with patient history of allergic or anaphylactic responses to Brazil nuts is recommended. Negative results for IgE antibodies against Brazil nut extract or allergenic components do not completely exclude the possibility of clinically relevant allergic responses upon exposure. Positive results for IgE to Brazil nuts or any potential Brazil nut allergenic components are not diagnostic for allergy and only indicate patient may be sensitized to Brazil nuts or a cross-reactive allergen. Testing for IgE antibodies may not be useful in patients previously treated with immunotherapy to determine if residual clinical sensitivity exists or in patients whose medical management does not depend upon the identification of allergen specificity. False-positive results for IgE antibodies may occur in patients with markedly elevated serum IgE (>2500 kU/L) due to nonspecific binding to allergen solid phases. Cross-reacting carbohydrate determinants may also result in positive total Brazil nut specific IgE testing. | 1. Salo PM, Arbes SJ Jr, Jaramillo R, et al. Prevalence of allergic sensitization in the United States: results from the National Health and Nutrition Examination Survey (NHANES) 2005-2006. J Allergy Clin Immunol. 2014;134(2):350-359. doi:10.1016/j.jaci.2013.12.1071 2. Waserman S, Watson W. Food allergy. Allergy Asthma Clin Immuno. 2011;7 Suppl 1(Suppl 1):S7 3. Abrams EM, Sicherer SH. Diagnosis and management of food allergy. CMAJ. 2016;188(15):1087-1093 4. Weinberger T, Sicherer S. Current perspectives on tree nut allergy: a review. J Asthma Allergy. 2018;11:41-51 5. Lomas JM, Jarvinen KM. Managing nut-induced anaphylaxis: challenges and solutions.J Asthma Allergy. 2015; 8:115-123 6. Maloney J, et al. The use of serum-specific IgE measurements for the diagnosis of peanut, tree nut, and seed allergy. J Allergy Clin Immunol. 2008;122(1):145-51 7. Sicherer SH, Burks AW, Sampson HA. Clinical features of acute allergic reactions to peanut and tree nuts in children. Pediatrics. 1998;102(1):e6 8. Crespo JF, James JM. Fernandez C, Rodriguez J. Food allergy: Nuts and tree nuts. Br J Nutr. 2006;96 Suppl 2:S95-102 9. Yang L, Clements S, Joks R. A retrospective study of peanut and tree nut allergy: Sensitization and correlations with clinical manifestations. [published online ahead of print, 2015 Feb 27]. Allergy Rhinol (Providence). 2015;doi:10.2500/ar.20105.6.0108 10. Masthoff L, Hoff R, Verhoeckx KC, et al. A systematic review of the effect of thermal processing on the allergenicity of tree nuts. Allergy. 2013;3;68(8):983-993 11. Borja JM, Bartolome B, Gomez E, Galindo PA, Feo F. Anaphylaxis from Brazil nut. Allergy. 1999;54(9):1007-1008 12. Mazokopakis EE, Liontiris MI. Commentary: Health concerns of Brazil nut consumption. J Altern Complement Med. 2018;24(1):3-6 13.McWilliam V, Koplin J, Lodge C, Tang M, Dharmage S, Allen K. The prevalence of tree nut allergy: A systematic review. Curr Allergy Asthma Rep. 2015;15(9):54. 14.Rayes H, Raza AA, Williams A, Matthews S, Arshad SH. Specific IgE to recombinant protein (Ber e 1) for the diagnosis of Brazil nut allergy. Clin Exp Allergy. 2016;46(4):654-656. 15.Pastorello EA, Farioli L, Pravettoni V, Ispano M, Conti A, Ansaloni R, et al. Sensitization to the major allergen of Brazil nut is correlated with the clinical expression of allergy. J Allergy Clin Immunol. 1998;102(6 Pt 1):1021-1027. 16. Moreno FJ, Clemente A. 2S Albumin storage proteins: What makes them food allergens? Open Biochem J. 2008;2:16-28 | Specific IgE from the patient's serum reacts with the allergen of interest, which is covalently coupled to an ImmunoCAP. After washing away nonspecific IgE, enzyme-labeled anti-IgE antibody is added to form a complex. After incubation, unbound anti-IgE is washed away, and the bound complex is then incubated with a developing agent. After stopping the reaction, the fluorescence of the eluate is measured. Fluorescence is proportional to the amount of specific IgE present in the patient's sample (ie, the higher the fluorescence value, the more IgE antibody is present).(Package insert: ImmunoCAP System Specific IgE FEIA. Rev 06/2020) | Same day/1 to 3 days | 14 days | This test has been cleared, approved, or is exempt by the US Food and Drug Administration and is used per manufacturer's instructions. Performance characteristics were verified by Mayo Clinic in a manner consistent with CLIA requirements. | 86008 | Brazil Nut Component, IgE, S | 64963-2 | E1BER | Ber e 1 (Brazil Nut), IgE, S | 64963-2
BRAZR | Brazil Nut, IgE with Reflex to Brazil Nut Component, IgE, Serum | Evaluation of patients with suspected Brazil nut allergy | Fluorescent Enzyme Immunoassay (FEIA) | Yes | Brazil Nut Component Reflex, S | Testing begins with analysis of Brazil nut-specific total IgE. If the Brazil nut-specific total IgE result is negative (<0.10 kU/L), testing is complete. | Collection Container/Tube: Preferred:Serum gel Acceptable:Red top Submission Container/Tube:Plastic vial Specimen Volume:0.6 mL Collection Instructions:Centrifuge and aliquot serum into a plastic vial. | 0.4 mL | Allergies to tree nuts are relatively prevalent and can result in severe reactions. The main culprits in tree nut allergies include walnut, almond, pistachio, cashew, pecan, hazelnut, macadamia, Brazil nut, and pine nuts. Tree nut allergy often appears in young children and estimates of prevalence range from 0.1% to greater than 5% of the population, dependent on geographical region. In the case of nut-induced allergic reactions, as with many other foods, symptoms usually present within minutes of ingestion. Over 80% of reactions to tree nuts involve allergy related respiratory symptoms. Tree nut allergies are one of the most dangerous types of allergic reaction with 20% to 40% of cases of related anaphylaxis, and 70% to 90% of fatalities attributable to nut exposure (including peanut exposure). Allergy to Brazil nut has reported within the United States population. Among those suffering from tree-nut-allergic individuals, the prevalence of Brazil nut allergy is estimated to be 10% to 20%. Brazil nut allergy occurs primarily through oral ingestion. Following oral exposure, allergy may be associated with systemic reactions, including respiratory and urticaria, occasionally resulting in anaphylaxis. Ber e 1 is an abundant, heat and digestion resistant, storage protein component that is associated with systemic reactions to Brazil nuts. This major allergen component has been found to correlate with allergic symptoms. Exposure of the Ber e 1 at 100 degrees C for 20 minutes did not to reduce the potential allergenicity of the molecule. Immunological cross-reactivity has been reported between Brazil nut, hazelnut, cashew, pistachio, and almond, although cross reactivity with walnut, peanut, and coconut has also been reported. There is considerable homology between the 2S albumin of Brazil nut (Ber e 1) and other plant species, such as cottonseed, sunflower, rapeseed, castor bean, and sesame. Positive antibodies to total Brazil nuts may occur in cases of allergy to other Brazil nut storage proteins, profilins, or in the presence of cross-reacting carbohydrate determinants. | Class,IgE kU/L,Interpretation, 0,<0.10,Negative, 0/1,0.10-0.34,Borderline/Equivocal, 1,0.35-0.69,Equivocal, 2,0.70-3.49,Positive, 3,3.50-17.4,Positive, 4,17.5-49.9,Strongly positive, 5,50.0-99.9,Strongly positive, 6,> or =100,Strongly positive, | When detectable total Brazil nut IgE antibody is present (> or =0.10 IgE kUa/L), additional specific component IgE antibody testing will be performed. If a potential specific allergenic Brazil nut component IgE is detectable (> or =0.10 IgE kUa/L), an interpretive report will be provided. When the sample is negative for total Brazil nut IgE antibody (<0.10 IgE kUa/L), further testing for specific Brazil nut component IgE antibodies will not be performed. A negative IgE result for total Brazil nut antibody may indicate a lack of sensitization to the potential Brazil nut allergenic component. | Clinical correlation of results from in vitro IgE testing with patient history of allergic or anaphylactic responses to Brazil nuts is recommended. Negative results for IgE antibodies against Brazil nut extract or allergenic components do not completely exclude the possibility of clinically relevant allergic responses upon exposure. Positive results for IgE to Brazil nuts or any potential Brazil nut allergenic components are not diagnostic for allergy and only indicate patient may be sensitized to Brazil nuts or a cross-reactive allergen. Testing for IgE antibodies may not be useful in patients previously treated with immunotherapy to determine if residual clinical sensitivity exists or in patients whose medical management does not depend upon the identification of allergen specificity. False-positive results for IgE antibodies may occur in patients with markedly elevated serum IgE (>2500 kU/L) due to nonspecific binding to allergen solid phases. Cross-reacting carbohydrate determinants may also result in positive total Brazil nut-specific IgE testing. | 1. Salo PM, Arbes SJ Jr, Jaramillo R, et al. Prevalence of allergic sensitization in the United States: results from the National Health and Nutrition Examination Survey (NHANES) 2005-2006. J Allergy Clin Immunol. 2014;134(2):350-359. doi:10.1016/j.jaci.2013.12.1071 2. Waserman S, Watson W. Food allergy. Allergy Asthma Clin Immuno. 2011;7 Suppl 1(Suppl 1):S7 3. Abrams EM, Sicherer SH. Diagnosis and management of food allergy. CMAJ. 2016;188(15):1087-1093 4. Weinberger T, Sicherer S. Current perspectives on tree nut allergy: a review. J Asthma Allergy. 2018;11:41-51 5. Lomas JM, Jarvinen KM. Managing nut-induced anaphylaxis: challenges and solutions. J Asthma Allergy. 2015; 8:115-123 6. Maloney J, et al. The use of serum-specific IgE measurements for the diagnosis of peanut, tree nut, and seed allergy. J Allergy Clin Immunol. 2008;122(1):145-51 7. Sicherer SH, Burks AW, Sampson HA. Clinical features of acute allergic reactions to peanut and tree nuts in children. Pediatrics. 1998;102(1):e6 8. Crespo JF, James JM. Fernandez C, Rodriguez J. Food allergy: Nuts and tree nuts. Br J Nutr. 2006;96 Suppl 2:S95-102 9. Yang L, Clements S, Joks R. A retrospective study of peanut and tree nut allergy: Sensitization and correlations with clinical manifestations. [published online ahead of print, 2015 Feb 27]. Allergy Rhinol (Providence). 2015;doi:10.2500/ar.20105.6.0108 10. Masthoff L, Hoff R, Verhoeckx KC, et al. A systematic review of the effect of thermal processing on the allergenicity of tree nuts. Allergy. 2013;3;68(8):983-993 11. Borja JM, Bartolome B, Gomez E, Galindo PA, Feo F. Anaphylaxis from Brazil nut. Allergy. 1999;54(9):1007-1008 12. Mazokopakis EE, Liontiris MI. Commentary: Health concerns of Brazil nut consumption. J Altern Complement Med. 2018;24(1):3-6 13.McWilliam V, Koplin J, Lodge C, Tang M, Dharmage S, Allen K. The prevalence of tree nut allergy: A systematic review. Curr Allergy Asthma Rep. 2015;15(9):54. 14.Rayes H, Raza AA, Williams A, Matthews S, Arshad SH. Specific IgE to recombinant protein (Ber e 1) for the diagnosis of Brazil nut allergy. Clin Exp Allergy. 2016;46(4):654-656. 15.Pastorello EA, Farioli L, Pravettoni V, Ispano M, Conti A, Ansaloni R, et al. Sensitization to the major allergen of Brazil nut is correlated with the clinical expression of allergy. J Allergy Clin Immunol. 1998;102(6 Pt 1):1021-1027. 16. Moreno FJ, Clemente A. 2S Albumin storage proteins: What makes them food allergens? Open Biochem J. 2008;2:16-28 | Specific IgE from the patient's serum reacts with the allergen of interest, which is covalently coupled to an ImmunoCAP. After washing away nonspecific IgE, enzyme-labeled anti-IgE antibody is added to form a complex. After incubation, unbound anti-IgE is washed away, and the bound complex is then incubated with a developing agent. After stopping the reaction, the fluorescence of the eluate is measured. Fluorescence is proportional to the amount of specific IgE present in the patient's sample (ie, the higher the fluorescence value, the more IgE antibody is present).(Package insert: ImmunoCAP System Specific IgE FEIA. Phadia; Rev 06/2020) | Same day/1 to 3 days | 14 days | This test has been cleared, approved, or is exempt by the US Food and Drug Administration and is used per manufacturer's instructions. Performance characteristics were verified by Mayo Clinic in a manner consistent with CLIA requirements. | 86003 | Brazil Nut Component Reflex, S | 6050-9 | BRAZ1 | Brazil Nut, IgE, S | 6050-9
BRAZ | Brazil Nut, IgE, Serum | Establishing a diagnosis of an allergy to Brazil nut Defining the allergen responsible for eliciting signs and symptoms Identifying allergens: -Responsible for allergic response and/or anaphylactic episode -To confirm sensitization prior to beginning immunotherapy -To investigate the specificity of allergic reactions to insect venom allergens, drugs, or chemical allergens | Fluorescence Enzyme Immunoassay (FEIA) | Yes | Brazil Nut, IgE | Serum | Collection Container/Tube: Preferred:Serum gel Acceptable:Red top Submission Container/Tube:Plastic vial Specimen Volume:0.5 mL for every 5 allergens requested Collection Instructions:Centrifuge and aliquot serum into a plastic vial. | For 1 allergen: 0.3 mL For more than 1 allergen: (0.05 mL x number of allergens) + 0.25 mL deadspace | Clinical manifestations of immediate hypersensitivity (allergic) diseases are caused by the release of proinflammatory mediators (histamine, leukotrienes, and prostaglandins) from IgE-sensitized effector cells (mast cells and basophils) when cell-bound IgE antibodies interact with an allergen. In vitro serum testing for IgE antibodies provides an indication of the immune response to allergens that may be associated with allergic disease. The allergens chosen for testing often depend upon the age of the patient, history of allergen exposure, season of the year, and clinical manifestations. In individuals predisposed to develop allergic disease, the sequence of sensitization and clinical manifestations proceed as follows: eczema and respiratory disease (rhinitis and bronchospasm) in infants and children less than 5 years due to food sensitivity (milk, egg, soy, and wheat proteins) followed by respiratory disease (rhinitis and asthma) in older children and adults due to sensitivity to inhalant allergens (dust mite, mold, and pollen inhalants). | Class,IgE kU/L,Interpretation, 0,<0.10,Negative, 0/1,0.10-0.34,Borderline/equivocal, 1,0.35-0.69,Equivocal, 2,0.70-3.49,Positive, 3,3.50-17.4,Positive, 4,17.5-49.9,Strongly positive, 5,50.0-99.9,Strongly positive, 6,> or =100,Strongly positive, | Detection of IgE antibodies in serum (class 1 or greater) indicates an increased likelihood of allergic disease as opposed to other etiologies and defines the allergens that may be responsible for eliciting signs and symptoms. The level of IgE antibodies in serum varies directly with the concentration of IgE antibodies expressed as a class score or kU/L. | Testing for IgE antibodies is not useful in patients previously treated with immunotherapy to determine if residual clinical sensitivity exists or in patients in whom the medical management does not depend upon identification of allergen specificity. Some individuals with clinically insignificant sensitivity to allergens may have measurable levels of IgE antibodies in serum, and test results must be interpreted in the clinical context. False-positive results for IgE antibodies may occur in patients with markedly elevated serum IgE (>2500 kU/L) due to nonspecific binding to allergen solid phases. | Homburger HA, Hamilton RG: Allergic diseases. In: McPherson RA, Pincus MR, eds. Henry's Clinical Diagnosis and Management by Laboratory Methods. 23rd ed. Elsevier; 2017:1057-1070 | Specific IgE from the patient's serum reacts with the allergen of interest, which is covalently coupled to an ImmunoCAP. After washing away nonspecific IgE, enzyme-labeled anti-IgE antibody is added to form a complex. After incubation, unbound anti-IgE is washed away, and the bound complex incubated with a developing agent. After stopping the reaction, the fluorescence of the eluate is measured. Fluorescence is proportional to the amount of specific IgE present in the patient's sample (ie, the higher the fluorescence value, the more IgE antibody is present).(Package insert: ImmunoCAP System Specific IgE FEIA. Phadia; Rev 06/2020) | Same day/1 to 3 days | 14 days | This test has been cleared, approved, or is exempt by the US Food and Drug Administration and is used per manufacturer's instructions. Performance characteristics were verified by Mayo Clinic in a manner consistent with CLIA requirements. | 86003 | Brazil Nut, IgE | 6050-9 | BRAZ | Brazil Nut, IgE | 6050-9
BRCAT | BRCA1/2 Mutation Analysis, Next-Generation Sequencing, Tumor | Identifying specific mutations within theBRCA1andBRCA2genes known to be associated with response to PARP inhibitors and sensitivity to platinum-based therapy This test isnot intended forthe evaluation of patients suspected of having inherited or germlineBRCA1orBRCA2mutations. | Sequence Capture and Targeted Next-Generation Sequencing (NGS) | Yes | BRCA1/2 Mutation Analysis, Tumor | When this test is ordered, slide review will always be performed at an additional charge. | This assay requires at least 20% tumor nuclei. -Preferred amount of tumor area with sufficient percent tumor nuclei: tissue 216 mm(2) -Minimum amount of tumor area: tissue 36 mm(2) -These amounts are cumulative over up to 10 unstained slides and must have adequate percent tumor nuclei. -Tissue fixation: 10% neutral buffered formalin, not decalcified -For specimen preparation guidance, seeTissue Requirement for Solid Tumor Next-Generation Sequencing. In this document, the sizes are given as 4 mm x 4 mm x 10 slides as preferred: approximate/equivalent to 144 mm(2) and the minimum as 3 mm x 1 mm x 10 slides: approximate/equivalent to 36 mm(2). Preferred: Specimen Type:Tissue block Collection Instructions: Submit a formalin-fixed, paraffin-embedded tissue block with acceptable amount of tumor tissue. Acceptable: Specimen Type:Tissue slides Slides: 1 Stained and 10 unstained Collection Instructions: Submit 1 slide stained with hematoxylin and eosin and 10 unstained, nonbaked slides with 5-micron thick sections of the tumor tissue. Note:The total amount of required tumor nuclei can be obtained by scraping up to 10 slides from the same block. Additional Information: Unused unstained slides will not be returned. Specimen Type:Cytology slides (direct smears or ThinPrep) Slides:1 to 3 Slides Collection Instructions:Submit 1 to 3 slides stained and coverslipped with a preferred total of 5000 nucleated cells, or a minimum of at least 3000 nucleated cells. Note:Glass coverslips are preferred; plastic coverslips are acceptable but will result in longer turnaround times. Additional Information: Cytology slides will not be returned. | See Specimen Required | Studies have shown that somatic mutations in theBRCA1andBRCA2genes are clinically relevant in the selection of therapy for patients diagnosed with cancer. Patients with ovarian, breast, prostate, and pancreatic tumors that harbor a somaticBRCAmutation may respond to treatment with PARP (poly [ADP-ribose] polymerase) inhibitors and be sensitive to platinum-based therapy. | An interpretive report will be provided. | The interpretation of molecular biomarker analysis includes an overview of the results and the associated diagnostic, prognostic, and therapeutic implications. | This test cannot differentiate between somatic and germline alterations. Additional testing may be necessary to clarify the significance of results if there is a potential hereditary risk. DNA variants of uncertain significance may be identified. A negative result does not rule out the presence of a variant that may be present but below the limits of detection of this assay. The analytical sensitivity of this assay for sequence reportable alterations is 5% mutant allele frequency with a minimum coverage of 500X in a sample with 20% or more tumor content. Point mutations and small deletion-insertion mutations will be detected in theBRCA1andBRCA2genes only. This test may detect single exon deletions but does not detect multiexon deletions, duplications, or genomic copy number variants. Variant allele frequency (VAF) is the percentage of sequencing reads supporting a specific variant divided by the total sequencing reads at that position. In somatic testing, VAF should be interpreted in the context of several factors including, but not limited to: tumor purity/heterogeneity/copy number status (ploidy, gains/losses, loss of heterozygosity) and sequencing artifact/misalignment.(1,2) Rare polymorphisms may be present that could lead to false-negative or false-positive results. The presence or absence of a variant may not predict response to therapy in all patients. Test results should be interpreted in the context of clinical, tumor sampling, histopathological, and other laboratory data. If results obtained do not match other clinical or laboratory findings, contact the laboratory for discussion. Misinterpretation of results may occur if the information provided is inaccurate or incomplete. Reliable results are dependent on adequate specimen collection and processing. This test has been validated on cytology slides and formalin-fixed, paraffin-embedded tissues; other types of fixatives are discouraged. Improper treatment of tissues, such as decalcification, may cause polymerase chain reaction failure. | 1. Strom SP. Current practices and guidelines for clinical next-generation sequencing oncology testing. Cancer Biol Med. 2016;13(1):3-11. doi:10.28092/j.issn.2095-3941.2016.0004 2. Spurr L, Li M, Alomran N, et al. Systematic pan-cancer analysis of somatic allele frequency. Sci Rep. 2018;8(1):7735. Published 2018 May 16. doi:10.1038/s41598-018-25462-0 3. US Food and Drug Administration (FDA): Table of Pharmacogenomic Biomarkers in Drug Labeling. Updated Febuary 10, 2023, Accessed July 31, 2023. Available at www.fda.gov/drugs/science-and-research-drugs/table-pharmacogenomic-biomarkers-drug-labeling 4. Petrucelli N, Daly MB, Pal T: BRCA1- and BRCA2-associated hereditary breast and ovarian cancer. In: Adam MP, Everman DB, Mirzaa GM, et al, eds. GeneReviews [Internet]. University of Washington, Seattle; 1998. Updated May 26, 2022. Accessed July 31, 2023. Available atwww.ncbi.nlm.nih.gov/books/NBK1247/ 5. Tung, NM, Garber, JE. BRCA1/2 testing: therapeutic implications for breast cancer management. Br J Cancer. 2018l;119(2):141-152. doi: 10.1038/s41416-018-0127-5 | Next-generation sequencing is performed to evaluate the presence of a mutation in all coding regions of theBRCA1andBRCA2genes.SeeTargeted Genes and Methodology Details for BRCA1/2 Mutation Analysisfor details regarding the targeted gene regions evaluated by this test.(Unpublished Mayo method) A pathology review and macro dissection to enrich for tumor cells are performed prior to slide scraping | 12 to 20 days | FFPE tissue block: Unused portions of blocks will be returned within 10-14 days after testing is complete; FFPE tissue/cytology slides: Unused slides are stored indefinitely; Digital images are obtained and stored for all slides used in testing. | This test was developed and its performance characteristics determined by Mayo Clinic in a manner consistent with CLIA requirements. It has not been cleared or approved by the US Food and Drug Administration. | 88381 - Microdissection, manual81163 | BRCA1/2 Mutation Analysis, Tumor | 59041-4 | 617896 | Released By | 18771-6
HBOCZ | BRCA1/BRCA2 Genes, Full Gene Analysis, Varies | Evaluating patients with a personal or family history suggestive of hereditary breast and ovarian cancer (HBOC) syndrome Establishing a diagnosis of HBOC syndrome allowing for targeted cancer surveillance based on associated risks Identifying variants within genes known to be associated with increased risk for HBOC syndrome allowing for predictive testing of at-risk family members Therapeutic eligibility including poly adenosine diphosphate-ribose polymerase inhibitors in select cancer types | Sequence Capture and Targeted Next-Generation Sequencing followed by Polymerase Chain Reaction (PCR) and Sanger Sequencing | Yes | BRCA1/2 Full Gene Analysis | For more information seeBreast, Gynecological and Prostate Cancer Testing Algorithm | Patient Preparation:A previous bone marrow transplant from an allogenic donor will interfere with testing. Call 800-533-1710 for instructions for testing patients who have received a bone marrow transplant. Specimen Type:Whole blood Container/Tube: Preferred:Lavender top (EDTA) or yellow top (ACD) Acceptable:Any anticoagulant Specimen Volume:3 mL Collection Instructions: 1. Invert several times to mix blood. 2. Send whole blood specimen in original tube.Do notaliquot. Specimen Stability Information:Ambient (preferred) 4 days/Refrigerated | 1 mL | Hereditary breast and ovarian cancer (HBOC) syndrome is an autosomal dominant hereditary cancer syndrome associated with germline variants in theBRCA1orBRCA2genes. Variants withinBRCA1andBRCA2account for the majority of hereditary breast and ovarian cancer families.(1,2) However, additional genes are known to be associated with hereditary breast and ovarian cancer syndromes. See BRGYP / Hereditary Breast/Gynecologic Cancer Panel, Varies. HBOC syndrome is predominantly characterized by early-onset breast and ovarian cancer. Individuals with breast and ovarian cancer are also at increased risks for prostate, pancreatic, and male breast cancers. Some individuals develop multiple primary or bilateral cancers.(1,2) Individuals with biallelic disease-causing variants inBRCA1andBRCA2are at risk for Fanconi anemia, an autosomal recessive bone marrow failure syndrome. Of note, there are several other genes known to cause Fanconi anemia.(1) The National Comprehensive Cancer Network and the American Cancer Society provide recommendations regarding the medical management of individuals with HBOC syndrome.(2-4) | An interpretive report will be provided. | All detected variants are evaluated according to American College of Medical Genetics and Genomics recommendations.(5) Variants are classified based on known, predicted, or possible pathogenicity and reported with interpretive comments detailing their potential or known significance. | Clinical Correlations: Test results should be interpreted in the context of clinical findings, family history, and other laboratory data. Misinterpretation of results may occur if the information provided is inaccurate or incomplete. If testing was performed because of a clinically significant family history, it is often useful to first test an affected family member. Detection of a reportable variant in an affected family member would allow for more informative testing of at-risk individuals. To discuss the availability of additional testing options or for assistance in the interpretation of these results, contact the Mayo Clinic Laboratories genetic counselors at 800-533-1710. Technical Limitations: Next-generation sequencing may not detect all types of genomic variants. In rare cases, false-negative or false-positive results may occur. The depth of coverage may be variable for some target regions; assay performance below the minimum acceptable criteria or for failed regions will be noted. Given these limitations, negative results do not rule out the diagnosis of a genetic disorder. If a specific clinical disorder is suspected, evaluation by alternative methods can be considered. There may be regions of genes that cannot be effectively evaluated by sequencing or deletion and duplication analysis as a result of technical limitations of the assay, including regions of homology, high guanine-cytosine (GC) content, and repetitive sequences. Confirmation of select reportable variants will be performed by alternate methodologies based on internal laboratory criteria. This test is validated to detect 95% of deletions up to 75 base pairs (bp) and insertions up to 47 bp. Deletions-insertions (delins)of 40 or more bp, including mobile element insertions, may be less reliably detected than smaller delins. Deletion/Duplication Analysis: This analysis targets single and multi-exon deletions/duplications; however, in some instances single exon resolution cannot be achieved due to isolated reduction in sequence coverage or inherent genomic complexity. Balanced structural rearrangements (such as translocations and inversions) may not be detected. This test is not designed to detect low levels of mosaicism or differentiate between somatic and germline variants. If there is a possibility that any detected variant is somatic, additional testing may be necessary to clarify the significance of results. For detailed information regarding gene specific performance and technical limitations, see Method Description or contact a laboratory genetic counselor at 800-533-1710. If the patient has had an allogeneic hematopoietic stem cell transplant or a recent blood transfusion, results may be inaccurate due to the presence of donor DNA. Call Mayo Clinic Laboratories for instructions for testing patients who have received a bone marrow transplant. Reclassification of Variants Policy: Currently, it is not standard practice for the laboratory to systematically review previously classified variants on a regular basis. The laboratory encourages healthcare providers to contact the laboratory at any time to learn how the classification of a particular variant may have changed over time. Variant Evaluation: Evaluation and categorization of variants are performed using published American College of Medical Genetics and Genomics and the Association for Molecular Pathology recommendations as a guideline.(5) Other gene-specific guidelines may also be considered. Variants are classified based on known, predicted, or possible pathogenicity and reported with interpretive comments detailing their potential or known significance. Variants classified as benign or likely benign are not reported. Multiple in silico evaluation tools may be used to assist in the interpretation of these results. The accuracy of predictions made by in silico evaluation tools is highly dependent upon the data available for a given gene, and periodic updates to these tools may cause predictions to change over time. Results from in silico evaluation tools should be interpreted with caution and professional clinical judgement. | 1. Petrucelli N, Daley MB, Pal T.BRCA1-andBRCA2-associated hereditary breast and ovarian cancer. In: Adams MP, Everman DB, Mirzaa GM, et al, eds. GeneReviews [Internet]. University of Washington, Seattle; 1998. Updated May 26, 2022. Accessed June 28, 2023. Available at www.ncbi.nlm.nih.gov/books/NBK1247/ 2. Daly MB, Pal T, Berry M, et al. NCCN Guidelines Insights: Genetic/familial high-risk assessment: breast, ovarian, and pancreatic, version 2.2021. J Natl Compr Canc Netw. 2021;19(1):77-102 3. Saslow D, Boetes C, Burke W, et al. American Cancer Society guidelines for breast screening with MRI as an adjunct to mammography. CA Cancer J Clin. 2007;57(2):75-89 4. Smith RA, Andrews KS, Brooks D, et al. Cancer screening in the United States, 2019: A review of current American Cancer Society guidelines and current issues in cancer screening. CA Cancer J Clin. 2019;69(3):184-210 5. Richards S, Aziz N, Bale S, et al. Standards and guidelines for the interpretation of sequence variants: a joint consensus recommendation of the American College of Medical Genetics and Genomics and the Association for Molecular Pathology. Genet Med. 2015;17(5):405-424 | Next-generation sequencing (NGS) and/or Sanger sequencing are performed to test for the presence of variants in coding regions and intron/exon boundaries of theBRCA1andBRCA2genes, as well as some other regions that have known disease-causing variants. The human genome reference GRCh37/hg19 build was used for sequence read alignment. At least 99% of the bases are covered at a read depth over 30X. Sensitivity is estimated at above 99% for single nucleotide variants, above 94% for deletion-insertions (delins) less than 40 base pairs (bp), above 95% for deletions up to 75 bp and insertions up to 47 bp. NGS and/or a polymerase chain reaction-based quantitative method is performed to test for the presence of deletions and duplications in the genes analyzed. There may be regions of the genes that cannot be effectively evaluated by sequencing or deletion and duplication analysis as a result of technical limitations of the assay, including regions of homology, high guanine-cytosine (GC) content, and repetitive sequences. The reference transcript forBRCA1gene is NM_007294.4. The reference transcript forBRCA2gene is NM_000059.3. Reference transcript numbers may be updated due to transcript re-versioning. Always refer to the final patient report for gene transcript information referenced at the time of testing.(Unpublished Mayo method) Confirmation of select reportable variants may be performed by alternate methodologies based on internal laboratory criteria. | 21 days to 28 days | Whole blood: 2 weeks (if available); Extracted DNA: 3 months | This test was developed and its performance characteristics determined by Mayo Clinic in a manner consistent with CLIA requirements. It has not been cleared or approved by the US Food and Drug Administration. | 81162 | BRCA1/2 Full Gene Analysis | 94191-4 | 614730 | Released By | 18771-6
C2729 | Breast Carcinoma-Associated Antigen, Serum | Aiding in the management of breast cancer in patients with metastatic disease by monitoring the progression or regression of disease in response to treatment Serial testing in women with prior stage II or III breast cancer who are clinically free of disease May be useful forpredicting early recurrence of disease in women with treated carcinoma of the breast This test isnot useful forscreening women for or diagnosis of carcinoma of the breast. | Chemiluminometric Immunoassay | Yes | Breast Carcinoma Assoc Ag(CA 27.29) | Serum | Supplies:Sarstedt Aliquot Tube, 5 mL (T914) Collection Container/Tube: Preferred:Serum gel Acceptable:Red top Submission Container/Tube:Plastic vial Specimen Volume:0.5 mL Collection Instructions: 1. Within 2 hours of collection, centrifuge and aliquot serum into a plastic vial.Specimens that have not been aliquoted will be canceled. 2. Send refrigerated. | 0.25 mL | Carcinoma of the breast is the most prevalent form of cancer in women. These tumors often produce mucinous antigens, which are large-molecular-weight glycoproteins with O-linked oligosaccharide chains. Monoclonal antibodies directed against these antigens have been developed, and several immunoassays are available to quantitate the levels of tumor-associated mucinous antigens in serum. The antibodies recognize epitopes of a breast cancer-associated antigen encoded by the human mucin 1 (MUC-1) gene, which is known by several names including MAM6, milk mucin antigen, cancer antigen (CA) 27.29, and CA 15-3. While CA 27.29 is expressed at the apical surface of normal epithelial cells, it is present throughout malignant epithelial cells of the breast, lung, ovary, pancreas, and other sites. The cancer-associated form of the antigen is less extensively glycosylated than the normal form and more specific for tumor cells. | Males > or =18 years: < or =38.0 U/mL (use not defined) Females > or =18 years: < or =38.0 U/mL Reference values have not been established for patients who are younger than 18 years of age. Serum markers are not specific for malignancy, and values may vary by method. | Increased levels of cancer-associated antigen (CA 27.29) (>38 U/mL) may indicate recurrent disease in a woman with treated breast carcinomaand may be useful as an indication that additional tests or procedures should be performed to confirm recurrence. | Measurement of CA 27.29 is not useful to screen women for carcinoma of the breast. It isnot intendedas a screening test or for diagnosis. Testing for CA 27.29 should be performed in conjunction with other clinical methods used for the early detection of recurrence. Normal concentrations of CA 27.29 do not always preclude the presence of disease. Do not interpret concentrations of CA 27.29 as absolute evidence of the presence or the absence of malignant disease. Before treatment, patients with confirmed breast carcinoma frequently have concentrations of CA 27.29 within the range observed in healthy individuals. Additionally, elevated concentrations of CA 27.29 can be observed in patients with nonmalignant diseases. Measurements of CA 27.29 should always be used in conjunction with other diagnostic procedures, including information from the patient's clinical evaluation. This test provides results on female patients only at this time. Exercise caution when interpreting ADVIA Centaur BR 27.29 concentrations during pregnancy. Heterophilic antibodies in human serum can react with reagent immunoglobulins, interfering with in vitro immunoassays. Some patients who have been exposed to mouse antigens, either in the environment or as part of treatment or imaging procedure, may have circulating antimouse antibodies present. These antibodies may interfere with the assay reagents to produce unreliable CA 27.29 results. The testing method is a chemiluminometric immunoassay manufactured by Siemens and performed on the Siemen's Advia Centaur. Values obtained with different assay methods or kits may be different and cannot be used interchangeably. Test results cannot be interpreted as absolute evidence for the presence or absence of malignant disease. | 1. Bon GG, von Mensdorff-Pouilly S, Kenemans P, van Kamp GJ, Verstraeten RA, Hilgers J. Clinical and technical evaluation of ACS BR serum assay of MUC1 gene-derived glycoprotein in breast cancer, and comparison with CA 15-3 assays. Clin Chem. 1997;43(4):585-593 2. Chan DW, Beveridge RA, Muss H. Use of Truquant BR radioimmunoassay for early detection of breast cancer recurrence in patients with stage II and stage III disease. J Clin Oncol. 1997;15(6):2322-2328 3. Lin DC, Genzen JR. Concordance analysis of paired cancer antigen (CA) 15-3 and 27.29 testing. Breast Cancer Res Treat. 2018;167(1):269-276 | Cancer antigen (CA) 27.29 is measured using an automated, competitive, chemiluminescent immunoassay. The signal (Lite) reagent is a monoclonal antibody specific for CA 27.29, which is labeled with acridinium ester. Purified CA 27.29 antigen attached to paramagnetic particles (solid phase) competes with the antigen in the specimen for binding to the monoclonal antibody. An inverse relationship exists between the amount of CA 27.29 in the patient specimen and the amount of relative light units detected by the system.(Package insert: Advia Centaur XPT CA 27.29. Siemens Healthcare Diagnostics Inc.; 11206409_EN Rev. 22, 10/2022) | Same day/1 to 3 days | 3 days | This test has been cleared, approved, or is exempt by the US Food and Drug Administration and is used per manufacturer's instructions. Performance characteristics were verified by Mayo Clinic in a manner consistent with CLIA requirements. | 86300 | Breast Carcinoma Assoc Ag(CA 27.29) | 17842-6 | C2729 | Breast Carcinoma Assoc Ag(CA 27.29) | 17842-6
BRG1 | BRG1 (SMARCA4) Immunostain, Technical Component Only | Diagnosing ovarian small cell carcinoma of hypercalcemic type (SCCOHT) | Immunohistochemistry (IHC) | Yes | BRG1 (SMARCA4) IHC, Tech Only | For the initial technical component only immunohistochemical (IHC) stain performed, the appropriate bill-only test ID will be reflexed and charged (IHTOI). For each additional technical component only IHC stain performed, an additional bill-only test ID will be reflexed and charged (IHTOA). | Supplies:Immunostain Technical Only Envelope (T693) Specimen Type:Tissue Container/Tube:Immunostain Technical Only Envelope Preferred:2 Unstained positively charged glass slide (25- x 75- x 1-mm) per test ordered; sections 4-microns thick Acceptable:Formalin-fixed, paraffin-embedded (FFPE) tissue block |  | BRG1 (SMARCA4) is a member of the switch/sucrose non-fermentable (SWI/SNF) chromatin remodeling complex. Biallelic mutations inBRG1(SMARCA4) have been reported in ovarian small cell carcinoma of hypercalcemic type (SCCOHT), amongst other tumors. Tumors with these mutations demonstrate a loss of BRG1 protein expression in the nucleus. SCCOHT is difficult to diagnose and loss of BRG1 expression can help in differentiating SSCOHT from its mimics including other primary or metastatic tumors of the ovaries. |  | This test does not include pathologist interpretation, only technical performance of the stain. If interpretation is required, order PATHC / Pathology Consultation for a full diagnostic evaluation or second opinion of the case. The positive and negative controls are verified as showing appropriate immunoreactivity. If a control tissue is not included on the slide, a scanned image of the relevant quality control tissue is available upon request; call 855-516-8404. Interpretation of this test should be performed in the context of the patient's clinical history and other diagnostic tests by a qualified pathologist. | Loss of BRG1 expression as determined by immunohistochemistry is not able to differentiate between germline and somatic mutations. Age of a cut paraffin section can affect immunoreactivity. Stability thresholds vary widely among published literature and are antigen dependent. Best practice is for paraffin sections to be cut within 6 weeks. | 1. Clarke BA, Witkowski L, Ton Nu TN, et al. Loss of SMARCA4 (BRG1) protein expression as determinded by immunohistochemistry in small cell carcinoma of the ovary, hypercalcemic type distinguishes these tumors from their mimics. Histopathology 2016;69(5):727-7382. Conlon N, Silva A, Guerra E, et al. Loss of SMARCA4 expression is both sensitive and specific for the diagnosis of small cell carcinoma of ovary, hypercalcemic type. Am J Pathol. 2016;40:395-403 3. Karanian-Philippe M, Velasco V, Longy M, et al. SMARCA4 (BRG1) loss of expression is a useful marker for the diagnosis of ovarian small cell carcinoma of the hypercalcemic type (ovarian rhabdoid tumor). Am J Surg Pathol 2015;39(9):1197-1205 4. Ramos P, Karnezis AN, Craig DW, et al. Small cell carcinoma of the ovary, hypercalcemic type, displays frequent inactivating germline and somatic mutations in SMARCA4. Nat Genet. 2014;46(5):427-430 5. Magaki S, Hojat SA, Wei B, So A, Yong WH. An introduction to the performance of immunohistochemistry. Methods Mol Biol. 2019;1897:289-298. doi:10.1007/978-1-4939-8935-5_25 | Immunohistochemistry on sections of paraffin-embedded tissue.(Unpublished Mayo method) | 1 to 3 days | Until staining is complete. | This test has been cleared, approved, or is exempt by the US Food and Drug Administration and is used per manufacturer's instructions. Performance characteristics were verified by Mayo Clinic in a manner consistent with CLIA requirements. | 88342-TC, primary88341-TC, if additional IHC | BRG1 (SMARCA4) IHC, Tech Only | Order only;no result | 71541 | BRG1 (SMARCA4) IHC, Tech Only | Bill only; no result
BRIVA | Brivaracetam, Plasma | Assessing compliance and toxicity for brivaracetam | Liquid Chromatography-Tandem Mass Spectrometry (LC-MS/MS) | Yes | Brivaracetam, P | Plasma EDTA | Supplies:Sarstedt Aliquot Tube 5 mL (T914) Collection Container/Tube: Preferred:Lavender top (K2 EDTA) Acceptable:Lavender top (K3 EDTA), green top (sodium or lithium heparin), light-blue top (sodium citrate) Submission Container/Tube:Plastic vial Specimen Volume:1 mL Collection Instructions: 1. Draw blood immediately before next scheduled dose. 2.For sustained-release formulations only, draw blood a minimum of 12 hours after last dose. 3. Within 2 hours of collection, centrifuge and aliquot plasma into a plastic vial. | 0.5 mL | Brivaracetam is a newer antiepileptic drug, an analogue of levetiracetam, that is used as therapy for partial onset seizures in patients one month or older. It is available in both an oral and intravenous solution and oral tablet. When taken orally, it is rapidly and completely absorbed. It is primarily excreted through the renal system and has an elimination half-life of approximately nine hours. While the exact mechanism for brivaracetam's anticonvulsive effects is unknown, it has a high and selective binding affinity for synaptic vesicle protein 2A in the brain. The drug has a narrow therapeutic range and a wide interindividual variability in rate of elimination. Adults and children 16 years and older typically take 25 mg twice daily up to 100 mg twice daily. Trough therapeutic reference ranges in plasma have been reported between 0.5 to 0.9 mcg/mL (mg/L) with toxicity more common above 1.8 mcg/mL. The most common adverse effects include somnolence/sedation, dizziness, fatigue, and nausea/vomiting. Vertigo, balance disorder, fatigue, nausea, diplopia, anxiety, and bradycardia have also been reported following brivaracetam overdose. | 0.2-2.0 mcg/mL | The report is intended for use by a physician to determine if the patient is receiving a dose sufficient to achieve a therapeutic effect or to assess whether the patient is compliant with prescribed dose. The reference range represents the concentrations observed to be associated with greatest drug efficacy without side effects or toxicity. Most individuals display optimal response to brivaracetam with plasma levels 0.2 to 2.0 mcg/mL. Some individuals may respond well outside of this range or may display toxicity within the therapeutic range; thus, interpretation should include clinical evaluation. Toxic levels have not been well established. Therapeutic ranges are based on specimens collected at trough (ie, immediately before the next dose). | This test cannot be performed on whole blood. | 1. Patsalos PN, Spencer EP, Berry DJ. Therapeutic drug monitoring of antiepileptic drugs in epilepsy: A 2018 Update. Ther Drug Monit. 2018;40(5):526-548 2. Aalapati KK., Amit S, Patnaik, RS. Method development and validation of a novel UHPLC coupled with MS/MS system for the estimation of brivaracetam in human (K2EDTA) plasma samples and its application to pharmacokinetic study. Curr Pharm Anal. 2022;18.5:504-512 3. Hiemke C, Bergemann N, Clement HW, et al. Consensus guidelines for therapeutic drug monitoring in neuropsychopharmacology: Update 2017 [published correction appears in Pharmacopsychiatry. 2018 Jan;51(1-02):e1]. Pharmacopsychiatry. 2018;51(1-02):9-62 4. Khaleghi F, Nemec EC 2nd. Brivaracetam (Briviact): A novel adjunctive therapy for partial-onset seizures. P T. 2017;42(2):92-96 5. Mohamed S, Riva R, Contin M. Development and validation of an UHPLC-MS/MS assay for the therapeutic monitoring of brivaracetam plasma concentrations in patients with epilepsy. Ther Drug Monit. 2020;42(3):445-451 | The plasma sample is diluted in an acetonitrile internal standard. The protein precipitate is centrifuged, and a portion of the supernatant is diluted with mobile phase 1 for analysis using liquid chromatography tandem mass spectrometry.(Unpublished Mayo method) | Same day/1 to 2 days | 14 days | This test was developed and its performance characteristics determined by Mayo Clinic in a manner consistent with CLIA requirements. It has not been cleared or approved by the US Food and Drug Administration. | 80299 | Brivaracetam, P | 88894-1 | 620767 | Brivaracetam, P | 88894-1
BRBPS | Broad Range Bacterial PCR and Sequencing, Varies | Detecting and identifying bacteria (including mycobacteria) from normally sterile sources, including synovial fluid; body fluids such as pleural, peritoneal, and pericardial fluids, cerebrospinal fluid; and both fresh and formalin-fixed paraffin-embedded tissues This test isnot recommendedas a test of cure because nucleic acids may persist for long periods of time after successful treatment. | Polymerase Chain Reaction (PCR) followed by Sequencing | Yes | Broad Range Bacteria PCR+Sequencing | If polymerase chain reaction (PCR) testing is negative, no sequencing is performed, and the test is resulted as negative. | Fresh tissue is preferred over formalin-fixed, paraffin-embedded tissue. Submit only 1 of the following specimens: Preferred Specimen Type: Specimen Type:Fresh tissue or biopsy Sources:Normally sterile tissuesuch as bone, lymph node, joint, heart valve, brain, viscera, organ, lung, prostate Container/Tube:Sterile container Specimen Volume:Entire collection or 5 mm(3)-approximately the size of a pencil eraser Collection Instructions: 1. Collect fresh tissue specimen. 2. Submit tissue only, do not add fluid to tissue. 3. Freeze specimen. Specimen Stability Information:Frozen <21 days (preferred)/Refrigerated <21 days Alternate Specimen Type: Preferred: Paraffin-embedded tissue block: Supplies:Tissue Block Container (T553) Specimen Type:Formalin-fixed, paraffin-embedded (FFPE) tissue block Sources:Normally sterile or deep tissues such asbone, lymph node, joint, heart valve, brain, viscera, organ, lung, prostate Container/Tube:Tissue block Collection Instructions:Submit a formalin-fixed, paraffin-embedded tissue block to be cut and returned. Specimen Stability Information:Ambient (preferred)/Refrigerated Acceptable: Paraffin-embedded tissue block: Specimen Type:Section (scrolls) ofFFPE tissue block Sources:Normally sterile or deep tissues such asbone, lymph node, joint, heart valve, brain, viscera, organ, lung, prostate Container/Tube:Sterile container for each individual cut section (scroll) Collection Instructions:Perform microtomy and prepare five separate 10-micron sections.Each section (scroll) must be placed in a separate sterile container for submission. Specimen Stability Information:Ambient (preferred)/Refrigerated Specimen Type:Fluid Sources:Normally sterile body fluids such as cerebrospinal, vitreous humor, pleural, abdominal, peritoneal, ascites, pericardial, pelvic, prostatic Container/Tube:Screw-capped, sterile container Specimen Volume:1 mL Collection Instructions: 1. Collect fresh fluid specimen. 2. Freeze specimen. Specimen Stability Information:Frozen <21 days(preferred)/Refrigerated <21 days Specimen Type:Synovialfluid Container/Tube: Preferred:Red top or sterile container Acceptable:Lavender top (EDTA), pink top (EDTA), royal blue top (EDTA), or sterile vial containing EDTA-derived aliquot Specimen Volume:1 mL Collection Instructions:Send specimen in original tube (preferred). Specimen Stability Information:Frozen <21 days (preferred)/ Refrigerated <21 days | Fluid: 0.5 mL Fresh tissue or biopsy: 5 mm(3) Paraffin-embedded tissue block: two 10-micron sections | Cultures from patients with suspected bacterial infection involving normally sterile sites may fail to provide bacterial (including mycobacterial) growth for identification due to the presence of fastidious or slow-growing bacteria or as a result of antecedent antimicrobial chemotherapy. Polymerase chain reaction amplification of a portion of the 16S ribosomal RNA (rRNA) gene followed by sequencing of the amplified product can be used to detect bacterial (including mycobacterial) nucleic acids in such situations, enabling a diagnosis. Sterile sources accepted for testing may have more than one bacterial species present or the presence of copy variants of the 16S rRNA gene within a single bacterial species, confounding Sanger sequencing analysis. Next-generation sequencing can be useful in such cases. Ideal specimens are those in which bacteria (includes mycobacteria) are visualized by microscopy. Heart valves from patients with endocarditis with positive Gram stains are, for example, especially suitable. | No bacterial DNA detected | A positive broad-range polymerase chain reaction (PCR)/sequencing result indicates that bacterial nucleic acid of the specified organism was detected, which may be due to bacterial infection or environmental or contaminating nucleic acids in the specimen. A negative broad-range PCR/sequencing result indicates the absence of detectable bacterial (including mycobacterial) nucleic acids in the specimen but does not rule-out false-negative results that may occur due to sampling error, sequence variability underlying the primers, the presence of bacterial nucleic acids in quantities less than the limit of detection of the assay, or inhibition of PCR.If PCR testing appears to be negative but there is evidence of PCR inhibition, testing will be repeated. If inhibition is again detected, the result will be reported as "PCR inhibition present." | This test does not detect nonbacterial organisms (eg, viruses, fungi, helminths, protozoa), but does detect mycobacteria. False-positive results are theoretically possible if patient specimens are contaminated with bacterial nucleic acids either from the environment or from patient microbiota (eg, skin microbiota contamination). This test is validated for normally sterile sources. In extenuating circumstances, sequencing, especially next-generation sequencing, may be associated with an extended turnaround time, approaching, or possibly exceeding, the published maximum report available time (28 days). | 1. Kommedal O, Simmon K, Karaca D, Langeland N, Wiker HG. Dual priming oligonucleotides for broad-range amplification of the bacterial 16S rRNA gene directly from human clinical specimens. J Clin Microbiol. 2012;50(4):1289-1294. doi:10.1128/JCM.06269-11 2. Gomez E, Cazanave C, Cunningham SA, et al. Prosthetic joint infection diagnosis using broad-range PCR of biofilms dislodged from knee and hip arthroplasty surfaces using sonication. J Clin Microbiol. 2012;50(11):3501-3508 3. Virk A, Pritt B, Patel R, et al. Mycobacterium lepromatosis Lepromatous leprosy in US citizen who traveled to disease-endemic areas. Emerg Infect Dis. 2017;23(11):1864-1866. doi:10.3201/eid2311.171104 4. Liesman RM, Pritt BS, Maleszewski JJ, Patel R. Laboratory diagnosis of infective endocarditis. J Clin Microbiol. 2017;55(9):2599-2608. doi:10.1128/JCM.00635-17 5. Ramakrishna JM, Libertin CR, Yang JN, Diaz MA, Nengue AL, Patel R. 16S rRNA Gene PCR/sequencing of cerebrospinal fluid in the diagnosis of post-operative meningitis. Access Microbiology. 2020;2(2):acmii.0.000100 | This test utilizes specimen processing, DNA extraction, and polymerase chain reaction (PCR) of a highly variable fragment of the 16S ribosomal RNA (rRNA) gene. The variability of the targeted V1-V3 region allows for taxonomically specific reporting. If positive by PCR based on signal strength, the amplified DNA is sequenced to obtain identification of the source organism. If PCR is negative, no sequencing is performed. PCR inhibition is detected with a second PCR reaction and amplification is performed on a LightCycler. Only high-quality consensus sequence of 400 base pairs or more (usable data for both forward and reverse direction) is used for Sanger sequencing identification. If sequence data is not interpretable using Sanger sequencing, next-generation sequencing (NGS) is performed. Quality filtering is performed for NGS and only results with 100X coverage are used in analysis. Positive and negative controls are used throughout all processes to ensure assay performance. Sequence quality (specimen score) and data analysis for organism identification is accomplished with Pathogenomix RipSeq software.(Unpublished Mayo method) | 14 to 28 days | 1 week | This test was developed and its performance characteristics determined by Mayo Clinic in a manner consistent with CLIA requirements. It has not been cleared or approved by the US Food and Drug Administration. | 87801-Broad Range Bacterial PCR and Sequencing87798-Bacterial Ident by Sequencing (if appropriate)87798-Specimen Identification by PCR (if appropriate)87798-Ident by Next Generation Sequencing (if appropriate)87483-Meningitis Encephalitis Panel, PCR (if appropriate) | Broad Range Bacteria PCR+Sequencing | 76575-0 | BRBPS | Broad Range Bacteria PCR+Sequencing | 76575-0
FBRCG | Broccoli IgG |  | Enzyme Immunoassay (FEIA) | No | Broccoli IgG | Serum | Specimen Type:Serum Container/Tube:Red Top Specimen Volume:0.5 mL Collection Instructions:Draw blood in a plain red-top tube(s), serum gel tube(s) is acceptable. Spin down and send 0.5 mL of serum refrigerated in a plastic vial. | 0.5 mL |  | Reference ranges have not been established for food-specific IgG tests. | The clinical utility of food-specific IgG tests has not been established. These tests can be used in special clinical situations to select foods for evaluation by diet elimination and challenge in patients who have food-related complaints. It should be recognized that the presence of food-specific IgG alone cannot be taken as evidence of food allergy and only indicates immunologic sensitization by the food allergen in question. This test should only be ordered by physicians who recognize the limitations of the test. |  |  |  | 3 to 7 days |  | This test was developed and its performance characteristics determined by Eurofins Viracor. It has not been cleared or approved by the U.S. Food and Drug Administration. | 86001 | Broccoli IgG | 60356-3 | FBRCG | Broccoli IgG | 60356-3
BROC | Broccoli, IgE, Serum | Establishing a diagnosis of an allergy to broccoli Defining the allergen responsible for eliciting signs and symptoms Identifying allergens: -Responsible for allergic response and/or anaphylactic episode -To confirm sensitization prior to beginning immunotherapy -To investigate the specificity of allergic reactions to insect venom allergens, drugs, or chemical allergens | Fluorescence Enzyme Immunoassay (FEIA) | Yes | Broccoli, IgE | Serum | Collection Container/Tube: Preferred:Serum gel Acceptable:Red top Submission Container/Tube:Plastic vial Specimen Volume:0.5 mL for every 5 allergens requested Collection Instructions:Centrifuge and aliquot serum into a plastic vial. | For 1 allergen: 0.3 mL For more than 1 allergen: (0.05 mL x number of allergens) + 0.25 mL deadspace | Clinical manifestations of immediate hypersensitivity (allergic) diseases are caused by the release of proinflammatory mediators (histamine, leukotrienes, and prostaglandins) from IgE-sensitized effector cells (mast cells and basophils) when cell-bound IgE antibodies interact with an allergen. In vitro serum testing for IgE antibodies provides an indication of the immune response to allergens that may be associated with allergic disease. The allergens chosen for testing often depend upon the age of the patient, history of allergen exposure, season of the year, and clinical manifestations. In individuals predisposed to develop allergic disease, the sequence of sensitization and clinical manifestations proceed as follows: eczema and respiratory disease (rhinitis and bronchospasm) in infants and children less than 5 years due to food sensitivity (milk, egg, soy, and wheat proteins) followed by respiratory disease (rhinitis and asthma) in older children and adults due to sensitivity to inhalant allergens (dust mite, mold, and pollen inhalants). | Class,IgE kU/L,Interpretation, 0,<0.10,Negative, 0/1,0.10-0.34,Borderline/equivocal, 1,0.35-0.69,Equivocal, 2,0.70-3.49,Positive, 3,3.50-17.4,Positive, 4,17.5-49.9,Strongly positive, 5,50.0-99.9,Strongly positive, 6,> or =100,Strongly positive, | Detection of IgE antibodies in serum (class 1 or greater) indicates an increased likelihood of allergic disease as opposed to other etiologies and defines the allergens that may be responsible for eliciting signs and symptoms. The level of IgE antibodies in serum varies directly with the concentration of IgE antibodies expressed as a class score or kU/L. | Testing for IgE antibodies is not useful in patients previously treated with immunotherapy to determine if residual clinical sensitivity exists or in patients in whom the medical management does not depend upon identification of allergen specificity. Some individuals with clinically insignificant sensitivity to allergens may have measurable levels of IgE antibodies in serum, and test results must be interpreted in the clinical context. False-positive results for IgE antibodies may occur in patients with markedly elevated serum IgE (>2500 kU/L) due to nonspecific binding to allergen solid phases. | Homburger HA, Hamilton RG: Allergic diseases. In: McPherson RA, Pincus MR, eds. Henry's Clinical Diagnosis and Management by Laboratory Methods. 23rd ed. Elsevier; 2017:1057-1070 | Specific IgE from the patient's serum reacts with the allergen of interest, which is covalently coupled to an ImmunoCAP. After washing away nonspecific IgE, enzyme-labeled anti-IgE antibody is added to form a complex. After incubation, unbound anti-IgE is washed away, and the bound complex incubated with a developing agent. After stopping the reaction, the fluorescence of the eluate is measured. Fluorescence is proportional to the amount of specific IgE present in the patient's sample (ie, the higher the fluorescence value, the more IgE antibody is present).(Package insert: ImmunoCAP System Specific IgE FEIA. Phadia; Rev 06/2020) | Same day/1 to 3 days | 14 days | This test has been cleared, approved, or is exempt by the US Food and Drug Administration and is used per manufacturer's instructions. Performance characteristics were verified by Mayo Clinic in a manner consistent with CLIA requirements. | 86003 | Broccoli, IgE | 6052-5 | BROC | Broccoli, IgE | 6052-5
BROM | Brome Grass, IgE, Serum | Establishing a diagnosis of an allergy to brome grass Defining the allergen responsible for eliciting signs and symptoms Identifying allergens: -Responsible for allergic response and/or anaphylactic episode -To confirm sensitization prior to beginning immunotherapy -To investigate the specificity of allergic reactions to insect venom allergens, drugs, or chemical allergens | Fluorescence Enzyme Immunoassay (FEIA) | Yes | Brome Grass, IgE | Serum | Collection Container/Tube: Preferred:Serum gel Acceptable:Red top Submission Container/Tube:Plastic vial Specimen Volume:0.5 mL for every 5 allergens requested Collection Instructions:Centrifuge and aliquot serum into a plastic vial. | For 1 allergen: 0.3 mL For more than 1 allergen: (0.05 mL x number of allergens) + 0.25 mL deadspace | Clinical manifestations of immediate hypersensitivity (allergic) diseases are caused by the release of proinflammatory mediators (histamine, leukotrienes, and prostaglandins) from IgE-sensitized effector cells (mast cells and basophils) when cell-bound IgE antibodies interact with an allergen. In vitro serum testing for IgE antibodies provides an indication of the immune response to allergens that may be associated with allergic disease. The allergens chosen for testing often depend upon the age of the patient, history of allergen exposure, season of the year, and clinical manifestations. In individuals predisposed to develop allergic disease, the sequence of sensitization and clinical manifestations proceed as follows: eczema and respiratory disease (rhinitis and bronchospasm) in infants and children less than 5 years due to food sensitivity (milk, egg, soy, and wheat proteins) followed by respiratory disease (rhinitis and asthma) in older children and adults due to sensitivity to inhalant allergens (dust mite, mold, and pollen inhalants). | Class,IgE kU/L,Interpretation, 0,<0.10,Negative, 0/1,0.10-0.34,Borderline/equivocal, 1,0.35-0.69,Equivocal, 2,0.70-3.49,Positive, 3,3.50-17.4,Positive, 4,17.5-49.9,Strongly positive, 5,50.0-99.9,Strongly positive, 6,> or =100,Strongly positive, | Detection of IgE antibodies in serum (class 1 or greater) indicates an increased likelihood of allergic disease as opposed to other etiologies and defines the allergens that may be responsible for eliciting signs and symptoms. The level of IgE antibodies in serum varies directly with the concentration of IgE antibodies expressed as a class score or kU/L. | Testing for IgE antibodies is not useful in patients previously treated with immunotherapy to determine if residual clinical sensitivity exists or in patients in whom the medical management does not depend upon identification of allergen specificity. Some individuals with clinically insignificant sensitivity to allergens may have measurable levels of IgE antibodies in serum, and test results must be interpreted in the clinical context. False-positive results for IgE antibodies may occur in patients with markedly elevated serum IgE (>2500 kU/L) due to nonspecific binding to allergen solid phases. | Homburger HA, Hamilton RG: Allergic diseases. In: McPherson RA, Pincus MR, eds. Henry's Clinical Diagnosis and Management by Laboratory Methods. 23rd ed. Elsevier; 2017:1057-1070 | Specific IgE from the patient's serum reacts with the allergen of interest, which is covalently coupled to an ImmunoCAP. After washing away nonspecific IgE, enzyme-labeled anti-IgE antibody is added to form a complex. After incubation, unbound anti-IgE is washed away, and the bound complex incubated with a developing agent. After stopping the reaction, the fluorescence of the eluate is measured. Fluorescence is proportional to the amount of specific IgE present in the patient's sample (ie, the higher the fluorescence value, the more IgE antibody is present).(Package insert: ImmunoCAP System Specific IgE FEIA. Phadia; Rev 06/2020) | Same day/1 to 3 days | 14 days | This test has been cleared, approved, or is exempt by the US Food and Drug Administration and is used per manufacturer's instructions. Performance characteristics were verified by Mayo Clinic in a manner consistent with CLIA requirements. | 86003 | Brome Grass, IgE | 6053-3 | BROM | Brome Grass, IgE | 6053-3
FBROM | Bromine - Total, Blood |  | Inductively Coupled Plasma/Mass Spectrometry (ICP/MS) | Yes | Bromine - Total, Blood | Whole Blood EDTA - Metal Free (ERB) | ***Must submit one specimen per order. Specimens cannot be shared between multiple orders.*** Specimen Type: Blood Collection Container/Tube: Royal Blue top tube (Trace metal-free; EDTA) Specimen Volume: 2 mL Collection Instructions: Draw blood in a royal blue top (trace metal-free; EDTA) tube(s). Send 2 mL refrigerated. NOTE: Avoid exposure to gadolinium or iodine based contrast media for 96 hours prior to sample collection. Do not use disinfectants containing iodine, such as Betadine, during venipuncture. | 0.7 mL |  | Reporting limit determined each analysis. Units: mg/L The population reference interval derived from NMS Labs data (n=136) is usually between 1.4 and 8.8 mg/L (2.5th - 97.5th percentiles). Background concentrations are diet dependent. Workers exposed to methyl bromide with blood bromide concentrations greater than 12 mg/L have shown 3.5 times higher risk of electroencephalogram disturbances than compared to those with normal levels. |  | Specimens for elemental testing should be collected in certified metal-free containers. Elevated results for elemental testing may be caused by environmental contamination at the time of specimen collection and should be interpreted accordingly. It is recommended that unexpected elevated results be verified by testing another specimen. |  |  | 7 to 11 days |  | This test was developed and its performance characteristics determined by NMS Labs. It has not been cleared or approved by the U.S. Food and Drug Administration. | 82542 | Bromine - Total, Blood | 42725-2 | Z5979 | Bromine - Total | 42725-2
BRCMG | Brucella Antibody Screen, IgM and IgG, ELISA, Serum | Evaluating patients with suspected brucellosis | Enzyme-Linked Immunosorbent Assay (ELISA) | Yes | Brucella Ab Screen, IgM/IgG ELISA, S | If theBrucellaantibody screen, IgM or IgG, result is either positive or equivocal,thenconfirmation byBrucellatotal antibody agglutination testing will be performed atan additional charge. | Collection Container/Tube: Preferred:Serum gel Acceptable:Red top Submission Container/Tube:Plastic vial Specimen Volume:1 mL Collection Instructions: Centrifuge and aliquot serum into a plastic vial. | 0.4 mL | Brucellosis is a major disease in humans and domesticated animals and is a systemic bacterial infection caused by gram-negative coccobacilli of the genusBrucella. Brucellosis is a zoonotic disease, and a variety of domestic animals serve as reservoir species:Brucellainfects goats (Brucella melitensis), cattle (Brucella abortus), swine (Brucella suis), and dogs (Brucella canis). Transmission to humans results from direct contact with infected animals, exposure to infectious aerosols, or ingestion of unpasteurized dairy products; human-to-human transmission does not occur. While few cases are reported in the US, the majority of cases occur in the Mediterranean region, Western Asia, and parts of Latin America and Africa. Three species ofBrucellacommonly cause disease in humans:B melitensis,B suis, andB abortus. Clinical manifestations of brucellosis consist of fever, sweats, malaise, weight loss, headache, and weakness. The onset may be insidious or acute, generally beginning within 2 to 4 weeks after exposure. Any organ or system of the body may be involved, although death is uncommon. Presumptive diagnosis of brucellosis can be made by detection of high or rising titers of specific antibodies, typically to smooth lipopolysaccharide (S-LPS), a major antigenic virulence determinant. Serologic tests using S-LPS can detect antibody to the three majorBrucellaspecies due to this shared epitope. IgM antibodies appear during the first week of infection followed by a switch to IgG synthesis during the second week. A variety of serologic tests have been used for diagnosis ofBrucellainfection. Detection of anti-Brucellaantibodies usingenzyme-linked immunosorbent assay (ELISA) has been demonstrated to be a sensitive diagnostic approach. However, all specimens testing positive by ELISA should be confirmed by an agglutination method as a means to increase assay specificity. | IgG SCREEN Negative IgM SCREEN Negative Reference values apply to all ages. | In the acute stage of the disease, there is an initial production of IgM antibodies followed closely by production of IgG antibodies. IgG-class antibodies may decline after treatment; however, high levels of circulating IgG-class antibodies may be found without any active disease. Rising levels of specific antibody in paired sera can be regarded as serological evidence of recent infection. The presence of specific IgM in a single specimen may also indicate a recent infection, although IgM-class antibodies may persist for months following acute disease. The Centers for Disease Control and Prevention (CDC) recommends that specimens testing positive for IgG or IgM byenzyme-linked immunosorbent assay (ELISA) be confirmed by aBrucella-specific agglutination method.(1) The CDC/Council of State and Territorial Epidemiologists case definition for human brucellosis states that the laboratory criteria for diagnosis includes the following: 1. Isolation ofBrucellaspecies from a clinical specimen 2. Four-fold or greater rise inBrucellaagglutination titer between acute- and convalescent-phase serum specimens obtained more than 2 weeks apart and studied at the same laboratory 3. Demonstration by immunofluorescence ofBrucellaspecies in a clinical specimen Positive results by ELISA that are not confirmed byBrucella-specific agglutination may represent false-positive screening results. If clinically indicated, a new specimen should be tested after 14 to 21 days. If results of ELISA are negative and a recent infection is suspected, a new specimen should be tested after 14 to 21 days. | This test utilizes antigen derived fromBrucellaabortusstrain W99. However, significant cross-reactivity exists for otherBrucellaspecies (exceptBrucella canis); therefore, the assays should not be used to differentiate infection at the species level. B canis, a rare cause of brucellosis, may not be detected by this method. Detection of specific IgM or IgG-class antibody toBrucellamelitensisandBrucella suisby this method has not been determined. Enzyme-linked immunosorbent assays are intended to be used as a screen only. Positive results should be followed up using an agglutination assay for confirmation. Results must be used in conjunction with symptoms, patient history, and other clinical findings. B abortusstrain RB51 is used for vaccination of animals in the US. There are currently no serologic tests to detect an antibody response to strain RB51 in humans. Per Centers for Disease Control and Prevention (CDC) guidelines, routine clinical serology tests forBrucellado not detect an antibody response to strain RB51. Note that other strains besides RB51 may be used for vaccinating animals outside of the US.(2) | 1. Centers for Disease Control and Prevention (CDC): Public health consequences of a false-positive laboratory test result forBrucella--Florida, Georgia, and Michigan, 2005, MMWR Morb Mortal Wkly Rep. 2008 Jun 6:57(22);603-605 2. Gunes H, Dogan M: False-positivity in diagnosis of brucellosis associated with Rev-1 vaccine. Libyan J Med. 2013;8:20417 3. Corbel MJ: Brucellosis: an overview. Emerg Infect Dis. 1997;3(2):213-221 4. Araj GF, Lulu AR, Saadah MA, et al: Rapid diagnosis of central nervous system brucellosis by ELISA. J Neuroimmunol. 1986 Sept;12(3):173-182 | Serum is tested using an enzyme-linked immunosorbent assay (ELISA) Test Kit containing microtiter strips with wells coated withBrucella abortusantigens (strain W99). In the first reaction step, diluted patient samples are incubated in the wells. Specific IgG or IgM antibodies, if present in the serum, will bind to the antigens. To detect the bound antibodies, a second incubation is carried out using an enzyme-labeled antihuman IgG or antihuman IgM (enzyme conjugate). After addition of the substrate, tetramethylbenzidine/hydrogen peroxide and a sulphuric acid stop solution, the resulting color reaction is measured photometrically at a wavelength of 450nm.(Package insert: Anti-Brucella abortusELISA Test Instructions, Euroimmun Medizinische Labordiagnostika; IgM: 01//2019, IgG: 08/2020) | Same day/1 to 5 | 14 days | This test was developed and its performance characteristics determined by Mayo Clinic in a manner consistent with CLIA requirements. It has not been cleared or approved by the US Food and Drug Administration. | 86622 x 2-Brucellaantibody, IgG and IgM86622-Brucellatotal antibody, agglutination (if appropriate) | Brucella Ab Screen, IgM/IgG ELISA, S | 91140-4 | BRCI | Brucella Ab Screen Interpretation | 66485-4
BRUTA | Brucella Total Antibody Confirmation, Agglutination, Serum | Diagnosis of brucellosis | Agglutination | Yes | Brucella Ab, Agglutination, S | Serum | Supplies:Sarstedt Aliquot Tube 5 mL (T914) Collection Container/Tube: Preferred:Serum gel Acceptable:Red top Submission Container/Tube:Plastic vial Specimen Volume:0.5 mL Collection Instructions: Centrifuge and aliquot serum into a plastic vial. | 0.25 mL | Brucellaspecies are facultative intracellular, gram-negative bacilli that cause brucellosis in humans. Human disease is likely acquired by contact with animals infected with the organism (Brucellaabortus,Brucellasuis,Brucellamelitensis, and occasionallyBrucellacanis) either by direct contact or by ingestion of meat or milk. The signs and symptoms associated with brucellosis may include fever, night sweats, chills, weakness, malaise, headache, and anorexia. The physical examination may reveal lymphadenopathy and hepatosplenomegaly. A definitive diagnosis of brucellosis is made by recovering the organism from bone marrow, blood, fluid (including urine), or tissue specimens. In cases of suspected brucellosis, serology may assist in the diagnosis and play a supplementary role in routine culture. Antibodies toBrucellaspecies may not become detectable until 1 to 2 weeks following the onset of symptoms, so serum specimens collected during acute disease may be negative by serology in patients with brucellosis. If serology is performed, the Centers for Disease Control and Prevention currently recommends that specimens testing positive or equivocal for IgG or IgM by a screening enzyme immunoassay be confirmed by aBrucella-specific agglutination method. | <1:80 | The Centers for Disease Control and Prevention recommends that specimens testing positive or equivocal for IgG or IgM by a screening enzyme immunoassay (EIA) be confirmed by aBrucella-specific agglutination method. Titers below 1:80 are seen in normal, healthy populations. Titers of 1:80 or greater are often considered clinically significant (1); however, a 4-fold or greater increase in titers between acute and convalescent phase sera is required to diagnose acute infection. Positive results by a screening EIA that are not confirmed byBrucella-specific agglutination may represent false-positive screening results. If clinically indicated, a new specimen should be tested after 7 to 14 days. | The tube agglutination assay was designed using antigen derived fromBrucella abortusand may not be positive in patients infected with otherBrucellaspecies (eg,Brucellacanis). Positive results byBrucellaserology are not diagnostic of acute infection, as antibodies may persist for months to years following exposure. To diagnose acute infection, detection ofBrucellaspecies in culture is the recommended approach (see BRUCB /BrucellaCulture, Blood). Brucella abortusstrain RB51 is used for vaccination of animals in the United States. There are currently no serologic tests to detect an antibody response to strain RB51 in humans. Per Centers for Disease Control and Prevention guidelines, routine clinical serology tests forBrucellado not detect an antibody response to strain RB51. Note that other strains besides RB51 may be used for vaccinating animals outside of the United States.(2) | 1. Welch RJ, Litwin CM. A comparison ofBrucellaIgG and IgM ELISA assays with agglutination methodology. J Clin Lab Anal. 2010;24(3):160-162 2. Gunes H, Dogan M False-positivity in diagnosis of brucellosis associated with Rev-1 vaccine. Libyan J Med. 2013:8:10.3402/ljm.v8i0.20417 3. Stoddard RA. Detection of Brucella spp antibodies. In: Leber AL, Burnham CD, eds. Clinical Microbiology Procedures Handbook. 5th ed. AMS Press; 2023:section13.3.3 | Serially diluted serum is added to an antigen prepared fromBrucellaabortusstrain 1119-3. Agglutination or flocculation is assessed after incubation at 37 degrees C for 48 hours.(Package insert: Animal and Plant Health Inspection Service National Veterinary Services Laboratories, Kirsh D. US Dept of Health, Education, and Welfare; 1973; Cooke FJ, Slack MPE. Gram-negative coccobacilli. In: Cohen J, Powderly WG, Opal SM, eds. Infectious Diseases. 4th ed. Elsevier; 2017:1611-1627) | 2 to 7 days | 14 days | This test has been cleared, approved, or is exempt by the US Food and Drug Administration and is used per manufacturer's instructions. Performance characteristics were verified by Mayo Clinic in a manner consistent with CLIA requirements. | 86622 | Brucella Ab, Agglutination, S | 19053-8 | 8112 | Brucella Ab, Agglutination, S | In Process
SCN5A | Brugada Syndrome, SCN5A Full Gene Analysis, Varies | Providing a genetic evaluation for patients with a personal or family history suggestive of Brugada syndrome Establishing a diagnosis of Brugada syndrome | Sequence Capture and Targeted Next-Generation Sequencing followed by Polymerase Chain Reaction (PCR) and Sanger Sequencing. | Yes | Brugada Syndrome, SCN5A Full Gene | Varies | Patient Preparation:A previous bone marrow transplant from an allogenic donor will interfere with testing. Call 800-533-1710 for instructions for testing patients who have received a bone marrow transplant. Specimen Type:Whole blood Container/Tube: Preferred:Lavender top (EDTA) or yellow top (ACD) Acceptable:Any anticoagulant Specimen Volume:3 mL Collection Instructions: 1. Invert several times to mix blood. 2. Send whole blood specimen in original tube.Do not aliquot. Specimen Stability Information:Ambient (preferred)/Refrigerated | 1 mL | Brugada syndrome (BrS) is a genetic cardiac disorder characterized by ST segment elevation in leads V1-V2 on electrocardiography (ECG) occurring spontaneously or after administration of sodium-channel blockers.(1) BrS leads to a high risk for ventricular arrhythmias, which can result in sudden cardiac arrest and sudden cardiac death including sudden unexpected nocturnal death syndromeand sudden infant death syndrome.(2) The diagnosis of BrS is established based on the characteristic ECG abnormality along with personal and family health history and requires exclusion of other causes including cardiac structural abnormalities, medications, and electrolyte imbalances.(2) BrS has an estimated prevalence of 1:2000 to 1:5000.(1) Currently, BrS is definitively associated with gain-of-function variants in theSCN5Agene(3) and the condition follows an autosomal dominant pattern of inheritance. Approximately 20% of individuals meeting clinical diagnostic criteria for BrS are found to carry a causative variant in theSCN5Agene.(3) While variants in other genes have been reported in association with BrS, current evidence is not sufficient to define the role of these genes in BrS.(3) | An interpretive report will be provided. | All detected variants are evaluated according to American College of Medical Genetics and Genomics recommendations.(4) Variants are classified based on known, predicted, or possible pathogenicity and reported with interpretive comments detailing their potential or known significance. | Clinical Correlations: Test results should be interpreted in the context of clinical findings, family history, and other laboratory data. Misinterpretation of results may occur if the information provided is inaccurate or incomplete. If testing was performed because of a clinically significant family history, it is often useful to first test an affected family member. Detection of a reportable variant in an affected family member would allow for more informative testing of at-risk individuals. To discuss the availability of additional testing options or for assistance in the interpretation of these results, contact the Mayo Clinic Laboratories genetic counselors at 800-533-1710. Technical Limitations: Next-generation sequencing may not detect all types of genomic variants. In rare cases, false-negative or false-positive results may occur. The depth of coverage may be variable for some target regions; assay performance below the minimum acceptable criteria or for failed regions will be noted. Given these limitations, negative results do not rule out the diagnosis of a genetic disorder. If a specific clinical disorder is suspected, evaluation by alternative methods can be considered. There may be regions of genes that cannot be effectively evaluated by sequencing or deletion and duplication analysis as a result of technical limitations of the assay, including regions of homology, high guanine-cytosine (GC) content, and repetitive sequences. Confirmation of select reportable variants will be performed by alternate methodologies based on internal laboratory criteria. This test is validated to detect 95% of deletions up to 75 base pairs (bp) and insertions up to 47 bp. Deletions-insertions (delins) of 40 or more bp, including mobile element insertions, may be less reliably detected than smaller delins. Deletion/Duplication Analysis: This analysis targets single and multi-exon deletions/duplications; however, in some instances single exon resolution cannot be achieved due to isolated reduction in sequence coverage or inherent genomic complexity. Balanced structural rearrangements (such as translocations and inversions) may not be detected. This test is not designed to detect low levels of mosaicism or to differentiate between somatic and germline variants. If there is a possibility that any detected variant is somatic, additional testing may be necessary to clarify the significance of results. For detailed information regarding gene specific performance and technical limitations, see Method Description or contact a laboratory genetic counselor. If the patient has had an allogeneic hematopoietic stem cell transplant or a recent blood transfusion, results may be inaccurate due to the presence of donor DNA. Call Mayo Clinic Laboratories for instructions for testing patients who have received a bone marrow transplant. Reclassification of Variants: At this time, it is not standard practice for the laboratory to systematically review previously classified variants on a regular basis. The laboratory encourages healthcare providers to contact the laboratory at any time to learn how the classification of a particular variant may have changed over time. Variant Evaluation: Evaluation and categorization of variants are performed using published American College of Medical Genetics and Genomics and the Association for Molecular Pathology recommendations as a guideline.(4) Other gene-specific guidelines may also be considered. Variants are classified based on known, predicted, or possible pathogenicity and reported with interpretive comments detailing their potential or known significance. Variants classified as benign or likely benign are not reported. Multiple in silico evaluation tools may be used to assist in the interpretation of these results. The accuracy of predictions made by in silico evaluation tools is highly dependent upon the data available for a given gene, and periodic updates to these tools may cause predictions to change over time. Results from in silico evaluation tools should be interpreted with caution and professional clinical judgment. Rarely, incidental or secondary findings may implicate another predisposition or presence of active disease. Incidental findings may include, but are not limited to, results related to the sex chromosomes. These findings will be carefully reviewed to determine whether they will be reported. | 1. Brugada J, Campuzano O, Arbelo E, Sarquella-Brugada G, Brugada R. Present status of Brugada syndrome: JACC state-of-the-art review. J Am Coll Cardiol. 2018;72(9):1046-1059. doi: 10.1016/j.jacc.2018.06.037 2. Brugada R, Campuzano O, Sarquella-Brugada G, Brugada P, Brugada J, Hong K:. Brugada syndrome. In: Adam MP, Ardinger HH, Pagon RA, et al, eds. GeneReviews [Internet]. University of Washington, Seattle; 2005. Updated November 17, 2016. Accessed August 01, 2022. Available from: www.ncbi.nlm.nih.gov/books/NBK1517/ 3. Schwartz PJ, Ackerman MJ, Antzelevitch C, et al. Inherited cardiac arrhythmias. Nat Rev Dis Primers. 2020 Jul 16;6(1):58. doi: 10.1038/s41572-020-0188-7 4. Richards S, Aziz N, Bale S, et al: Standards and guidelines for the interpretation of sequence variants: a joint consensus recommendation of the American College of Medical Genetics and Genomics and the Association for Molecular Pathology. Genet Med 2015 May;17(5):405-424. | Next generation sequencing (NGS) and/or Sanger sequencing are performed to test for the presence of variants in coding regions and intron/exon boundaries ofSCN5A, as well as some other regions that have known disease-causing variants. The human genome reference GRCh37/hg19 build was used for sequence read alignment. At least 99% of the bases are covered at a read depth over 30X. Sensitivity is estimated at above 99% for single nucleotide variants, above 94% for deletion-insertions (delins) less than 40 base pairs (bp), above 95% for deletions up to 75 bp and insertions up to 47 bp. NGS and/or a polymerase chain reaction-based quantitative method is performed to test for the presence of deletions and duplications inSCN5A. There may be regions of genes that cannot be effectively evaluated by sequencing or deletion and duplication analysis as a result of technical limitations of the assay, including regions of homology, high guanine-cytosine (GC) content, and repetitive sequences.(Unpublished Mayo method) The reference transcript for theSCN5Agene is NM_198056.2. Reference transcript numbers may be updated due to transcript re-versioning. Always refer to the final patient report for gene transcript information referenced at the time of testing. Confirmation of select reportable variants may be performed by alternate methodologies based on internal laboratory criteria. | 28 to 42 days | Whole blood: 2 weeks (if available); Extracted DNA: 3 months | This test was developed and its performance characteristics determined by Mayo Clinic in a manner consistent with CLIA requirements. It has not been cleared or approved by the US Food and Drug Administration. | 81407 | Brugada Syndrome, SCN5A Full Gene | 55139-0 | 617462 | Released By | 18771-6
BSPR | Brussels Sprouts, IgE, Serum | Establishing the diagnosis of an allergy to Brussels sprouts Defining the allergen responsible for eliciting signs and symptoms Identifying allergens: -Responsible for allergic response and/or anaphylactic episode -To confirm sensitization prior to beginning immunotherapy -To investigate the specificity of allergic reactions to insect venom allergens, drugs, or chemical allergens | Fluorescence Enzyme Immunoassay (FEIA) | Yes | Brussel Sprouts, IgE | Serum | Collection Container/Tube: Preferred:Serum gel Acceptable:Red top Submission Container/Tube:Plastic vial Specimen Volume:0.5 mL for every 5 allergens requested Collection Instructions:Centrifuge and aliquot serum into a plastic vial. | For 1 allergen: 0.3 mL More than 1 allergen: (0.05 mL x number of allergens) + 0.25 mL dead space | Clinical manifestations of immediate hypersensitivity (allergic) diseases are caused by the release of proinflammatory mediators (histamine, leukotrienes, and prostaglandins) from IgE-sensitized effector cells (mast cells and basophils) when cell-bound IgE antibodies interact with an allergen. In vitro serum testing for IgE antibodies provides an indication of the immune response to allergens that may be associated with allergic disease. The allergens chosen for testing often depend upon the age of the patient, history of allergen exposure, season of the year, and clinical manifestations. In individuals predisposed to develop allergic disease, the sequence of sensitization and clinical manifestations proceed as follows: eczema and respiratory disease (rhinitis and bronchospasm) in infants and children less than 5 years due to food sensitivity (milk, egg, soy, and wheat proteins) followed by respiratory disease (rhinitis and asthma) in older children and adults due to sensitivity to inhalant allergens (dust mite, mold, and pollen inhalants). | Class,IgE kU/L,Interpretation, 0,<0.10,Negative, 0/1,0.10-0.34,Borderline/equivocal, 1,0.35-0.69,Equivocal, 2,0.70-3.49,Positive, 3,3.50-17.4,Positive, 4,17.5-49.9,Strongly positive, 5,50.0-99.9,Strongly positive, 6,> or =100,Strongly positive, | Detection of IgE antibodies in serum (class 1 or greater) indicates an increased likelihood of allergic disease as opposed to other etiologies and defines the allergens that may be responsible for eliciting signs and symptoms. The level of IgE antibodies in serum varies directly with the concentration of IgE antibodies expressed as a class score or kU/L. | Testing for IgE antibodies is not useful in patients previously treated with immunotherapy to determine if residual clinical sensitivity exists or in patients in whom the medical management does not depend upon identification of allergen specificity. Some individuals with clinically insignificant sensitivity to allergens may have measurable levels of IgE antibodies in serum, and test results must be interpreted in the clinical context. False-positive results for IgE antibodies may occur in patients with markedly elevated serum IgE (>2500 kU/L) due to nonspecific binding to allergen solid phases. | Homburger HA, Hamilton RG: Allergic diseases. In: McPherson RA, Pincus MR, eds. Henry's Clinical Diagnosis and Management by Laboratory Methods. 23rd ed.Elsevier; 2017:1057-1070 | Specific IgE from the patient's serum reacts with the allergen of interest, which is covalently coupled to an ImmunoCAP. After washing away nonspecific IgE, enzyme-labeled anti-IgE antibody is added to form a complex. After incubation, unbound anti-IgE is washed away, and the bound complex incubated with a developing agent. After stopping the reaction, the fluorescence of the eluate is measured. Fluorescence is proportional to the amount of specific IgE present in the patient's sample (ie, the higher the fluorescence value, the more IgE antibody is present).(Package insert: ImmunoCAP System Specific IgE FEIA. Phadia; Rev 06/2020) | Same day/1 to 3 days | 14 days | This test was developed and its performance characteristics determined by Mayo Clinic in a manner consistent with CLIA requirements. It has not been cleared or approved by the US Food and Drug Administration. | 86003 | Brussel Sprouts, IgE | 7160-5 | BSPR | Brussel Sprouts, IgE | 7160-5
BTKSG | Bruton Tyrosine Kinase, BTK Full Gene Analysis, Varies | Confirming a diagnosis of X-linked agammaglobulinemia in patients with a history of recurrent sinopulmonary infections, profound hypogammaglobulinemia, and less than 1% peripheral B cells, with or without abnormal Bruton tyrosine kinase (BTK) protein expression by flowcytometry Evaluating for the presence ofBTKvariants in family members of affected individuals, including those who do not demonstrate carrier phenotype by BTK flow cytometry | Sequence Capture and Targeted Next-Generation Sequencing (NGS) followed by Polymerase Chain Reaction (PCR) and Sanger Sequencing | Yes | BTK Gene, Full Gene Analysis | For skin biopsy or cultured fibroblast specimens,fibroblast culture will be performed at an additional charge. If viable cells are not obtained, the client will be notified. | Patient Preparation:A previous bone marrow transplant from an allogenic donor will interfere with testing. Call 800-533-1710 for instructions for testing patients who have received a bone marrow transplant. Submit only 1 of the following specimens: Specimen Type:Whole blood Container/Tube: Preferred:Lavender top (EDTA) or yellow top (ACD) Acceptable:Any anticoagulant Specimen Volume:3 mL Collection Instructions: 1. Invert several times to mix blood. 2. Send whole blood specimen in original tube.Do not aliquot. Specimen Stability Information:Ambient (preferred) 4 days/Refrigerated Specimen Type: Skin biopsy Supplies: Fibroblast Biopsy Transport Media (T115) Container/Tube: Sterile container with any standard cell culture media (eg, minimal essential media, RPMI 1640). The solution should be supplemented with 1% penicillin and streptomycin. Specimen Volume: 4-mm punch Specimen Stability Information: Refrigerated (preferred)/Ambient Additional Information:A separate culture charge will be assessed under CULFB /Fibroblast Culture for Biochemical or Molecular Testing. An additional 3 to 4 weeks is required to culture fibroblasts before genetic testing can occur. SpecimenType: Cultured fibroblasts Container/Tube: T-25 flask SpecimenVolume: 2 Flasks CollectionInstructions: Submit confluent cultured fibroblast cells from a skin biopsy from another laboratory. Cultured cells from a prenatal specimen will not be accepted. Specimen Stability Information: Ambient (preferred)/Refrigerated (<24 hours) Additional Information:A separate culture charge will be assessed under CULFB /Fibroblast Culture for Biochemical or Molecular Testing. An additional 3 to 4 weeks is required to culture fibroblasts before genetic testing can occur. | Blood: 1 mL; Skin biopsy or cultured fibroblasts: See Specimen Required | X-linked agammaglobulinemia (XLA) is a humoral primary immunodeficiency affecting male patients in approximately 1 in 200,000 live births. XLA is caused by variants in the Bruton tyrosine kinase gene (BTK), which results in a profound block in B-cell development within the bone marrow and a significant reduction, or complete absence, of mature B cells in peripheral blood.(1,2) Approximately 85% of male patients with defects in early B-cell development have XLA. Due to the lack of mature B cells, XLA patients have markedly reduced levels of all major classes of immunoglobulins in the serum and are, therefore, susceptible to severe and recurrent bacterial infections.(2) Pneumonia, otitis media, enteritis, and recurrent sinopulmonary infections are among the key diagnostic clinical characteristics of the disease. The spectrum of infectious complications also includes enteroviral meningitis, septic arthritis, cellulitis, and empyema, among others. XLA typically manifests in male infants.(2) However, other patients present with milder phenotypes, resulting in diagnosis later in childhood or in adulthood. Delayed diagnoses can be partly explained by the variable severity of XLA, even within families in which the same variant is present. X-inactivation of this gene is not typical, and XLA in female patients has rarely been reported.(3) Therefore, female patients with clinical features that are identical to XLA should be first evaluated for autosomal recessive agammaglobulinemia and for XLA if their biological father is affected with the disease. A diagnosis of XLA should be suspected in male patients with early-onset bacterial infections, marked reduction in all classes of serum immunoglobulins, and absent B cells (CD19+ cells). The decrease in numbers of peripheral B cells is a key feature, although this can also be seen in a small subset of patients with common variable immunodeficiency. Conversely, someBTKvariants can preserve small numbers of circulating B cells and, therefore, all 3 of the criteria mentioned above need to be evaluated.(2) The preferred approach for confirming a diagnosis of XLA in male patients and identifying female carriers requires testing for the BTK protein expression on B cells by flow cytometry and genetic testing for aBTKvariant. Patients can be screened for the presence of BTK protein by flow cytometry (BTK / Bruton Tyrosine Kinase [BTK], Protein Expression, Flow Cytometry, Blood); however, normal results by flow cytometry do not rule out the presence of aBTKvariant with normal protein expression but aberrant protein function. The diagnosis is confirmed only in those individuals with appropriate clinical history who have a disease-causing variant identified withinBTKby gene sequencing or who have male family members with hypogammaglobulinemia with absent or low B cells. | An interpretive report will be provided. | All detected variants are evaluated according to American College of Medical Genetics and Genomics recommendations.(4) Variants are classified based on known, predicted, or possible pathogenicity and reported with interpretive comments detailing their potential or known significance. | Bruton tyrosine kinase (BTK) protein and genetic tests are not meant for patients with hematological neoplasias on kinase inhibitor therapy, including, but not restricted to, the selective BTK inhibitor, Ibrutinib. This test is meant for the assessment of patients with a suspected monogenic primary immunodeficiency, X-linked agammaglobulinemia, caused by germline variants in theBTKgene. Clinical Correlations: Test results should be interpreted in the context of clinical findings, family history, and other laboratory data. Misinterpretation of results may occur if the information provided is inaccurate or incomplete. If testing was performed because of a clinically significant family history, it is often useful to first test an affected family member. Detection of a reportable variant in an affected family member would allow for more informative testing of at-risk individuals. To discuss the availability of additional testing options or for assistance in the interpretation of these results, contact Mayo Clinic Laboratories genetic counselors at 800-533-1710. Technical Limitations: Next-generation sequencing may not detect all types of genomic variants. In rare cases, false-negative or false-positive results may occur. The depth of coverage may be variable for some target regions; assay performance below the minimum acceptable criteria or for failed regions will be noted. Given these limitations, negative results do not rule out the diagnosis of a genetic disorder. If a specific clinical disorder is suspected, evaluation by alternative methods can be considered. There may be regions of genes that cannot be effectively evaluated by sequencing or deletion and duplication analysis as a result of technical limitations of the assay, including regions of homology, high guanine-cytosine (GC) content, and repetitive sequences. Confirmation of select reportable variants will be performed by alternate methodologies based on internal laboratory criteria. This test is validated to detect 95% of deletions up to 75 base pairs (bp) and insertions up to 47 bp. Deletions-insertions (delins) of 40 or more bp, including mobile element insertions, may be less reliably detected than smaller delins. Deletion/Duplication Analysis: This analysis targets single and multi-exon deletions/duplications; however, in some instances, single exon resolution cannot be achieved due to isolated reduction in sequence coverage or inherent genomic complexity. Balanced structural rearrangements (such as translocations and inversions) may not be detected. This test is not designed to detect low levels of mosaicism or to differentiate between somatic and germline variants. If there is a possibility that any detected variant is somatic, additional testing may be necessary to clarify the significance of results. For detailed information regarding gene specific performance and technical limitations, see Method Description or contact a laboratory genetic counselor. If the patient has had an allogeneic hematopoietic stem cell transplant or a recent non-leukoreduced blood transfusion, results may be inaccurate due to the presence of donor DNA. Call Mayo Clinic Laboratories for instructions for testing patients who have received a bone marrow transplant. Reclassification of Variants: Currently, it is not standard practice for the laboratory to systematically review previously classified variants on a regular basis. The laboratory encourages health care providers to contact the laboratory at any time to learn how the classification of a particular variant may have changed over time. Due to broadening genetic knowledge, it is possible that the laboratory may discover new information of relevance to the patient. Should that occur, the laboratory may issue an amended report. Variant Evaluation: Evaluation and categorization of variants are performed using published American College of Medical Genetics and Genomics and the Association for Molecular Pathology recommendations as a guideline.(4) Other gene-specific guidelines may also be considered. Variants are classified based on known, predicted, or possible pathogenicity and reported with interpretive comments detailing their potential or known significance. Variants classified as benign or likely benign are not reported. Multiple in silico evaluation tools may be used to assist in the interpretation of these results. The accuracy of predictions made by in silico evaluation tools is highly dependent upon the data available for a given gene, and periodic updates to these tools may cause predictions to change over time. Results from in silico evaluation tools should be interpreted with caution and professional clinical judgment. Rarely, incidental or secondary findings may implicate another predisposition or presence of active disease. These findings will be carefully reviewed to determine whether they will be reported. | 1. Tsukada S, Saffran DC, Rawlings DJ, et al: Deficient expression of a B cell cytoplasmic tyrosine kinase in human X-linked agammaglobulinemia. Cell. 1993 Jan 29;72(2):279-290 2. El-Sayed ZA, Abramova I, Aldave JC, et al: X-linked agammaglobulinemia (XLA):Phenotype, diagnosis, and therapeutic challenges around the world. World Allergy Organ J. 2019;12(3):100018. doi: 10.1016/j.waojou.2019.100018 3. Takada H, Kanegane H, Nomura A, et al: Female agammaglobulinemia due to the Bruton tyrosine kinase deficiency caused by extremely skewed X-chromosome inactivation. Blood. 2004 Jan 1;103(1):185-187 4. Richards S, Aziz N, Bale S, et al; ACMG Laboratory Quality Assurance Committee: Standards and guidelines for the interpretation of sequence variants: a joint consensus recommendation of the American College of Medical Genetics and Genomics and the Association for Molecular Pathology. Genet Med 2015 May;17(5):405-424 5. Valiaho J, Smith CI, Vihinen M: BTKbase: the mutation database for X-linked agammaglobulinemia. Hum Mutat. 2006 Dec;27(12):1209-1217 6. Lopez-Granados E, Perez de Diego R, Ferreira Cerdan A, Fontan Casariego G, Garcia Rodríguez MC. A genotype-phenotype correlation study in a group of 54 patients with X-linked agammaglobulinemia. J Allergy Clin Immunol. 2005 Sep;116(3):690-697. doi: 10.1016/j.jaci.2005.04.043 | Next-generation sequencing (NGS) and/or Sanger sequencing are performed to test for the presence of variants in coding regions and intron/exon boundaries of theBTKgene, as well as some other regions that have known disease-causing variants. The human genome reference GRCh37/hg19 build was used for sequence read alignment. At least 99% of the bases are covered at a read depth over 30X. Sensitivity is estimated at above 99% for single nucleotide variants, above 94% for deletions/insertions (delins) less than 40 base pairs (bp), and above 95% for deletions up to 75 bp and insertions up to 47 bp. NGS and/or a polymerase chain reaction-based quantitative method is performed to test for the presence of deletions and duplications in theBTKgene. There may be regions ofBTKthat cannot be effectively evaluated by sequencing or deletion and duplication analysis as a result of technical limitations of the assay, including regions of homology, high guanine-cytosine (GC) content, and repetitive sequences.(Unpublished Mayo method) Confirmation of select reportable variants may be performed by alternate methodologies based on internal laboratory criteria. Reference transcript numbers may be updated due to transcript re-versioning. Always refer to the final patient report for gene transcript information referenced at the time of testing. Gene symbol Reference transcript Additional evaluations Technical limitations BTK NM_000061.2 c.-193A>Gc.142-205A>Gc.240+108T>Gc.240+109C>Ac.895-11C>Ac.1102+2_1102+12delc.1177+26_1177+27insGGTAGAAAAAAc.1567-23A>Cc.1567-23A>Gc.1567-12_1567-9del - | 28 to 42 days | Whole blood: 2 weeks (if available); Extracted DNA: 3 months; Cultured fibroblasts, skin biopsy: 1 month | This test was developed and its performance characteristics determined by Mayo Clinic in a manner consistent with CLIA requirements. It has not been cleared or approved by the US Food and Drug Administration. | 8140688233- Tissue culture, skin, solid tissue biopsy (if appropriate)88240- Cryopreservation (if appropriate) | BTK Gene, Full Gene Analysis | 94241-7 | 619773 | Released By | 18771-6
BTK | Bruton Tyrosine Kinase, Protein Expression, Flow Cytometry, Blood | Preliminary screening for X-linked agammaglobulinemia, primarily in male patients (<65 years) or female carriers (child-bearing age: <45 years) | Flow Cytometry | No | Btk Protein Flow, B | Whole Blood EDTA | Container/Tube:Lavender top (EDTA) Specimen Volume:4 mL Collection Instructions:Send whole blood specimen in original tube.Do not aliquot. | 2 mL | The differential diagnosis for patients with primary hypogammaglobulinemia of unclear etiology (after other secondary causes of hypogammaglobulinemia have been ruled out) includes common variable immunodeficiency (CVID) and X-linked agammaglobulinemia (XLA). CVID is the most common diagnosis of humoral immunodeficiency, particularly in adults but also in children over 4 years of age. However, men with XLA may be misdiagnosed with CVID. XLA is an independent humoral immunodeficiency and should not be regarded as a subset of CVID. TheBTKgene is present on the long arm of the X-chromosome and encodes for a cytoplasmic tyrosine kinase with 5 distinct structural domains. WhileBTKgene sequencing is the gold standard for definitively identifying variants and confirming a diagnosis of XLA, it is labor intensive and expensive, and it may result in a variant of uncertain significance. Flow cytometry is a screening test for XLA and should be included in the evaluation of patients with possible CVID, particularly in male patients with less than 1% B cells. Bruton tyrosine kinase (BTK) is an intracellular protein, and absence of the BTK protein by flow cytometry provides a strong rationale for performing aBTKgene-sequencing test. However, 20% to 30% of patients with XLA may have intact or truncated BTK protein with abnormal function; therefore, genetic analysis remains the more definitive test for diagnosing XLA (besides other clinical and immunological parameters). X-linked agammaglobulinemia is a prototypical humoral immunodeficiency caused by variants in theBTKgene, which encodes BTK, a hematopoietic-specific tyrosine kinase. XLA is characterized by normal, reduced, or absent BTK expression in monocytes and platelets, a significant reduction or absence of circulating B cells in blood, and profound hypogammaglobulinemia of all isotypes (IgG, IgA, IgM, and IgE). The clinical presentation includes early onset of recurrent bacterial infections and absent lymph nodes and tonsils. BTK plays a critical role in B-cell differentiation. The defect in BTK may be "leaky" in some patients (ie, a consequence of variants in the gene that result in a milder clinical and laboratory phenotype), such that these patients may have some levels of IgG and/or IgM and a small number of B cells in blood.(1) The vast majority of patients with XLA are diagnosed in childhood (median age of diagnosis in patients with sporadic XLA is 26 months), although some patients are recognized in early adulthood or later in life. The diagnosis of XLA in both children and adults indicates that the disorder demonstrates considerable clinical phenotypic heterogeneity, depending on the position of the variants within the gene. Female patients are typically carriers and asymptomatic. Testing in women should be limited to those in their child-bearing years (<45 years). Carrier testing ideally should be confirmed by genetic testing since it is possible to have a normal flow cytometry test for protein expression in the presence of heterozygous (carrier)BTKgene variants. Flow cytometry is a preliminary screening test for XLA. It is important to keep in mind that this flow cytometry test is only a screening tool and approximately 20% to 30% of patients who have a variant within theBTKgene have normal protein expression (again related to the position of the variant in the gene and the antibody used for flow cytometric analysis). Therefore, in addition to clinical correlation, genetic testing is recommended to confirm a diagnosis of XLA. Furthermore, it is helpful to correlate gene and protein data with clinical history (genotype-phenotype correlation) in making a final diagnosis of XLA. Consequently, the preferred test for XLA is BTKSG / Bruton Tyrosine Kinase,BTKFull Gene Analysis, Varies. If a familial variant has already been identified, then FMTT / Familial Variant, Targeted Testing, Varies should be ordered. | Present | Results are reported as Bruton tyrosine kinase (BTK) protein expression present (normal) or absent (abnormal) in monocytes and B cells if present. Additionally, mosaic BTK expression (indicative of a carrier) and reduced BTK expression (consistent with partial BTK protein deficiency) are reported when present and correlated with a healthy experimental control. BTKgenotyping (BTKSG / Bruton Tyrosine Kinase, BTK Full Gene Analysis, Varies or FMTT / Familial Variant, Targeted Testing, Varies) should be performed in the following situations: -To confirm any abnormal flow cytometry result -In the rare patient with the clinical features of X-linked agammaglobulinemia, but normal BTK protein expression -In mothers of patients who do not show the classic carrier pattern of bimodal protein expression (to determine if there is maternal germinal mosaicism or skewed altered X-chromosome inactivation), or there is dominant expression of the normal protein in the presence of one copy of a genetic variant. | This test is typically not indicated for women beyond child-bearing age or in men greater than 65 years, unless there is a strong clinical and family history and the patient has not received a formal diagnosis and may or may not be on replacement immunoglobulin therapy. For questions about appropriate test selection, call 800-533-1710. The flow cytometry screening assay is likely to detect the majority of patients with X-linked agammaglobulinemia (XLA) and completely or partially deficient Bruton tyrosine kinase (BTK) protein expression. However, approximately 20% to 30% of male patients may have normal BTK protein expression with aberrant function that can only be detected byBTKgene sequencing. The ability to identify female carriers by the flow cytometry assay is largely dependent on the BTK-specific antibodies used for flow detection. In general, genetic testing is preferable and more definitive to flow cytometry for identification of female carriers. It is also important to note that there are patients with XLA whose mothers have normal BTK protein expression by flow cytometry and normalBTKgenotyping, and the genetic variant in the patient is a result ofde novovariants in the germlineBTKgene.(1) In the same study, it has been shown that there can be female carriers who have normal BTK protein expression but who are genetically heterozygous and do not show abnormal protein expression due to extreme skewed inactivation of the altered X chromosome. | 1. Kanegane H, Futatani T, Wang Y, et al. Clinical and mutational characteristics of X-linked agammaglobulinemia and its carrier identified by flow cytometric assessment combined with genetic analysis. J Allergy Clin Immunol. 2001;108(6):1012-1020. doi:10.1067/mai.2001.120133 2. Kanegane H, Tsukada S, Iwata T, et al. Detection of Bruton's tyrosine kinase mutations in hypogammaglobulinemic males registered as common variable immunodeficiency (CVID) in the Japanese Immunodeficiency Registry. Clin Exp Immunol. 2000;120(3):512-517. doi:10.1046/j.1365-2249.2000.01244.x 3. Stewart DM, Tian L, Nelson DL. A case of X-linked agammaglobulinemia diagnosed in adulthood. Clin Immunol. 2001;99(1):94-99. doi:10.1006/clim.2001.5024 4.Futatani T, Miyawaki T, Tsukada S, et al. Deficient expression ofBruton's tyrosine kinase in monocytes from X-linked agammaglobulinemia as evaluated by a flow cytometric analysis and its clinical application to carrier detection. Blood. 1998;91(2):595-602 5. Kraft MT, Pyle R, Dong X, et al. Identification of 22 novel BTK gene variants in B cell deficiency with hypogammaglobulinemia. Clin Immunol. 2021;229:108788. doi:10.1016/j.clim.2021.108788 6. Chear CT, Ripen AM, Mohamed SAS, Dhaliwal JS. A novel BTK gene mutation creates a de-novo splice site in an X-linked agammaglobulinemia patient. Gene. 2015;560(2):245-248. doi:10.1016/j.gene.2015.02.019 | The Bruton tyrosine kinase (BTK) protein expression screening assay is performed on a whole blood sample. The cells in the blood are stained with antihuman CD20 (B cells) and CD14 (monocytes) antibodies followed by red blood cell lysis (using a premade Lysis buffer), cell fixation, and permeabilization to prepare the cell membrane for the anti-human BTK antibody. After the permeabilization step, the cells are stained for intracellular BTK using antihuman BTK-fluorescent pre-conjugated antibody. After the staining and wash process, the cells are fixed and analyzed by multiparametric flow cytometry.(Unpublished Mayo method) | 3 to 4 days | 4 days | This test was developed using an analyte specific reagent. Its performance characteristics were determined by Mayo Clinic in a manner consistent with CLIA requirements. This test has not been cleared or approved by the US Food and Drug Administration. | 88184 | Btk Protein Flow, B | 75708-8 | 89011 | Btk Protein Flow, B | 75708-8
BUCW | Buckwheat, IgE, Serum | Establishing a diagnosis of an allergy to buckwheat Defining the allergen responsible for eliciting signs and symptoms Identifying allergens: -Responsible for allergic response and/or anaphylactic episode -To confirm sensitization prior to beginning immunotherapy -To investigate the specificity of allergic reactions to insect venom allergens, drugs, or chemical allergens | Fluorescence Enzyme Immunoassay (FEIA) | Yes | Buckwheat, IgE | Serum | Collection Container/Tube: Preferred:Serum gel Acceptable:Red top Submission Container/Tube:Plastic vial Specimen Volume:0.5 mL for every 5 allergens requested Collection Instructions:Centrifuge and aliquot serum into a plastic vial. | For 1 allergen: 0.3 mL For more than 1 allergen: (0.05 mL x number of allergens) + 0.25 mL deadspace | Clinical manifestations of immediate hypersensitivity (allergic) diseases are caused by the release of proinflammatory mediators (histamine, leukotrienes, and prostaglandins) from IgE-sensitized effector cells (mast cells and basophils) when cell-bound IgE antibodies interact with an allergen. In vitro serum testing for IgE antibodies provides an indication of the immune response to allergens that may be associated with allergic disease. The allergens chosen for testing often depend upon the age of the patient, history of allergen exposure, season of the year, and clinical manifestations. In individuals predisposed to develop allergic disease, the sequence of sensitization and clinical manifestations proceed as follows: eczema and respiratory disease (rhinitis and bronchospasm) in infants and children less than 5 years due to food sensitivity (milk, egg, soy, and wheat proteins) followed by respiratory disease (rhinitis and asthma) in older children and adults due to sensitivity to inhalant allergens (dust mite, mold, and pollen inhalants). | Class,IgE kU/L,Interpretation, 0,<0.10,Negative, 0/1,0.10-0.34,Borderline/equivocal, 1,0.35-0.69,Equivocal, 2,0.70-3.49,Positive, 3,3.50-17.4,Positive, 4,17.5-49.9,Strongly positive, 5,50.0-99.9,Strongly positive, 6,> or =100,Strongly positive, | Detection of IgE antibodies in serum (class 1 or greater) indicates an increased likelihood of allergic disease as opposed to other etiologies and defines the allergens that may be responsible for eliciting signs and symptoms. The level of IgE antibodies in serum varies directly with the concentration of IgE antibodies expressed as a class score or kU/L. | Testing for IgE antibodies is not useful in patients previously treated with immunotherapy to determine if residual clinical sensitivity exists or in patients in whom the medical management does not depend upon identification of allergen specificity. Some individuals with clinically insignificant sensitivity to allergens may have measurable levels of IgE antibodies in serum, and test results must be interpreted in the clinical context. False-positive results for IgE antibodies may occur in patients with markedly elevated serum IgE (>2500 kU/L) due to nonspecific binding to allergen solid phases. | Homburger HA, Hamilton RG: Allergic diseases. In: McPherson RA, Pincus MR, eds. Henry's Clinical Diagnosis and Management by Laboratory Methods. 23rd ed. Elsevier; 2017:1057-1070 | Specific IgE from the patient's serum reacts with the allergen of interest, which is covalently coupled to an ImmunoCAP. After washing away nonspecific IgE, enzyme-labeled anti-IgE antibody is added to form a complex. After incubation, unbound anti-IgE is washed away, and the bound complex incubated with a developing agent. After stopping the reaction, the fluorescence of the eluate is measured. Fluorescence is proportional to the amount of specific IgE present in the patient's sample (ie, the higher the fluorescence value, the more IgE antibody is present).(Package insert: ImmunoCAP System Specific IgE FEIA. Phadia; Rev 06/2020) | Same day/1 to 3 days | 14 days | This test has been cleared, approved, or is exempt by the US Food and Drug Administration and is used per manufacturer's instructions. Performance characteristics were verified by Mayo Clinic in a manner consistent with CLIA requirements. | 86003 | Buckwheat, IgE | 6054-1 | BUCW | Buckwheat, IgE | 6054-1
BDRP | Budgerigar Droppings, IgE, Serum | Establishing a diagnosis of an allergy to Budgerigar droppings Defining the allergen responsible for eliciting signs and symptoms Identifying allergens: -Responsible for allergic response and/or anaphylactic episode -To confirm sensitization prior to beginning immunotherapy -To investigate the specificity of allergic reactions to insect venom allergens, drugs, or chemical allergens | Fluorescence Enzyme Immunoassay (FEIA) | Yes | Budgerigar Droppings, IgE | Serum | Collection Container/Tube: Preferred:Serum gel Acceptable:Red top Submission Container/Tube:Plastic vial Specimen Volume:0.5 mL for every 5 allergens requested Collection Instructions:Centrifuge and aliquot serum into a plastic vial. | For 1 allergen: 0.3 mL For more than 1 allergen: (0.05 mL x number of allergens) + 0.25 mL deadspace | Clinical manifestations of immediate hypersensitivity (allergic) diseases are caused by the release of proinflammatory mediators (histamine, leukotrienes, and prostaglandins) from IgE-sensitized effector cells (mast cells and basophils) when cell-bound IgE antibodies interact with an allergen. In vitro serum testing for IgE antibodies provides an indication of the immune response to allergens that may be associated with allergic disease. The allergens chosen for testing often depend upon the age of the patient, history of allergen exposure, season of the year, and clinical manifestations. In individuals predisposed to develop allergic disease, the sequence of sensitization and clinical manifestations proceed as follows: eczema and respiratory disease (rhinitis and bronchospasm) in infants and children less than 5 years due to food sensitivity (milk, egg, soy, and wheat proteins) followed by respiratory disease (rhinitis and asthma) in older children and adults due to sensitivity to inhalant allergens (dust mite, mold, and pollen inhalants). | Class,IgE kU/L,Interpretation, 0,<0.10,Negative, 0/1,0.10-0.34,Borderline/equivocal, 1,0.35-0.69,Equivocal, 2,0.70-3.49,Positive, 3,3.50-17.4,Positive, 4,17.5-49.9,Strongly positive, 5,50.0-99.9,Strongly positive, 6,> or =100,Strongly positive, | Detection of IgE antibodies in serum (class 1 or greater) indicates an increased likelihood of allergic disease as opposed to other etiologies and defines the allergens that may be responsible for eliciting signs and symptoms. The level of IgE antibodies in serum varies directly with the concentration of IgE antibodies expressed as a class score or kU/L. | Testing for IgE antibodies is not useful in patients previously treated with immunotherapy to determine if residual clinical sensitivity exists or in patients in whom the medical management does not depend upon identification of allergen specificity. Some individuals with clinically insignificant sensitivity to allergens may have measurable levels of IgE antibodies in serum, and test results must be interpreted in the clinical context. False-positive results for IgE antibodies may occur in patients with markedly elevated serum IgE (>2500 kU/L) due to nonspecific binding to allergen solid phases. | Homburger HA, Hamilton RG: Allergic diseases. In: McPherson RA, Pincus MR, eds. Henry's Clinical Diagnosis and Management by Laboratory Methods. 23rd ed.Elsevier; 2017:1057-1070 | Specific IgE from the patient's serum reacts with the allergen of interest, which is covalently coupled to an ImmunoCAP. After washing away nonspecific IgE, enzyme-labeled anti-IgE antibody is added to form a complex. After incubation, unbound anti-IgE is washed away, and the bound complex incubated with a developing agent. After stopping the reaction, the fluorescence of the eluate is measured. Fluorescence is proportional to the amount of specific IgE present in the patient's sample (ie, the higher the fluorescence value, the more IgE antibody is present).(Package insert: ImmunoCAP System Specific IgE FEIA. Phadia; Rev 06/2020) | Same day/1 to 3 days | 14 days | This test has been cleared, approved, or is exempt by the US Food and Drug Administration and is used per manufacturer's instructions. Performance characteristics were verified by Mayo Clinic in a manner consistent with CLIA requirements. | 86003 | Budgerigar Droppings, IgE | 6304-0 | BDRP | Budgerigar Droppings, IgE | 6304-0
BFTH | Budgerigar Feathers, IgE, Serum | Establishing a diagnosis of an allergy to Budgerigar feathers Defining the allergen responsible for eliciting signs and symptoms Identifying allergens: -Responsible for allergic response and/or anaphylactic episode -To confirm sensitization prior to beginning immunotherapy -To investigate the specificity of allergic reactions to insect venom allergens, drugs, or chemical allergens | Fluorescence Enzyme Immunoassay (FEIA) | Yes | Budgerigar Feathers, IgE | Serum | Collection Container/Tube: Preferred:Serum gel Acceptable:Red top Submission Container/Tube:Plastic vial Specimen Volume:0.5 mL for every 5 allergens requested Collection Instructions:Centrifuge and aliquot serum into a plastic vial. | For 1 allergen: 0.3 mL For more than 1 allergen: (0.05 mL x number of allergens) + 0.25 mL deadspace | Clinical manifestations of immediate hypersensitivity (allergic) diseases are caused by the release of proinflammatory mediators (histamine, leukotrienes, and prostaglandins) from IgE-sensitized effector cells (mast cells and basophils) when cell-bound IgE antibodies interact with an allergen. In vitro serum testing for IgE antibodies provides an indication of the immune response to allergens that may be associated with allergic disease. The allergens chosen for testing often depend upon the age of the patient, history of allergen exposure, season of the year, and clinical manifestations. In individuals predisposed to develop allergic disease, the sequence of sensitization and clinical manifestations proceed as follows: eczema and respiratory disease (rhinitis and bronchospasm) in infants and children less than 5 years due to food sensitivity (milk, egg, soy, and wheat proteins) followed by respiratory disease (rhinitis and asthma) in older children and adults due to sensitivity to inhalant allergens (dust mite, mold, and pollen inhalants). | Class,IgE kU/L,Interpretation, 0,<0.10,Negative, 0/1,0.10-0.34,Borderline/equivocal, 1,0.35-0.69,Equivocal, 2,0.70-3.49,Positive, 3,3.50-17.4,Positive, 4,17.5-49.9,Strongly positive, 5,50.0-99.9,Strongly positive, 6,> or =100,Strongly positive, | Detection of IgE antibodies in serum (class 1 or greater) indicates an increased likelihood of allergic disease as opposed to other etiologies and defines the allergens that may be responsible for eliciting signs and symptoms. The level of IgE antibodies in serum varies directly with the concentration of IgE antibodies expressed as a class score or kU/L. | Testing for IgE antibodies is not useful in patients previously treated with immunotherapy to determine if residual clinical sensitivity exists or in patients in whom the medical management does not depend upon identification of allergen specificity. Some individuals with clinically insignificant sensitivity to allergens may have measurable levels of IgE antibodies in serum, and test results must be interpreted in the clinical context. False-positive results for IgE antibodies may occur in patients with markedly elevated serum IgE (>2500 kU/L) due to nonspecific binding to allergen solid phases. | Homburger HA, Hamilton RG: Allergic diseases. In: McPherson RA, Pincus MR, eds. Henry's Clinical Diagnosis and Management by Laboratory Methods. 23rd ed. Elsevier; 2017:1057-1070 | Specific IgE from the patient's serum reacts with the allergen of interest, which is covalently coupled to an ImmunoCAP. After washing away nonspecific IgE, enzyme-labeled anti-IgE antibody is added to form a complex. After incubation, unbound anti-IgE is washed away, and the bound complex incubated with a developing agent. After stopping the reaction, the fluorescence of the eluate is measured. Fluorescence is proportional to the amount of specific IgE present in the patient's sample (ie, the higher the fluorescence value, the more IgE antibody is present).(Package insert: ImmunoCAP System Specific IgE FEIA. Phadia; Rev 06/2020) | Same day/1 to 3 days | 14 days | This test has been cleared, approved, or is exempt by the US Food and Drug Administration and is used per manufacturer's instructions. Performance characteristics were verified by Mayo Clinic in a manner consistent with CLIA requirements. | 86003 | Budgerigar Feathers, IgE | 6030-1 | BFTH | Budgerigar Feathers, IgE | 6030-1
BPAB | Bullous Pemphigoid, BP180 and BP230, IgG Antibodies, Serum | Initial screening test in the diagnosis of bullous pemphigoid and its variants Complementing the standard serum test of indirect immunofluorescence utilizing primate esophagus substrate and primate salt-split skin substrate (CIFS / Cutaneous Immunofluorescence Antibodies [IgG], Serum) | Enzyme-Linked Immunosorbent Assay (ELISA) | Yes | BP 180 and 230, Serum | Serum Red | Collection Container/Tube: Preferred:Red top Acceptable:Serum gel Submission container/tube:Plastic vial Specimen Volume:1 mL Collection Instructions:Centrifuge and aliquot serum into a plastic vial. | 0.5 mL | Bullous pemphigoid (BP) is a chronic pruritic blistering disorder found mainly in aged persons, characterized by the development of tense blisters over an erythematous or urticarial base. IgG anti-basement membrane zone antibodies are found in the serum of patients, and linear IgG and complement component 3 sediment is found on the basement membrane zone of the lesion. Several well characterized variants exist including localized, mucous membrane predominant and pemphigoid gestationis, also referred to as herpes gestationis. Target antigens of the autoantibodies in BP patient serum are BP230 and BP180, also called BPAG1 and BPAG2. Molecular weight of these antigens is 230 kDa and 180 kDa, respectively. BP180 is thought to be the direct target of the autoantibody because of its location along the basement membranes, and the autoantibody against BP230 is thought to be secondarily produced. | BULLOUS PEMPHIGOID 180: <20 RU/mL (negative) > or =20 RU/mL (positive) BULLOUS PEMPHIGOID 230: <20 RU/mL (negative) > or =20 RU/mL (positive) | Antibodies to bullous pemphigoid (BP) BP180 and BP230 have been shown to be present in most patients with pemphigoid. Adequate sensitivities and specificity for disease are documented and Mayo Clinic's experience demonstrates a very good correlation between BP180 and BP230 results and the presence of pemphigoid (see Supportive Data). However, in those patients strongly suspected to have pemphigoid, either by clinical findings or by routine biopsyor direct immunofluorescence, and in whom the BP180/BP230 assay is negative, follow-up testing by CIFS / Cutaneous Immunofluorescence Antibodies (IgG), Serum is recommended. Antibody titer may correlate with disease activity in some patients. Patients with severe disease may be expected to have high titers of antibodies to BP. Titers may decrease with clinical improvement. | As with other diagnostic test procedures, the results obtained with bullous pemphigoid (BP) BP180 and BP230 enzyme-linked immunosorbent assay kit serve only as an aid to diagnosis and should not be interpreted as diagnostic in themselves. Performance of the assay in pediatric patients has not been established. Performance of the assay on other matrices besides serum has not been established. | 1. Liu Z, Diaz LA, Troy JL, et al. A passive transfer model of the organ-specific autoimmune disease, bullous pemphigoid, using antibodies generated against the hemidesmosomal antigen, BP180. J Clin Invest. 1993;92(5):2480-2488 2. Matsumura K, Amagai M, Nishikawa T, Hashimoto T. The majority of bullous pemphigoid and herpes gestationes serum samples react with the NC16a domain of the e180-kD bullous pemphigoid antigen. Arch Dermatol Res. 1996;288(9):507-509 3. Stanley JR, Hawley-Nelson P, Yuspa SH, Shevach EM, Katz SI. Characterization of bullous pemphigoid antigen: a unique basement membrane protein of stratified aqueous epithelia. Cell. 1981;24(3):897-903 4. Hamada T, Nagata Y, Tomita M, Salmhofer W, Hashimoto T. Bullous pemphigoid sera react specially with various domains of BP230, most frequently with C-terminal domain, by immunblot analyses using bacterial recombinant proteins covering the entire molecule. Exp Dermatol. 2001;10(4):256-263 5. Rico MJ, Korman NJ, Stanley JR, Tanaka T, Hall RP. IgG antibodies from patients with bullous pemphigoid bind to localized epitopes on synthetic peptides encoded by bullous pemphigoid antigen cDNA. J Immunol. 1990;145(11):3728-3733 6. Wieland CN, Comfere NI, Gibson LE, Weaver AL, Krause PK, Murray JA. Anti-bullous pemphigoid 180 and 230 antibodies in a sample of unaffected subjects. Arch Dermatol. 2010;146(1):21-25 7. Montagnon CM, Tolkachjov SN, Murrell DF, Camilleri MJ, Lehman JS. Subepithelial autoimmune blistering dermatoses: Clinical features and diagnosis. J Am Acad Dermatol. 2021;85(1):1-14 8. Montagnon CM, Lehman JS, Murrell DF, Camilleri MJ, Tolkachjov SN. Subepithelial autoimmune bullous dermatoses: disease activity assessment and therapy. J Am Acad Dermatol. 2021;85(1):18-27 | This enzyme-linked immunosorbent assay (ELISA) method detects and measures serum levels of antibodies of certain pemphigoid diseases. Calibrators and patient sera are added to microwells coated with bullous pemphigoid (BP) BP180 and BP230 antigens, allowing antibodies to react with the immobilized antigens. After washing to remove any unbound serum proteins, horseradish peroxidase-conjugated IgG is added and incubated. Following another wash step, the peroxidase substrate is added and allowed to incubate for an additional period. Stop solution is then added to each well to cancel the enzyme reaction and to stabilize the color development. The assay can be quantified by measuring the reaction photometrically and plotting the results. The amount of antigen specific bound antibody is proportional to the color intensity.(Package inserts: Anti-BP180-NC16A-4X ELISA [IgG], Form EA_1502-2G_A_US_D04. EuroImmun; 07/08/2020; Anti-BP230-CF ELISA [IgG], Form EA_1502-1G_A_UK_C03.doc. EuroImmun; 10/23/2020) | 1 to 5 days | 30 days | This test has been modified from the manufacturer's instructions. Its performance characteristics were determined by Mayo Clinic in a manner consistent with CLIA requirements. This test has not been cleared or approved by the US Food and Drug Administration. | 83516 x 2 | BP 180 and 230, Serum | 92671-7 | 606817 | BP 230, S | 53843-9
FMARC | Bupivacaine (Marcaine) |  | Liquid Chromatography/ Tandem Mass Spectrometry (LC/MS/MS) | Yes | Bupivacaine (Marcaine) | Serum Red | Draw blood in a plain red-top tube(s),serum gel tube is not acceptable. Spin down and send 1 mL of serum frozen in a plastic vial. | 0.5 mL |  | Reference Range: 0.1 - 4.0 ug/mL |  |  |  |  | 5 to 11 days |  | This test was developed and its performance characteristics determined by LabCorp. It has not been cleared or approved by the Food and Drug Administration. | 80299 | Bupivacaine (Marcaine) | 3412-4 | Z5052 | Bupivacaine | 3412-4
BUPMX | Buprenorphine and Norbuprenorphine, Chain of Custody, Random, Urine | Monitoring of compliance of buprenorphine therapy Detection and confirmation of the illicit use of buprenorphine Chain of custody is required whenever the results of testing could be used in a court of law. Its purpose is to protect the rights of the individual contributing the specimen by demonstrating that it was under the control of personnel involved with testing the specimen at all times; this control implies that the opportunity for specimen tampering would be limited. | BUPMX: Liquid Chromatography-Tandem Mass Spectrometry (LC-MS/MS) ADLTX: Spectrophotometry | Yes | Buprenorphine w/metabolite, CoC, U | Adulterants testing will be performed on all chain-of-custody urine samples as per regulatory requirements. | Supplies:Chain of Custody Kit (T282) Container/Tube:Chain of Custody Kit containing the specimen containers, seals, and documentation required. Specimen Volume:5 mL Collection Instructions:Collect specimen in the provided container, seal, and submit with the associated documentation to satisfy the legal requirements for chain-of-custody testing. | 1 mL | Clinically, buprenorphine is utilized as a substitution therapy for opioid dependence and as an analgesic. Buprenorphine is a partial agonist of the mu-opioid receptor. These mu binding sites are discretely distributed in the human brain, spinal cord, and other tissue. The clinical effects of mu receptor agonists are sedation, euphoria, respiratory depression, and analgesia.As a partial mu receptor agonist, buprenorphine's clinicaleffects are decreased, giving buprenorphine a wider safety margin.(1) Buprenorphine has a prolonged duration of activity. The combination of decreased clinical effects and prolonged activity gives buprenorphine the added advantage of a delayed and decreased withdrawal syndrome, compared to other opioids.(1) Compared to morphine, buprenorphine is 25 to 40 times more potent.(1) As with any opioid, abuse is always a concern. To reduce illicit use of buprenorphine, it is available mixed with naloxone in a ratio of 4:1. When the combination is taken as prescribed, only small amounts of naloxone will be absorbed. However, if the combination is transformed into the injectable form, naloxone then acts as an opioid receptor antagonist. Buprenorphine is metabolized through N-dealkylation to norbuprenorphine through cytochrome P450 3A4. Both parent and metabolite then undergo glucuronidation. Norbuprenorphine is an active metabolite possessing one-fifth of the potency of its parent. The glucuronide metabolites are inactive.(1) The primary clinical utility of quantification of buprenorphine in urine is to identify patients that have strayed from opioid dependence therapy. Chain of custody is a record of the disposition of a specimen to document each individual who collected, handled, and performed the analysis. When a specimen is submitted in this manner, analysis will be performed in such a way that it will withstand regular court scrutiny. | Negative Cutoff concentrations: Buprenorphine: 5.0 ng/mL Norbuprenorphine: 2.5 ng/mL | The presence of buprenorphine above 5.0 ng/mL or norbuprenorphine above 2.5 ng/mL is a strong indicator that the patient has used buprenorphine. | Urine concentrations do not correlate well with serum drug levels and are not intended for therapeutic drug management. | 1. Elkader A, Sproule B: Buprenorphine: clinical pharmacokinetics in the treatment of opioid dependence. Clin Pharmacokinet. 2005;44(7):661-680 2. Grimm D, Pauly E, Poschl J, Linderkamp O, Skopp G: Buprenorphine and norbuprenorphine concentrations in human breast milk samples determined by liquid chromatography-tandem mass spectrometry. Ther Drug Monit. 2005 Aug;27(4):526-530 3. Kacinko SL, Shakleya DM, Huestis MA: Validation and application of a method for the determination of buprenorphine, norbuprenorphine, and their glucuronide conjugates in human meconium. Anal Chem. 2008 Jan 1;80(1):246-252 4. Concheiro M, Shakleya DM, Huestis MA: Simultaneous quantification buprenorphine, norbuprenorphine, buprenorphine-glucuronide and norbuprenorphine-glucuronide in human umbilical cord by liquid chromatography tandem mass spectrometry. Forensic Sci Int. 2009 Jul 1;188(1-3):144-151 5. Langman LJ, Bechtel LK, Meier BM, Holstege C: Clinical toxicology. In: Rifai N, Horvath AR, Wittwer CT, eds. Tietz Textbook of Clinical Chemistry and Molecular Diagnostics. 6th ed. Elsevier; 2018:832-887 6. Baselt RC: Disposition of Toxic Drugs and Chemicals in Man. 10th ed. Biomedical Publications; 2014:2211 | Buprenorphine and its major metabolite (norbuprenorphine) are liberated from conjugation by enzyme hydrolysis. Acetonitrile is added to the sample and an aliquot of the supernatant is diluted with water. Analysis is performed by liquid chromatography-mass spectrometry/mass spectrometry using multiple reaction monitoring.(Unpublished Mayo method) | 3 to 5 days | 14 days | This test was developed and its performance characteristics determined by Mayo Clinic in a manner consistent with CLIA requirements. It has not been cleared or approved by the US Food and Drug Administration. | 80348G0480 (if appropriate) | Buprenorphine w/metabolite, CoC, U | 69033-9 | 56645 | Chain of Custody | 77202-0
BUPM | Buprenorphine and Norbuprenorphine, Random, Urine | Monitoring of compliance utilizing buprenorphine Detection and confirmation of the illicit use of buprenorphine | Liquid Chromatography Tandem Mass Spectrometry (LC-MS/MS) | Yes | Buprenorphine and Metabolite, U | Urine | Supplies:Sarstedt Aliquot Tube, 5 mL (T914) Collection Container/Tube:Plastic urine container Submission Container/Tube:Plastic, 5-mL tube Specimen Volume:1mL Collection Instructions: 1. Collect a random urine specimen. 2. No preservative Additional Information: 1. No specimen substitutions. 2. STAT requests arenotacceptedfor this test. 3. Submitting less than 1 mL will compromise the ability to perform all necessary testing. | 0.5 mL | Clinically, buprenorphine is utilized as a substitution therapy for opioid dependence and as an analgesic. Buprenorphine is a partial agonist of the mu-opioid receptor. These mu binding sites are discretely distributed in the human brain, spinal cord, and other tissue. The clinical effects of mu receptor agonists are sedation, euphoria, respiratory depression, and analgesia.As a partial mu receptor agonist, buprenorphine's clinicaleffects are decreased, giving buprenorphine a wider safety margin.(1) Buprenorphine has a prolonged duration of activity. The combination of decreased clinical effects and prolonged activity gives buprenorphine the added advantage of a delayed and decreased withdrawal syndrome, compared to other opioids.(1) Compared to morphine, buprenorphine is 25 to 40 times more potent.(1) As with any opioid, abuse is always a concern. To reduce illicit use of buprenorphine, it is available mixed with naloxone in a ratio of 4:1. When the combination is taken as prescribed, only small amounts of naloxone will be absorbed. However, if the combination is transformed into the injectable form, naloxone then acts as an opioid receptor antagonist. Buprenorphine is metabolized through N-dealkylation to norbuprenorphine through cytochrome P450 3A4 (CYP3A4). Both parent and metabolite then undergo glucuronidation. Norbuprenorphine is an active metabolite possessing one-fifth of the potency of its parent. The glucuronide metabolites are inactive.(1) The primary clinical utility of quantification of buprenorphine in urine is to identify patients that have strayed from opioid dependence therapy. | Negative Cutoff concentrations: Buprenorphine: 5.0 ng/mL Norbuprenorphine: 2.5 ng/mL | The presence of buprenorphine above 5.0 ng/mL or norbuprenorphine above 2.5 ng/mL is a strong indicator that the patient has used buprenorphine. | Urine concentrations do not correlate well with serum drug levelsand are not intended for therapeutic drug management. | 1. Elkader A, Sproule B. Buprenorphine: clinical pharmacokinetics in the treatment of opioid dependence. Clin Pharmacokinet. 2005;44(7):661-680 2. Grimm D, Pauly E, Poschl J, Linderkamp O, Skopp G. Buprenorphine and norbuprenorphine concentrations in human breast milk samples determined by liquid chromatography-tandem mass spectrometry. Ther Drug Monit. 2005;27(4):526-530 3. Kacinko SL, Shakleya DM, Huestis MA. Validation and application of a method for the determination of buprenorphine, norbuprenorphine, and their glucuronide conjugates in human meconium. Anal Chem. 2008;80(1):246-252 4. Concheiro M, Shakleya DM, Huestis MA. Simultaneous quantification buprenorphine, norbuprenorphine, buprenorphine-glucuronide and norbuprenorphine-glucuronide in human umbilical cord by liquid chromatography tandem mass spectrometry. Forensic Sci Int. 2009;188(1-3):144-151 5. Langman LJ, Bechtel LK, Holstege CP. Clinical toxicology. In: Rifai N, Chiu RWK, Young I, Burnham CAD, Wittwer CT, eds. Tietz Textbook of Laboratory Medicine. 7th ed. Elsevier; 2023:chap 43 6. Baselt RC. Disposition of Toxic Drugs and Chemicals in Man. 10th ed. Biomedical Publications; 2014:2211 | Buprenorphine and its major metabolite (norbuprenorphine) are liberated from conjugation by enzyme hydrolysis. Acetonitrile is added to the sample and an aliquot of the supernatant is diluted with water. Analysis is performed by liquid chromatography mass spectrometry/mass spectrometry using multiple reaction monitoring.(Unpublished Mayo method) | 3 to 5 days | 14 days | This test was developed and its performance characteristics determined by Mayo Clinic in a manner consistent with CLIA requirements. It has not been cleared or approved by the US Food and Drug Administration. | 80348G0480 (if appropriate) | Buprenorphine and Metabolite, U | 69033-9 | 48296 | Norbuprenorphine | 49753-7
BUPR | Buprenorphine Screen with Reflex, Random, Urine | Screening and confirmation for drug abuse or use of buprenorphine | Immunoassay | Yes | Buprenorphine Screen w/Reflex, U | Testing begins with a screening assay. If the buprenorphine screen is positive, then the liquid chromatography tandem mass spectrometry confirmation with quantification will be performed at an additional charge. | Supplies:SarstedtAliquot Tube,5 mL(T914) Collection Container/Tube:Plastic urine container Submission Container/Tube:Plastic vial Specimen Volume:5 mL Collection Instructions: 1. Collect a random urine specimen. 2. Submit 5 mL in 1 plastic vial. 3. No preservative. Additional Information: 1. No specimen substitutions. 2. STAT requests arenot acceptedfor this test. 3. Submitting less than 5 mL will compromise the ability to perform all necessary testing. | 2.5 mL | Clinically, buprenorphine is utilized as a substitution therapy for opioid dependence and as an analgesic. Buprenorphine is a partial agonist of the mu-opioid receptor. These mu binding sites are discretely distributed in the human brain, spinal cord, and other tissue. The clinical effects of mu receptor agonists are sedation, euphoria, respiratory depression, and analgesia.As a partial mu receptor agonist, buprenorphine's clinicaleffects are decreased, giving buprenorphine a wider safety margin.(1) Buprenorphine has a prolonged duration of activity. The combination of decreased clinical effects and prolonged activity gives buprenorphine the added advantage of a delayed and decreased withdrawal syndrome, compared to other opioids.(1) Compared to morphine, buprenorphine is 25 to 40 times more potent.(1) As with any opioid, abuse is always a concern. To reduce illicit use of buprenorphine, it is available mixed with naloxone in a ratio of 4:1. When the combination is taken as prescribed, only small amounts of naloxone will be absorbed. However, if the combination is transformed into the injectable form, naloxone then acts as an opioid receptor antagonist. Buprenorphine is metabolized through N-dealkylation to norbuprenorphine through cytochrome P450 3A4 (CYP 3A4). Both parent and metabolite then undergo glucuronidation. Norbuprenorphine is an active metabolite possessing one fifth of the potency of its parent. The glucuronide metabolites are inactive.(1) This procedure uses immunoassay reagents that are designed to produce a negative result when no drugs are present in a natural (ie, unadulterated) specimen of urine; the assay is designed to have a high true-negative rate. Like all immunoassays, it can produce a false-positive result due to cross-reactivity with natural chemicals and drugs other than those they were designed to detect. The immunoassay also can produce a false-negative result due to the antibody's ability to cross-react with different drugs in the target class. | Negative Screening cutoff concentration: Buprenorphine: 5 ng/mL | If the screen result is negative, buprenorphine concentrations were not detected. If the screen result is positive, then confirmation by liquid chromatography tandem mass spectrometry will be performed. A positive interpretation will be given if either the buprenorphine result is greater than or equal to 5.0 ng/mL or the norbuprenorphine result is greater than or equal to 2.5 ng/mL. The presence of buprenorphine above 5.0 ng/mL or norbuprenorphine above 2.5 ng/mL is a strong indicator that the patient has used buprenorphine. | Care should be taken when interpreting results since there are many factors (eg, fluid intake and other biologic factors) that may influence a urine test result. It is possible that substances other than those investigated in the specificity study may interfere with the test and cause false-positive or false-negative results. | 1. Elkader A, Spuroule B. Buprenorphine clinical pharmacokinetics in the treatment of opioid dependence. Clin Pharmacokinet. 2005;44(7):661-680 2. Jannetto PJ, Bratanow NC, Clark WA, et al: Executive Summary: American Association of Clinical Chemistry Laboratory Medicine Practice Guideline-Using Clinical Laboratory Tests to Monitor Drug Therapy in Pain Management Patients. J Appl Lab Med. 2018;2:489-526 3.Langman LJ, Bechtel LK, Holstege CP. Clinical toxicology. In: Rifai N, Chiu RWK, Young I, Burnham CAD, Wittwer CT, eds. Tietz Textbook of Laboratory Medicine. 7th ed. Elsevier; 2023:chap 43 | This assay is a homogeneous enzyme immunoassay technique. The assay will be performed semi-quantitatively. The assay is based on competition between free drug in the urine sample, and a drug labeled with the enzymeglucose-6-phosphate dehydrogenasefor a fixed amount of specific antibody binding sites. Active enzyme reduces nicotinamide adenine dinucleotide (NAD[+]) to NADH, which results in an absorbance change that can be measured spectrophotometrically at 340nm. Similar testing is being performed on the Olympus AU680 analyzer and this test would be an addition to the current testing.(Package insert: Buprenorphine Urine Enzyme Immunoassay. Immunalysis Corporation; 04/2021) | Same day/1 to 2 days | 14 days | This test was developed and its performance characteristics determined by Mayo Clinic in a manner consistent with CLIA requirements. It has not been cleared or approved by the US Food and Drug Administration. | 80307 | Buprenorphine Screen w/Reflex, U | 93494-3 | 63119 | Buprenorphine Screen, U | 93494-3
BUPS | Buprenorphine Screen, Random, Urine | Screening for drug abuse or use of buprenorphine | Immunoassay | Yes | Buprenorphine Screen, U | Urine | Supplies:Sarstedt 5 mL Aliquot Tube (T914) Collection Container/Tube:Plastic urine container Submission Container/Tube:Plastic vial Specimen Volume:5 mL Collection Instructions: 1. Collect a random urine specimen. 2. Submit 5 mL in 1 plastic vial. 3. No preservative. Additional Information: 1.No specimen substitutions. 2. STAT requests arenot acceptedfor this test. 3. Submitting less than 5 mL will compromise the ability to perform all necessary testing. | 2.5 mL | Clinically, buprenorphine is utilized as a substitution therapy for opioid dependence and as an analgesic. Buprenorphine is a partial agonist of the mu-opioid receptor. These mu binding sites are discretely distributed in the human brain, spinal cord, and other tissue. The clinical effects of mu receptor agonists are sedation, euphoria, respiratory depression, and analgesia.As a partial mu receptor agonist, buprenorphine's clinicaleffects are decreased, giving buprenorphine a wider safety margin.(1) Buprenorphine has a prolonged duration of activity. The combination of decreased clinical effects and prolonged activity gives buprenorphine the added advantage of a delayed and decreased withdrawal syndrome, compared to other opioids.(1) Compared to morphine, buprenorphine is 25 to 40 times more potent.(1) As with any opioid, abuse is always a concern. To reduce illicit use of buprenorphine, it is available mixed with naloxone in a ratio of 4:1. When the combination is taken as prescribed, only small amounts of naloxone will be absorbed. However, if the combination is transformed into the injectable form, naloxone then acts as an opioid receptor antagonist. Buprenorphine is metabolized through N-dealkylation to norbuprenorphine through cytochrome P450 3A4 (CYP 3A4). Both parent and metabolite then undergo glucuronidation. Norbuprenorphine is an active metabolite possessing one fifth of the potency of its parent. The glucuronide metabolites are inactive.(1) This procedure uses immunoassay reagents that are designed to produce a negative result when no drugs are present in a natural (ie, unadulterated) specimen of urine; the assay is designed to have a high true-negative rate. Like all immunoassays, it can produce a false-positive result due to cross-reactivity with natural chemicals and drugs other than those they were designed to detect. The immunoassay also can produce a false-negative result due to the antibody's ability to cross-react with different drugs in the target class. | Negative Screening cutoff concentration: Buprenorphine: 5 ng/mL | This assay only provides a preliminary analytical test result. A more specific alternative method (ie, liquid chromatography-tandem mass spectrometry: LC-MS/MS) must be used to obtain a confirmed analytical result. | Care should be taken when interpreting results since there are many factors (eg, fluid intake and other biologic factors) that may influence a urine test result. It is possible that substances other than those investigated in the specificity study may interfere with the test and cause false-positive or false-negative results. | 1. Elkader A, Spuroule B: Buprenorphine clinical pharmacokinetics in the treatment of opioid dependence. Clin Pharmacokinet 2005;44(7):661-680 2. Jannetto PJ, Bratanow NC, Clark WA, et al: Executive summary: American association of clinical chemistry laboratory medicine practice guideline-using clinical laboratory tests to monitor drug therapy in pain management patients. J Appl Lab Med. 2018 Jan;2(4):489-526.doi: 10.1373/jalm.2017.023341 3. Langman LJ, Bechtel LK, Meier BM, Holstege CP: Clinical Toxicology. In: Rifai N, Horvath AR, Wittwer CT, eds. Tietz Textbook of Clinical Chemistry and Molecular Diagnostics. 6th ed. Elsevier; 2018:832-887 | This assay is a homogeneous enzyme immunoassay technique. The assay will be performed semi- quantitatively. The assay is based on competition between free drug in the urine sample, and a drug labeled with the enzymeglucose-6-phosphate dehydrogenasefor a fixed amount of specific antibody binding sites. Active enzyme reduces nicotinamide adenine dinucleotide (NAD+) to NADH, which results in an absorbance change that can be measured spectrophotometrically at 340nm. Similar testing is being performed on the Olympus AU680 analyzer and this test would be an addition to the current testing.(Package insert: Buprenorphine Urine Enzyme Immunoassay. Immunalysis Corporation; 04/2021) | Same day/1 to 2 days | 14 days | This test was developed and its performance characteristics determined by Mayo Clinic in a manner consistent with CLIA requirements. It has not been cleared or approved by the US Food and Drug Administration. | 80307 | Buprenorphine Screen, U | 93494-3 | 63119 | Buprenorphine Screen, U | 93494-3
FBUMT | Bupropion and Metabolite, Serum |  | High Performance Liquid Chromatography/Tandem Mass Spectrometry (LC-MS/MS) | Yes | Bupropion and Metabolite, S | Serum Red | ***Must submit one specimen per order. Specimens cannot be shared between multiple orders.*** Specimen Type:Serum Collection Container/Tube:Red-top Submission Container/Tube:Plastic vial Specimen volume:1 mL Collection Instructions: 1. Draw blood in a plain red-top tube(s),serum gel tube is not acceptable. 2. Centrifuge and send 1 mL of serum frozen in a plastic vial. | 0.5 mL |  | Reporting Limit determined each analysis. Units: ng/mL | Bupropion: Maximum antidepressant response was observed at trough plasma concentrations of 50 – 100 ng/mL bupropion with virtually no response below 25 ng/mL. Reported average bupropion peak plasma concentrations: Adults: Single 100 mg IR – 120 +/- 10 ng/mL (Males): 150 +/- 10 ng/mL (Females) Adults: Single 200 mg IR -220 +/- 20 ng/mL (Males): 270 +/- 20 ng/mL (Females) Adults: Single 150 mg SR - 140 +/- 20 ng/mL Juveniles: 100 mg/day SR for 2 weeks – 25 +/- 8 ng/mL Juveniles: 200 mg/day SR for 2 weeks – 53 +/- 22 ng/mL Specimens must be kept frozen. If specimens are not kept frozen, this may cause lower or negative values. Hydroxybupropion: 8 adults (Age 22 – 42) taking thrice daily 100 mg normal release bupropion for 2 weeks had an average peak plasma concentration of 1000 +/- 70 ng/mL hydroxybupropion. Juvenile patients taking once daily, extended release bupropion for two weeks had the following peak plasma concentrations: 100 mg/day (n = 11), 450 +/- 210 ng/mL hydroxybupropion 200 mg/day (n = 8), 710 +/- 350 ng/mL hydroxybupropion |  |  |  | 6 to 10 days |  | This test was developed and its performance characteristics determined by NMS Labs. It has not been cleared or approved by the U.S. Food and Drug Administration. | 80338 | Bupropion and Metabolite, S | Not Provided | Z3523 | Hydroxybupropion | 9418-5
FBUS | Buspirone (Buspar) |  | Liquid Chromatography/Tandem Mass Spectrometry (LC/MS/MS) | Yes | Buspirone (Buspar) | Varies | Submit only 1 of the following specimens: Plasma Draw blood in a green-top (sodium heparin) tube(s),plasma gel tubeis not acceptable.Spin down and send 3 mL sodium heparinplasma refrigerated in a plastic vial. Serum Draw blood in a plain red-top tube(s),serum gel tube is notacceptable.Spin down and send 3 mL of serum refrigerated in a plastic vial. | 0.6 mL |  | Units:ng/mL Therapeutic and toxic ranges have not been established. Expected serum buspirone concentrations in patients taking recommended daily dosages: up to 10.00 ng/mL. |  |  |  |  | 5 to 9 days | 2 weeks |  | 80299 | Buspirone (Buspar) | 9356-7 | Z1186 | Buspirone | 9356-7
BUAUC | Busulfan, Intravenous Dose, Area Under the Curve, Plasma | Guiding dosage adjustments to achieve complete bone marrowablation while minimizing dose-dependent toxicity | Liquid Chromatography Tandem Mass Spectrometry (LC-MS/MS) | Yes | Busulfan, IV Dose, AUC, P | Plasma Na Heparin | Four plasma specimens with different collection times (keep all specimens under 1 order) are required. Collection Container/Tube:Green top (sodium heparin) (Plasma gel/PST arenot acceptable) Submission Container/Tube:Plastic vials Specimen Volume:1 mL Collection Instructions: 1. The first specimen should be collected immediately after completion of the first intravenous infusion of 0.8 mg/kg busulfan. 2. Additional specimens should also be collected at 1 hour, 2 hours, and 4 hours after completion of infusion. 3. Label each specimen with exact time of collection. 4. Busulfan degrades quickly at ambient temperature. Specimens must be kept in wet ice slurry or refrigerated at 4 degrees C. Specimens must be centrifuged within 2 hours after collection. Separate the plasma and transfer to individual 5-mL plastic vials, labeled with exact time of collection. Immediately freeze at -20 degrees C. Additional Information: This test should only be ordered when the following criteria are met: -Busulfan dosing protocol must be intravenous administration of 0.8 mg/kg doses every 6 hours over 4 days, for a total of 16 doses -Specimens must be collected as described below: -1 specimen collected immediately after completion of the first 2-hour IV infusion of busulfan -1 specimen collected 1 hour after the infusion is completed -1 specimen collected 2 hours after the infusion is completed -1 specimen collected 4 hours after the infusion is completed and prior to the next infusion of busulfan | 0.25 mL | Busulfan is an alkylating agent used to ablate bone marrow cells prior to hematopoietic stem cell transplantation for chronic myelogenous leukemia.(1) Busulfan is typically administered intravenously (IV) at the recommended dosage of 0.8 mg/kg of actual or ideal body weight (whichever is lower) and given once every 6 hours over 4 days for a total of 16 doses. Dose-limiting toxicity of busulfan includes veno-occlusive liver disease, seizures, and coma. To avoid toxicity while ensuring busulfan dose adequacy to completely ablate the bone marrow, IV dosing should be guided by a pharmacokinetic (PK) evaluation of the area under the curve and clearance after the first dose.(2) The PK evaluation should be carried out at the end of the first dose, with results of PK testing available to facilitate dose adjustment before beginning the fifth dose. | AREA UNDER THE CURVE 900-1500 (mcmol/L)(min) CLEARANCE 2.1-3.5 (mL/minute)/kg | Results of the timed collections will be used to calculate a 6-hour area under the curve (AUC). If a different dosing or specimen collection protocol is used, or if different calculations are required, contact the Laboratory Director. The optimal result for AUC (6 hour) derived from this pharmacokinetic evaluation of IV busulfan is 1100 (mcmol/L)(min). AUC results greater than 1500 (mcmol/L)(min) are associated with hepatic veno-occlusive disease. A dose reduction should be considered before the next busulfan infusion. AUC results below 900 (mcmol/L)(min) are consistent with incomplete bone marrow ablation. A dose increase should be considered before the next busulfan infusion. Clearance of busulfan in patients with normal kidney function is usually in the range of 2.1 to 3.5 (mL/min)/kg. Elevated AUC is typically associated with clearance below 2.5 (mL/min)/kg, most frequently due to diminished activity of glutathione S-transferase A1-1 activity.(3) | Failure to provide the 4 plasma specimens as described will invalidate the area under the curve calculations. | 1. Santos GW, Tutschka PJ, Brookmeyer R, et al: Marrow transplantation for acute nonlymphocytic leukemia after treatment with busulfan and cyclophosphamide. N Engl J Med. 1983;309(22):1347-1353 2. Slattery JT, Sanders JE, Buckner CD, et al: Graft-rejection and toxicity following bone marrow transplantation in relation to busulfan pharmacokinetics. Bone Marrow Transplant. 1995;16(1):31-42 3. Slattery JT, Risler LJ: Therapeutic monitoring of busulfan in hematopoietic stem cell transplantation. Ther Drug Monit. 1998;20(5):543-549 4. Czerwinski M, Gibbs M, Slattery JT: Busulfan conjugation by glutathione S-transferases alpha, mu, and pi. Drug Metab Dispos. 1996;24(9):1015-1019 5. Vassal G, Re M, Gouyette A: Gas chromatographic-mass spectrometric assay for busulfan in biological fluids using a deuterated internal standard. J Chromatogr. 1988;428(2):357-361 6. Baselt RC. Disposition of Toxic Drugs and Chemicals in Man. 12th ed. Biomedical Publications; 2020 7. Busulfex. Package insert. Otsuka Pharmaceutical Co, Ltd; Updated January 2015. Accessed May 23, 2023. Available at www.accessdata.fda.gov/drugsatfda_docs/label/2015/020954s014lbl.pdf | Busulfan analysis is performed by liquid chromatography-tandem mass spectrometry with calculation of area under the curve (AUC) by integration of the time versus concentration curve from start of infusion to last specimen collection (6-hour AUC).(Unpublished Mayo method) AUC and clearance are calculated after quantification of busulfan concentration in plasma samples collected at specific time points after the initial infusion. The AUC is calculated by integration of the plot of time in minutes from the start of infusion until the last specimen collection (independent variable), with busulfan concentration in mcmol/L (dependent variable) and straight-line extrapolation of the immediate postinfusion busulfan concentration to time zero. Clearance is calculated as the dose divided by AUC. The recommended optimal dose is calculated based on the assumption of an ideal AUC=1100 mcmol*min.(Slattery JT, Risler LJ: Therapeutic monitoring of busulfan in hematopoietic stem cell transplantation. Ther Drug Monit. 1998;20(5):543-549) | Same day/1 to 3 days | 14 days | This test was developed and its performance characteristics determined by Mayo Clinic in a manner consistent with CLIA requirements. It has not been cleared or approved by the US Food and Drug Administration. | 80299 x 4 | Busulfan, IV Dose, AUC, P | 93478-6 | 24227 | Recommended Dose | 93477-8
BUTAS | Butalbital, Serum | Monitoring butalbital therapy | Gas Chromatography-Mass Spectrometry (GC-MS) | Yes | Butalbital, S | Serum Red | Supplies:Sarstedt Aliquot Tube, 5 mL (T914) Collection Container/Tube:Red top (Serum gel/SST arenotacceptable) Submission Container/Tube: Plastic vial Specimen Volume:1.5 mL Collection Instructions: 1. Draw blood immediately before next scheduled dose. 2. Centrifuge and aliquot serum into a plastic vial within 2 hours of collection. | 0.6 mL | Butalbital, a short-acting barbiturate with hypnotic properties, is used in combination with other drugs such as acetaminophen, salicylate, caffeine, and codeine.(1) Butalbital is administered orally. The duration of its hypnotic effect is about 3 to 4 hours. The drug distributes throughout the body, with a volume of distribution of 0.8 L/kg, and about 26% of a dose is bound to plasma proteins. The half-life of butalbital is about 35 to 88 hours. Excretion occurs mainly in the urine.(1,2) | Therapeutic concentration: <10 mcg/mL Toxic concentration: > or =10 mcg/mL | Butalbital concentrations of 10 mcg/mL or greater have been associated with toxicity. | Specimens collected in serum gel tubes are not acceptable because the drug can absorb on the gel and lead to falsely decreased concentrations. | 1. Langman LJ, Bechtel LK, Holstege CP. Clinical toxicology. In: Rifai N, Chiu RWK, Young I, Burnham C-AD, Wittwer CT, eds. Tietz Textbook of Laboratory Medicine. 7th ed. Elsevier; 2023:454-454.e484 2. Baselt RC. Disposition of Toxic Drugs and Chemical in Man. 12th ed. Biomedical Publications; 2020 3. Milone MC, Shaw LM. Therapeutic drugs and their management. In: Rifai N, Chiu RWK, Young I, Burnham C-AD, Wittwer CT, eds. Tietz Textbook of Laboratory Medicine. 7th ed. Elsevier; 2023:420-453 4. Mihic SJ, Mayfield J. Hypnotics and sedatives. In: Brunton LL, Knollmann BC, eds. Goodman and Gilman's The Pharmacological Basis of Therapeutics. 14th ed. McGraw-Hill Education; 2023 | Barbiturates are extracted from serum using solid-phase extraction techniques. The serum is buffered and eluted with organic solvent. The organic phase is dried, reconstituted, and analysis performed by gas chromatography-mass spectrometry using selected ion monitoring. The assay utilizes deuterated barbiturates as internal standards.(Unpublished Mayo method) | 3 to 9 days | 2 weeks | This test was developed and its performance characteristics determined by Mayo Clinic in a manner consistent with CLIA requirements. It has not been cleared or approved by the US Food and Drug Administration. | 80299 | Butalbital, S | 6895-7 | 8427 | Butalbital, S | 6895-7
FCPEU | C-Peptide, 24-Hour Urine | Urine C-peptide is measured when a continuous assessment of B-cell function is desired or frequent blood sampling is not practical (eg, in children). C-peptide excretion in urine has been used to access pancreatic function in gestational diabetes and in patients with unstable glycemic control in insulin-dependent diabetes mellitus (IDDM). | Electrochemiluminescence immunoassay (ECLIA) | Yes | C-Peptide, 24-Hour Urine | Urine 24hr | Patient Preparation:It is recommended to ask all patients who may be indicated for this test about biotin supplementation. Patients should be cautioned to stop biotin consumption at least 72 hours prior to the collection of a sample. Collection Container/Tube:Clean, plastic 24-hour urine collection container. Submission Container/Tube:Plastic urine container. Specimen Volume:10 mL Collection Instructions: 1. Instruct the patient to void at 8 AM and discard the specimen. 2. Collect all urine including the final specimen voided at the end of the 24-hour collection period (ie, 8 AM the next morning) in a 24-hour urine collection container. pH should be 4 to 7. 3. Refrigerate specimen during the 24-hour collection. 4. Aliquot and send 10 mL urine in plastic urine container frozen. 5.24-Hour collection volume is required. | 1 mL (Note:this volume does not allow for repeat testing.) |  | C-Peptide, Urine: Not Established ng/mL C-Peptide, Urine 24 hr: 17.2-181.0 ug/24 hr |  | This test may exhibit interference when sample is collected from a person who is consuming a supplement with a high dose of biotin (also termed as vitamin B7 or B8, vitamin H, or coenzyme R). It is recommended to ask all patients who may be indicated for this test about biotin supplementation. Patients should be cautioned to stop biotin consumption at least 72 hours prior to the collection of a sample. |  |  | 4 to 8 days |  |  | 84681 | C-Peptide, 24-Hour Urine | Not Provided | Z6360 | Urine Volume (Milliliters) | Not Provided
CPR | C-Peptide, Serum | Diagnostic workup of hypoglycemia: -Diagnosis of factitious hypoglycemia due to surreptitious administration of insulin -Evaluation of possible insulinoma -Surrogate measure for the absence or presence of physiological suppressibility of endogenous insulin secretion during diagnostic insulin-induced hypoglycemia (C-peptide suppression test) Assessing insulin secretory reserve in selected diabetic patients (as listed below) who either have insulin autoantibodies or who are receiving insulin therapy: -Assessing residual endogenous insulin secretory reserve -Monitoring pancreatic and islet cell transplant function -Monitoring immunomodulatory therapy aimed at slowing progression of preclinical, or very early-stage type 1 diabetes mellitus | Electrochemiluminescence Immunoassay (ECLIA) | Yes | C-Peptide, S | Serum | Patient Preparation: 1. Patient should fast for 8 hours. 2.For 12 hours before specimen collection, patientshould not takemultivitamins or dietary supplements (eg, hair, skin, and nail supplements) containing biotin (vitamin B7). Supplies:Sarstedt Aliquot Tube, 5 mL (T914) Collection Container/Tube: Preferred:Serum gel Acceptable:Red top Submission Container/Tube:Plastic vial Specimen Volume:1 mL Collection Instructions:Centrifuge and aliquot serum into a plastic vial within 2 hours of collection. | 0.75 mL | C-peptide (connecting peptide), a 31-amino-acid polypeptide, represents the midportion of the proinsulin molecule. Proinsulin resembles a hairpin structure, with an N-terminal and C-terminal, which correspond to the A and B chains of the mature insulin molecule, oriented parallel to each other and linked by disulfide bonds. The looped portion of the hairpin between the A and Bchains iscalled C-peptide. During insulin secretion, C-peptide is enzymatically cleaved off and cosecreted in equimolar proportion with mature insulin molecules. Following secretion, insulin and C-peptide enter the portal circulation and are routed through the liver where at least 50% of the insulin binds to receptors, initiates specific hepatic actions (stimulation of hepatic glucose uptake and suppression of glycogenolysis, gluconeogenesis, and ketogenesis), and is subsequently degraded. Most of the insulin molecules that pass through the liver into the main circulation bind to peripheral insulin receptors, promoting glucose uptake, while the remaining molecules undergo renal elimination. Unlike insulin, C-peptide is subject to neither hepatic nor significant peripheral degradation but is mainly removed by the kidneys. As a result, C-peptide has a longer half-life than insulin (30-35 minutes versus 5-10 minutes), and the molar ratio of circulating insulin to circulating C-peptide is generally below 1, despite equimolar secretion. Until recently, C-peptide was thought to have no physiological function, but it now appears that there may be specific C-peptide cell-surface receptors (most likely belonging to the super-family of G-protein coupled receptors), which influence endothelial responsiveness and skeletal and renal blood flow. In most disease conditions associated with abnormal serum insulin levels, the changes in serum C-peptide levels parallel insulin-related alterations (insulin to C-peptide molar ratio < or =1). Both serum C-peptide and serum insulin levels are elevated in kidney failure and in disease states that lead to augmented primary endogenous insulin secretion (eg, insulinoma, sulfonylurea intoxication). Both also may be raised in any disease states that cause secondary increases in endogenous insulin secretion mediated through insulin resistance, primarily obesity, glucose intolerance, and early type 2 diabetes mellitus (DM), as well as endocrine disorders associated with hypersecretion of insulin-antagonistic hormones (eg, Cushing syndrome, acromegaly). Failing insulin secretion in type 1 DM and longstanding type 2 DM is associated with corresponding reductions in serum C-peptide levels. Discordant serum insulin and serum C-peptide abnormalities are mainly observed in 2 situations: exogenous insulin administration and the presence of anti-insulin autoantibodies. Factitious hypoglycemia due to surreptitious insulin administration results in appropriate suppression of endogenous insulin and C-peptide secretion. At the same time, the peripherally administered insulin bypasses the hepatic first-pass metabolism. In these situations, insulin levels are elevated and C-peptide levels are decreased. In patients with insulin antibodies, insulin levels are increased because of the prolonged half-life of autoantibody-bound insulin. Some patients with anti-idiotypic anti-insulin autoantibodies experience episodic hypoglycemia caused by displacement of autoantibody-bound insulin. | 1.1-4.4 ng/mL Reference interval applies to fasting patients. Reference intervals have not been formally verified in-house for pediatric patients. The published literature indicates that reference intervals for adult and pediatric patients are comparable. | To compare insulin and C-peptide concentrations (ie, insulin to C-peptide ratio): -Convert insulin to pmol/L: insulin concentration in mcIU/mL x 6.945 = insulin concentration in pmol/L -Convert C-peptide to pmol/L: C-peptide concentration in ng/mL x 331 = C-peptide concentration in pmol/L Factitious hypoglycemia due to surreptitious insulin administration results in elevated serum insulin levels and low or undetectable C-peptide levels, with a clear reversal of the physiological molar insulin to C-peptide ratio (< or =1) to an insulin to C-peptide ratio of greater than 1. By contrast, insulin and C-peptide levels are both elevated in insulinoma and the insulin to C-peptide molar ratio is 1 or less. Sulfonylurea ingestion also is associated with preservation of the insulin to C-peptide molar ratio of 1 or less. In patients with insulin autoantibodies, the insulin to C-peptide ratio may be reversed to greater than 1, because of the prolonged half-life of autoantibody-bound insulin. Dynamic testing may be necessary in the workup of hypoglycemia; the C-peptide suppression test is most frequently employed. C-peptide levels are measured following induction of hypoglycemia through exogenous insulin administration. The test relies on the demonstration of the lack of suppression of serum C-peptide levels within 2 hours following insulin-induced hypoglycemia in patients with insulinoma. Reference intervals have not been formally verified in-house for pediatric patients. The published literature indicates that reference intervals for adult and pediatric patients are comparable. | Significant hemolysis will result in artifactually lower C-peptide levels, and such specimens are usually rejected. However, even mild hemolysis can lead to modest decrements in C-peptide values. There is significant (>20%) cross-reactivity between C-peptide and proinsulin. There is no significant cross-reactivity with other pancreatic islet cell peptides or neuroendocrine peptides. Very high C-peptide levels (>180 ng/mL) may result in artifactually low measurements (hook effect). Such levels are very unlikely to occur in patients, but if individuals are suspected of having serum levels above 180 ng/mL, the laboratory should be alerted to allow dilution of the specimen prior to testing. In rare cases, some individuals can develop antibodies to mouse or other animal antibodies (often referred to as human anti-mouse antibodies [HAMA] or heterophile antibodies), which may cause interference in some immunoassays. The presence of antibodies to streptavidin or ruthenium can also rarely occur and may also interfere in this assay. Caution should be used in interpretation of results and the laboratory should be alerted if the result does not correlate with the clinical presentation. In the assessment of hypoglycemia, neither C-peptide nor insulin measurements are useful, or indicated, if serum blood glucose levels exceed 60 mg/dL. In the diagnosis and management of diabetes mellitus, measurement of serum insulin levels usually provides superior information to that of serum C-peptide. Patients with a body mass index above 25 may have elevated fasting C-peptide levels. In rare cases, interference due to extremely high titers of antibodies to ruthenium or streptavidin can occur. | 1. Service FJ, O'Brien PC, Kao PC, Young WF Jr. C-peptide suppression test: effects of gender, age, and body mass index; implications for the diagnosis of insulinoma. J Clin Endocrinol Metab. 1992;74:204-210 2. Lebowitz MR, Blumenthal SA. The molar ratio of insulin to C-peptide. An aid to the diagnosis of hypoglycemia due to surreptitious (or inadvertent) insulin administration. Arch Int Med. 1993;153(5):650-655 3.Leighton E, Sainsbury CA, Jones GC. A practical review of C-peptide testing in diabetes. Diabetes Ther. 2017;8(3):475-487 4. Jones AG, Hattersley AT. The clinical utility of C-peptide measurement in the care of patients with diabetes. Diabet.Med. 2013;30(7):803-817.doi:10.1111/dme.12159 5. Ahn CH, Kim LK, Lee JE, et al. Clinical implications of various criteria for the biochemical diagnosis of insulinoma. Endocrinol Metab (Seoul). 2014;29(4):498-504.doi:10.3803/EnM.2014.29.4.498 6. Young DS, Huth EJ. SI Units for Clinical Measurement. American College of Physicians; 1998 | The Roche Elecsys C-peptide assay is a 2-site immunometric (sandwich) assay using electrochemiluminescence detection. Patient specimen, biotinylated monoclonal C-peptide specific antibody, and monoclonal C-peptide-specific antibody labeled with a ruthenium react to form a complex. Streptavidin-coated microparticles act as the solid phase to which the complex becomes bound. Voltage is applied to the electrode inducing a chemiluminescent emission from the ruthenium, which is then measured against a calibration curve to determine the amount of C-peptide in the patient specimen.(Package insert: Elecsys C-peptide. Roche Diagnostics; V 2.0 English, 10/2022) | 1 to 3 days | 2 weeks | This test has been cleared, approved, or is exempt by the US Food and Drug Administration and is used per manufacturer's instructions. Performance characteristics were verified by Mayo Clinic in a manner consistent with CLIA requirements. | 84681 | C-Peptide, S | 13037-7 | CRPN | C-Peptide, S | 13037-7
CRPRO | C-Reactive Protein (CRP) Immunostain, Technical Component Only | Classification of hepatic adenomas | Immunohistochemistry (IHC) | Yes | C Reactive Protein IHC, Tech Only | For the initial technical component only immunohistochemical (IHC) stain performed, the appropriate bill-only test ID will be reflexed and charged (IHTOI). For each additional technical component only IHC stain performed, an additional bill-only test ID will be reflexed and charged (IHTOA). | Supplies:Immunostain Technical Only Envelope (T693) Specimen Type:Tissue Container/Tube:Immunostain Technical Only Envelope Preferred:2 Unstained positively charged glass slide (25- x 75- x 1-mm) per test ordered; sections 4-microns thick Acceptable:Formalin-fixed, paraffin-embedded (FFPE) tissue block |  | C-reactive protein (CRP) is an acute-phase reactant associated with host defense that promotes agglutination and complement fixation. CRP can be used with a panel of immunohistochemical markers (beta-catenin, liver fatty acid-binding protein, glutamine synthetase, and amyloid A) to distinguish hepatic adenoma from focal nodular hyperplasia and non-neoplastic liver. CRP, along with amyloid A, is overexpressed in inflammatory (type 3) hepatic adenoma. CRP may stain hepatocytes in nonneoplastic liver tissue in areas of nonspecific inflammation. |  | This test does not include pathologist interpretation, only technical performance of the stain. If interpretation is required, order PATHC / Pathology Consultation for a full diagnostic evaluation or second opinion of the case. The positive and negative controls are verified as showing appropriate immunoreactivity. If a control tissue is not included on the slide, a scanned image of the relevant quality control tissue is available upon request; call 855-516-8404. Interpretation of this test should be performed in the context of the patient's clinical history and other diagnostic tests by a qualified pathologist. | Age of a cut paraffin section can affect immunoreactivity. Stability thresholds vary widely among published literature and are antigen-dependent. Best practice is for paraffin sections to be cut within 6 weeks. | 1. Ma Y, Lu M, Deng Y, et al: The preparation of C-reactive protein immunosensor based on nano-mimetic enzyme Co3O4. J Biomed Nanotechnol. 2018;14(6):1169-1177 2. Wang M, Meng S, Gu M, et al. An enzyme-linked immunosorbent assay for c-reactive protein based on gold nanoparticles at metal porphyrin porous compound. J Biomed Nanotechnol. 2019;15(10):2100-2107 3. Yeh Y, Lei H, Chen M, et al. C-reactive protein (CRP) is a promising diagnostic immunohistochemical marker for intrahepatic cholangiocarcinoma and is associated with better prognosis. Am J Surg Pathol. 2017;41(12):1630-1641 4. Magaki S, Hojat SA, Wei B, So A, Yong WH. An introduction to the performance of immunohistochemistry. Methods Mol Biol. 2019;1897:289-298. doi:10.1007/978-1-4939-8935-5_25 | Immunohistochemistry on sections of paraffin-embedded tissue.(Unpublished Mayo method) | 1 to 3 days | Until staining is complete. | This test has been cleared, approved, or is exempt by the US Food and Drug Administration and is used per manufacturer's instructions. Performance characteristics were verified by Mayo Clinic in a manner consistent with CLIA requirements. | 88342-TC, primary88341-TC, if additional IHC | C Reactive Protein IHC, Tech Only | Order only;no result | 70722 | C Reactive Protein IHC, Tech Only | Bill only; no result
CRP | C-Reactive Protein (CRP), Serum | Detecting systemic inflammatory processes Detecting infection and assessing response to antibiotic treatment of bacterial infections Differentiating between active and inactivediseaseforms with concurrent infection | Immunoturbidimetric Assay | Yes | C-Reactive Protein (CRP), S | Serum | Collection Container/Tube: Preferred:Serum gel Acceptable:Red top Submission Container/Tube:Plastic vial Specimen Volume:0.5 mL Collection Instructions: 1. Serum gel tube should be centrifuged within 2 hours of collection. 2. Red-top tube should be centrifuged, and the serum aliquoted into a plastic vial within 2 hours of collection. | 0.5 mL | C-reactive protein (CRP) is one of the most sensitive acute-phase reactants for inflammation. CRP is synthesized by the liver and consists of 5 identical polypeptide chains that form a 5-membered ring with a molecular weight of 105,000 Da. Complexed CRP activates the classical complement pathway. The CRP response frequently precedes clinical symptoms, including fever. CRP elevations are nonspecific and may be useful for the detection of systemic inflammatory processes; to assess treatment of bacterial infections with antibiotics; to detect intrauterine infections with concomitant premature amniorrhexis; to differentiate between active and inactive forms of disease with concurrent infection, eg, in patients suffering from systemic lupus erythematosus or colitis ulcerosa; to therapeutically monitor rheumatic disease and assess antiinflammatory therapy; to determine the presence of postoperative complications at an early stage, such as infected wounds, thrombosis, and pneumonia; and to distinguish between infection and bone marrow rejection. Postoperative monitoring of CRP levels of patients can aid in the recognition of unexpected complications (persisting high or increasing levels). Measuring changes in the concentration of CRP provides useful diagnostic information about the level of acuity and severity of a disease. It also allows judgments about the disease genesis. Persistence of a high serum CRP concentration is usually a grave prognostic sign that generally indicates the presence of an uncontrolled infection. | <5.0 mg/L Reference values apply to all ages. | In normal healthy individuals,C-reactive protein(CRP) is a trace protein (<5 mg/L). Elevated values are consistent with an acute inflammatory process. After onset of an acute phase response, the serum CRP concentration rises rapidly (within 6-12 hours and peaks at 24-48 hours) and extensively. Concentrations above 100 mg/L are associated with severe stimuli such as major trauma and severe infection (sepsis). | C-reactive protein(CRP)response may be less pronounced in patients suffering from liver disease. Elevated CRP values are nonspecific and should not be interpreted without a complete clinical history. | Rifai N, Horvath AR, Wittwer CT, eds:Tietz Textbook of Clinical Chemistry and Molecular Diagnostics. 6th ed. Elsevier; 2018 | Particle-enhanced immunoturbidimetric assay. Human C-reactive protein (CRP) agglutinates with latex particles coated with monoclonal anti-CRP antibodies. The aggregates are determined turbidimetrically.(Package insert: CRPL3 reagent.Roche Diagnostics; 02/2020) | Same day/1 to 3 days | 7 days | This test has been cleared, approved, or is exempt by the US Food and Drug Administration and is used per manufacturer's instructions. Performance characteristics were verified by Mayo Clinic in a manner consistent with CLIA requirements. | 86140 | C-Reactive Protein (CRP), S | 1988-5 | CRP | C-Reactive Protein (CRP), S | 1988-5
HSCRP | C-Reactive Protein, High Sensitivity, Serum | Assessment of risk of developing myocardial infarction in patientspresenting with acute coronary syndromes Assessment of risk of developing cardiovascular disease or ischemicevents in individuals who do not manifest disease at present | Immunoturbidimetry | Yes | C-Reactive Protein, High Sens, S | Serum | CollectionContainer/Tube: Preferred:Serum gel Acceptable:Red top Submission Container/Tube:Plastic vial Specimen Volume:1 mL Collection Instructions:Centrifuge and aliquot serum into a plastic vial. | 0.2 mL | C-reactive protein (CRP) is a biomarker of inflammation. Serum CRP concentrations increase rapidly and dramatically (100-fold or more) in response to tissue injury or inflammation. High-sensitivity CRP (hs-CRP) is more precise than standard CRP when measuring baseline (ie, normal) concentrations and enables a measure of chronic inflammation. Atherosclerosis is an inflammatory disease and hs-CRP has been endorsed by multiple guidelines as a biomarker of atherosclerotic cardiovascular disease risk.(1-3) A large prospective clinical trial demonstrated significantly less cardiovascular risk for patients with hs-CRP less than 2.0 mg/L.(1) More aggressive treatment strategies may be warranted in patients with hs-CRP of 2.0 mg/L or higher. | > or =18 years: <2.0 mg/L Reference values have not been established for patients who are younger than 18 years. | Values greater than 2.0 mg/L suggest an increased likelihood of developing cardiovascular disease or ischemic events. | This test is recommended for cardiovascular risk assessment only. C-reactive protein (CRP) is an acute-phase reactant and has high intra-individual variability. Therefore, a single test for high-sensitivity CRP (hs-CRP) may not reflect an individual patient's basal hs-CRP level. Repeat measurement may be required to firmly establish an individual's basal hs-CRP concentration. The lowest of the measurements should be used as the predictive value. Because CRP is an acute-phase reactant, measurements in apparently healthy individuals may not truly reflect the basal level if inflammation is present. This hs-CRP assay should be used to assess risk of cardiovascular disease or events. A different CRP test (CRP / C-Reactive Protein [CRP], Serum) should be used to monitor or assess other inflammatory disorders. Significantly decreased CRP values may be obtained from samples taken from patients who have been treated with carboxypenicillins.(4) No significant interference is seen from rheumatoid factors up to a concentration of 200 IU/mL. | 1. European Association for Cardiovascular Prevention and Rehabilitation, Reiner Z, Catapano AL, et al. ESC/EAS Guidelines for the management of dyslipidaemias: the Task Force for the management of dyslipidaemias of the European Society of Cardiology (ESC) and the European Atherosclerosis Society (EAS). Eur Heart J. 2011;32:1769-1818 2. Goff DC, Lloyd-Jones DM, Bennett G, et al. 2013 ACC/AHA Guideline on the Assessment of Cardiovascular Risk. Circulation. 2014;129:S49-S73 3. Jacobson TA, Ito MK, Maki KC, et al. National Lipid Association recommendations for patient-centered management of dyslipidemia: part 1 - executive summary. J Clin Lipidol. 2014;8:473-488 4. Cardiac C-Reactive Protein (Latex) High Sensitive. V 12.0. Package insert: Roche Diagnostics; 03/2019 5. Ridker PM, Danielson E, Fonseca FA, et al. Reduction in C-reactive protein and LDL-cholesterol and cardiovascular event rates after initiation of rosuvastatin: a prospective study of the JUPITER trial. Lancet. 2009;373:1175-1182 6. Arnett DK, Blumenthal RS, Albert MA, et al. 2019 ACC/AHA guideline on the primary prevention of cardiovascular disease: A report of the American College of Cardiology/American Heart Association task force on clinical practice guidelines. Circulation. 2019;140:563-595 7. Pearson TA, Mensah GA, Alexander RW, et al. Markers of inflammation and cardiovascular disease. Application to clinical and public health practice. A statement for healthcare professionals from the Centers for Disease Control and Prevention and the American Heart Association. Circulation. 2003;107(3):499-511. doi:10.1161/01.cir.0000052939.59093.45 | This is a particle-enhanced immunoturbidimetric assay. Human C-reactive protein (CRP) agglutinates with latex particles coated with monoclonal anti-CRP antibodies. The precipitate is determined turbidimetrically.(Package insert: Cardiac C-Reactive Protein (Latex) High Sensitive. Roche Diagnostics; V15.0, 04/2024) | Same day/1 to 2 days | 7 days | This test has been cleared, approved, or is exempt by the US Food and Drug Administration and is used per manufacturer's instructions. Performance characteristics were verified by Mayo Clinic in a manner consistent with CLIA requirements. | 86141 | C-Reactive Protein, High Sens, S | 30522-7 | HSCRP | C-Reactive Protein, High Sens, S | 30522-7
C1ES | C1 Esterase Inhibitor Antigen, Serum | Diagnosis of hereditary angioedema Monitoring levels of C1 esterase inhibitor in response to therapy | Nephelometry | Yes | C1 Esterase Inhibitor Antigen, S | Serum | Patient Preparations:Fasting preferred but not required. Collection Container/Tube: Preferred:Red top Acceptable:Serum gel Submission Container/Tube:Plastic vial Specimen Volume:1 mL Collection Instructions: 1. Immediately after specimen collection, place the tube on wet ice. 2. Centrifuge and aliquot serum into plastic vial. 3. Freeze specimen within 30 minutes. | 0.5 mL | C1 esterase inhibitor blocks the activation of C1 (first componentof the complement cascade) to its active form. The deficiency ofC1 esterase inhibitor results in the inappropriate activation of C1and the subsequent release of an activation peptide from C2 withkinin-like activity. This kinin-like peptide enhances vascularpermeability. C1 esterase inhibitor deficiency results in hereditaryor acquired angioedema. This disease is an autosomal dominantinherited condition, in which exhaustion of the abnormally low levelsof C1 esterase inhibitor results in C1 activation, breakdown of C2 andC4, and subsequent acute edema of subcutaneous tissue, thegastrointestinal tract, or the upper respiratory tract. The diseaseresponds to attenuated androgens. Because 15% of C1 inhibitor deficiencies have nonfunctional protein,some patients will have abnormal functional results (FC1EQ / C1Esterase Inhibitor, Functional Assay, Serum) in thepresence ofnormal (or elevated) antigen levels. | 19-37 mg/dL | Abnormally low results are consistent with a heterozygous C1esterase inhibitor deficiency and hereditary angioedema. Fifteen percent of hereditary angioedema patients have a normalor elevated level but nonfunctional C1 esterase inhibitor protein.Detection of these patients requires a functional measurementof C1 esterase inhibitor; FC1EQ / C1 Esterase Inhibitor,Functional Assay, Serum. Measurement of C1q antigen levels; C1Q / Complement C1q, Serum,is key to the differential diagnoses of acquired or hereditaryangioedema. Those patients with the hereditary form of the diseasewill have normal levels of C1q, while those with the acquired form ofthe disease will have low levels. Studies in children show that adult levels of C1 inhibitor are reachedby 6 months of age. | Quantitation of specific proteins by nephelometric means may not bepossible in lipemic sera due to the extreme light scattering propertiesof the specimen. Turbidity and particles in the specimen may result inextraneous light scattering signals, resulting in variable specimen analysis. | 1.Willrich MAV, Braun KMP, Moyer AM, Jeffrey DH, Frazer-Abel A: Complement testing in the clinical laboratory. Crit Rev Clin Lab Sci. 2021 Nov;58(7):447-478. doi: 10.1080/10408363.2021.19072972 2.Drouet C, Lopez-Lera A, Ghannam A, et al: SERPING1 variants and C1-INH biological function: A close relationship with C1-INH-HAE. Front Allergy. 2022 Mar 31;3:835503. doi: 10.3389/falgy.2022.835503 3.Tangye SG, Al-Herz W, Bousfiha A, et al: Human inborn errors of immunity: 2022 update on the classification from the International Union of Immunological Societies Expert Committee. J Clin Immunol. 2022 Oct;42(7):1473-1507. doi: 10.1007/s10875-022-01289-3 4.Brodszki N, Frazer-Abel A, Grumach AS, et al: European Society for Immunodeficiencies (ESID) and European Reference Network on Rare Primary Immunodeficiency, Autoinflammatory and Autoimmune Diseases (ERN RITA) Complement Guideline: Deficiencies, Diagnosis, and Management. J Clin Immunol. 2020 May;40(4):576-591. doi: 10.1007/s10875-020-00754-1 5.Patel G, Pongracic JA: Hereditary and acquired angioedema. Allergy Asthma Proc. 2019 Nov 1;40(6):441-445. doi: 10.2500/aap.2019.40.4267 6. Longhurst HJ, Tarzi MD, Ashworth F, et al: C1 inhibitor deficiency: 2014 United Kingdom consensus document [published correction appears in Clin Exp Immunol. 2015 Dec;182(3):346]. Clin Exp Immunol. 2015;180(3):475-483. doi:10.1111/cei.12584 | C1 esterase inhibitor complement antigen (C1ES) is measured by immunonephelometry. Antiserum to C1ES is mixed with patient serum, the light scatter resulting from the antibody interaction with C1ES is measured, and the signal is compared to standard concentrations of C1ES.(Instruction manual: Siemens Nephelometer II Operations. Siemens, Inc; Version 2.4, 07/2019; Addendum to the Instruction Manual 2.3, 08/2017) | 2 to 5 days | 14 days | This test has been cleared, approved, or is exempt by the US Food and Drug Administration and is used per manufacturer's instructions. Performance characteristics were verified by Mayo Clinic in a manner consistent with CLIA requirements. | 83883 | C1 Esterase Inhibitor Antigen, S | 4477-6 | C1ES | C1 Esterase Inhibitor Antigen, S | 4477-6
C1INF | C1 Esterase Inhibitor, Functional, Serum | Diagnosing hereditary angioedema Monitoring response toC1 esterase inhibitorreplacement therapy | Enzyme Immunoassay (EIA) | Yes | C1 Esterase Inhib, Functional, S | Serum Red | Patient Preparation:Fasting, preferred but not required Supplies:Sarstedt 5 mL Aliquot Tube (T914) Collection Container/Tube: Preferred:Red top Acceptable:Serum gel Submission Container/Tube:Plastic vial Specimen Volume:1 mL Collection Instructions: 1. Immediately after specimen collection, place the tube on wet ice. 2. Centrifuge at 4 degrees C and aliquot serum into a 5-mL plastic vial. 3. Freeze specimen within 30 minutes. | 0.4 mL | C1 esterase inhibitor (C1-INH) is a multispecific protease inhibitor that is present in normal human plasma and serum and regulates enzymes of the complement, coagulation, fibrinolytic, and kinin-forming systems. The enzymes (proteases) regulated by this protein include the C1r and C1s subunits of the activated first component of complement (the C1qrs complex), activated Hageman factor (factor XIa), kallikrein (Fletcher factor), and plasmin. A deficiency of functionally active C1-INH may lead to life-threatening angioedema. Two major forms of C1- INH deficiency have been reported: the congenital form, termed hereditary angioedema (HAE), and the acquired form, which is associated with a variety of diseases, acquired angioedema (AAE). In HAE, there is insufficient C1-INH to negatively regulate bradykinin release and stop angioedema attacks from occurring. The mechanism of HAE attacks is distinct from an allergic angioedema as it is not mediated by histamine release via mast cell activation. Therefore, HAE patients are unresponsive to antihistamines or corticosteroids. There are 2 main types of HAE that are attributed to C1-INH deficiency (Type I) or dysfunction (Type II), resulting in C1-INH activity ranging from less than 20% to 50% of normal. Type I HAEs, representing approximately 85% of patients, are associated with low circulating concentrations of C1-INH, leading to a concomitant decrease in C1-INH function. In Type II HAEs, normal or elevated concentrations of functionally inactive C1-INH are produced. The relative proportion of Type I and Type II HAE may differ based on geographical location. A third HAE subtype with unknown prevalence termed "HAE with normal C1-INH" has been described. Although poorly characterized, a minority of these patients is known to harbor a variant in Factor XII; the disease origin for the remainder of patients remains unknown. Factor XII is the zymogen form of Factor XIIa and plays a key role in bradykinin production as part of the contact system. Angioedema due to C1-INH deficiency can also be acquired during adulthood in the fifth decade of life or later. The prevalence of AAE is extremely low and is estimated at 10% of HAE. AAE is frequently associated with monoclonal gammopathies or lymphoproliferative disease as well as different types of cancer and autoimmune diseases. AAE may be caused by development of anti-C1-INH autoantibodies, which act to reduce the functional activity or increase the catabolism of C1-INH. For patients exhibiting symptoms associated with HAE, evaluation of pertinent family history in combination with laboratory results for C1-INH function and concentration, C4 concentration, and C1q concentration can assist in HAE diagnosis and determination of HAE type. Identification of low C1-INH function and low C4 concentration support the diagnosis of HAE and was found to have 98% specificity towards C1-INH deficiency and a negative predictive value of 95%. C4 is decreased owing to excessive consumption through the classical pathway in the absence of inhibition by C1-INH. Due to low disease prevalence, false-positive results are common and therefore, repeated testing is recommended to confirm findings. | >67% normal (normal) 41-67% normal (equivocal) <41% normal (abnormal) | The C1 esterase inhibitor (C1-INH) concentration assay can be used to distinguish type I hereditary angioedema (HAE), with low C1-INH concentration, from type II HAE characterized by normal or elevated concentration. Furthermore, serum C1q concentrations can be used to differentiate HAE from acquired angioedema (AAE) forms of angioedema as the latter is characterized by decreased C1q antigen concentration and autoantibodies against C1-INH. Genetic analysis for SERPING1 variants status may also help exclude HAE. -Nonfunctional C1-INH results are consistent with HAE -Patients with current attacks may also have low C2 and C4 concentrations due to C1 activation and complement activation of the classical pathway (consumption). -Patients with acquired C1-INH deficiency have a low C1q concentration and/or function in addition to low C1-INH. Table. Laboratory Features Consistent with Hereditary and Acquired Angioedema Subtypes Type I hereditary angioedema Type II hereditary angioedema Acquired angioedema C1 esterase inhibitor (C1-INH) concentration Low Normal/high Low C1-INH function Low Low Low/normal C4 concentration Low Low Low C1q concentration Normal Normal Low Anti-C1-INH antibodies Absent Absent Present C3 concentration Normal Normal Normal Family history Yes Yes No | This assay is a functional test and is dependent on correct sampling, storage, and shipping conditions. Absent (or low)C1 esterase inhibitorfunction should be confirmed with a new serum specimen to confirm that inactivation has not occurred during shipping. | 1. Stoppa-Lyonnet D, Tosi M, Laurent J, Sobel A, Lagrue G, Meo T: Altered C1 inhibitor genes in type I hereditary angioedema. N Engl J Med. 1987 Jul;317(1):1-6. doi: 10.1056/NEJM198707023170101 2. Frigas E: Angioedema with acquired deficiency of the C1 inhibitor: a constellation of syndromes. Mayo Clin Proc. 1989 Oct;64(10):1269-1275. doi: 10.1016/s0025-6196(12)61290-7 3. Frazer-Abel A, Sepiashvili L, Mbughuni MM, Willrich MA: Overview of laboratory testing and clinical presentations of complement deficiencies and dysregulation. Adv Clin Chem. 2016;77:1-75. doi: 10.1016/bs.acc.2016.06.001 | The Quidel C1 inhibitor enzyme immunoassay for the quantitation of functional C1 inhibitor protein in human serum or plasma is a four-step procedure. In the first step, standards, controls, and test specimens are incubated with C1 esterase inhibitor (C1-INH) reactant (biotinylated, activated C1s). During this incubation, functionally active C1-INH present in the standards, controls, and test samples will bind to the biotinylated C1-INH reactant to form complexes. In the second step, an aliquot of the incubation mixtures containing biotinylated C1-INH reactant is added to microtiter wells pre-coated with avidin. C1-INH reactant: C1-INH complexes present in the standards, controls, or specimens will bind to the avidin-coated microassay wells. After incubation, a wash cycle removes unbound material. In the third step, horseradish peroxidase (HRP)-conjugated goat anti-C1-INH is added to each test well. During this step, the HRP-conjugated anti-C1-INH binds to the C1-INH reactant: C1-INH complexes, which were captured on the surface of the avidin-coated microassay wells. After incubation, a wash cycle removes excess conjugate. In the fourth step, a chromogenic enzyme substrate is added to each microassay well. The bound HRP-conjugate reacts with the substrate forming a blue color. After incubation, the enzyme reaction is stopped chemically, forming a yellow color and the color intensity is measured spectrophotometrically at 450 nm. The color intensity of the reaction mixture is proportional to the concentration of functional C1-INH protein present in the test specimens, standards, and controls.(Package insert: C1-Inhibitor Enzyme Immunoassay, Quidel; 09/2021) | 3 to 5 days | 14 days | This test has been cleared, approved, or is exempt by the US Food and Drug Administration and is used per manufacturer's instructions. Performance characteristics were verified by Mayo Clinic in a manner consistent with CLIA requirements. | 83520 | C1 Esterase Inhib, Functional, S | 48494-9 | C1INF | C1 Esterase Inhib, Functional, S | 48494-9
C1QFX | C1q Complement, Functional, Serum | Diagnosis of C1 deficiency Investigation of a patient with an absent total complement level | Automated Liposome Lysis Assay | Yes | C1Q Complement, Functional, S | Serum Red | Patient Preparation:Fasting preferred Supplies:Sarstedt 5 mL Aliquot Tube (T914) Collection Container/Tube:Red top Submission Container/Tube:Plastic vial Specimen Volume:1 mL Collection Instructions: 1. Immediately after specimen collection, place the tube on wet ice. 2. Centrifuge and aliquot serum into plastic vial. 3. Immediately freeze specimen. | 0.5 mL | Complement proteins are components of the innate immune system. There are 3 pathways to complement activation: 1) the classical pathway, 2) the alternative (or properdin) pathway, and 3) the lectin (or mannan binding lectin) pathway. The classical pathway of the complement system is composed of a series of proteins that are activated in response to the presence of immune complexes. A single IgM molecule or 2 IgG molecules are sufficient to trigger activation of the recognition complex initiated by C1q. The activation process triggers a cascade that includes an amplification loop. The amplification loop is mediated by C3, with cleavage of a series of proteins, and results in 3 main end products: 1) anaphylatoxins that promote inflammation (C3a, C5a), 2) opsonization peptides that are chemotactic for neutrophils (C3b) and facilitate phagocytosis, and 3) the membrane attack complex, which promotes cell lysis. C1 is composed of 3 subunits designated as C1q, C1r, and C1s. C1q recognizes and binds to immunoglobulin complexed to antigen and initiates the complement cascade. Congenital deficiencies of any of the early complement components (C1-C4) result in an inability to generate the peptides that are necessary to clear immune complexes and to attract neutrophils or generate lytic activity. These patients have increased susceptibility to infections with encapsulated microorganisms. They may also have symptoms that suggest autoimmune disease in which complement deficiency may be an etiologic factor. Inherited deficiency of C1 is rare. Just over 40 cases have been reported for C1q deficiency, and another 20 cases have been described for C1s and C1r deficiency. C1 deficiency is associated with increased incidence of immune complex disease (systemic lupus erythematosus [SLE], polymyositis, glomerulonephritis, and Henoch-Schonlein purpura), with SLE the most common manifestation of C1 deficiency. The SLE associated with C1 deficiency is similar to SLE without complement deficiency, but the age of onset is often prior to puberty. Low C1 levels have also been reported in patients with abnormal immunoglobulin levels (Bruton and common variable hypogammaglobulinemia and severe combined immunodeficiency), and this is most likely due to increased catabolism. Complement levels can be detected by antigen assays that quantitate the amount of the protein. For most of the complement proteins a small number of cases have been described in which the protein is present but is nonfunctional. These rare cases require a functional assay to detect the deficiency. | 34-63 U/mL | Low levels of complement may be due to inherited deficiencies, acquired deficiencies, or due to complement consumption (eg, as a consequence of infectious or autoimmune processes). The measurement of C1q activity is an indicator of the amount of C1 present. Absent C1q levels in the presence of normal C3 and C4 values are consistent with a C1 deficiency.Low C1q levels in the presence of low C4 but normal C3 may indicate the presence of an acquired inhibitor (autoantibody) to C1 esterase inhibitor. | Absent (or low) C1q functional levels in the presence of normal C1qantigen levels should be replicated with a new serum specimen toconfirm that C1q inactivation did not occur during shipping. | 1. Sonntag J, Brandenburg U, Polzehl D, et al: Complement systems in healthy term newborns: reference values in umbilical cord blood. Pediatr Dev Pathol. 1998 Mar-Apr;1(2):131-135 2. Prellner K, Sjoholm AG, Truedsson L: Concentrations of C1q, factor B, factor D and properdin in healthy children, and the age-related presence of circulating C1r-C1s complexes. Acta Paediatr Scand. 1987 Nov;76(6):939-943 3. Davis ML, Austin C, Messmer BL, et al: IFCC-standardization pediatric reference intervals for 10 serum proteins using the Beckman Array 360 system. Clin Biochem. 1996;29(5):489-492 4. Gaither TA, Frank MM: Complement. In: Henry JB, ed. Clinical Diagnosis and Management by Laboratory Methods. 17th ed. WB Saunders Company: 1984:879-892 5. O'Neil KM: Complement deficiency. Clin Rev Allergy Immunol. 2000;19:83-108 6. Frank MM: Complement deficiencies. Pediatr Clin North Am. 2000;47(6):1339-1354 7.Brodszki N, Frazer-Abel A, Grumach AS, et al: European Society for Immunodeficiencies (ESID) and European Reference Network on Rare Primary Immunodeficiency, Autoinflammatory and Autoimmune Diseases (ERN RITA) Complement Guideline: Deficiencies, diagnosis, and management. J Clin Immunol. 2020;40(4):576-591 8. Willrich MAV, Braun KMP, Moyer AM, Jeffrey DH, Frazer-Abel A. Complement testing in the clinical laboratory. Crit Rev Clin Lab Sci. 2021 Nov;58(7):447-478. doi: 10.1080/10408363.2021.1907297 | C1q complement activity is measured by mixing patient serum with a C1q-deficient serum. The lytic activity of the serum mixture is tested against sensitized, labeled liposomes. If lysis occurs, the patient serum must be the source of the C1q. The target liposomes are a commercial reagent (WAKO total complement CH50), and the assay is performed on an Advia XPT.(Unpublished Mayo method) | 1 to 3 days | 14 days | This test was developed and its performance characteristics determined by Mayo Clinic in a manner consistent with CLIA requirements. It has not been cleared or approved by the US Food and Drug Administration. | 86161 | C1Q Complement, Functional, S | 87722-5 | C1QFX | C1Q Complement, Functional, S | 87722-5
C2FXN | C2 Complement, Functional, Serum | Investigation of a patient with a low (absent) hemolytic complement | Automated Liposome Lysis Assay | Yes | C2 Complement, Functional, S, NR | Serum Red | Patient Preparation:Fasting preferred but not required Supplies:Sarstedt 5 mL Aliquot Tube (T914) Collection Container/Tube:Red top Submission Container/Tube:Plastic vial Specimen Volume:1 mL Collection Instructions: 1. Immediately after specimen collection, place the tube on wet ice. 2. Centrifuge and aliquot serum into plastic vial. 3. Immediately freeze specimen. | 0.5 mL | The classical pathway of the complement system is composed of a series of proteins that are activated in response to the presence of immune complexes. A single IgM molecule or 2 IgG molecules are sufficient to trigger activation of the recognition complex initiated by C1q. This activation process triggers a cascade that includes an amplification loop. The amplification loop is mediated by C3, with cleavage of a series of proteins, and results in 3 main end products: 1) anaphylatoxins that promote inflammation (C3a, C5a), 2) opsonizationpeptides that are chemotactic for neutrophils (C3b) and facilitate phagocytosis, and 3) the membrane attack complex (MAC), which promotes cell lysis. The absence of early components (C1, C2, C3, C4) of the complement cascade results in the inability of immune complexes to activate the cascade. Patients with deficiencies of the early complement proteins are unable to generate lytic activity or to clear immune complexes.They may also have symptoms that suggest autoimmune disease in which complement deficiency may be an etiologic factor. Although rare, C2 deficiency is the most common inherited complement deficiency. Homozygous C2 deficiency has an estimated prevalence ranging from 1 in 10,000 to 1 in 40,000 (the prevalence of heterozygotes is 1 in 100 to 1 in 50). Half of the homozygous patients are clinically normal. However, discoid lupus erythematosus or systemic lupus erythematosus (SLE) occurs in approximately one-third of patients with homozygous C2 deficiency. Patients with SLE and a C2 deficiency frequently have a normal anti-double-stranded DNA titer. Clinically, many have lupus-like skin lesions and photosensitivity, but immunofluorescence studies may fail to demonstrate immunoglobulin or complement along the epidermal-dermal junction. Other diseases reported to be associated with C2 deficiency include dermatomyositis, glomerulonephritis, vasculitis, atrophodema, cold urticaria, inflammatory bowel disease, and recurrent infections. The laboratory findings that suggest C2 deficiency include a hemolytic complement of nearly zero, with normal values for C3 and C4. | 25-47 U/mL | Low levels of complement may be due to inherited deficiencies, acquired deficiencies, or due to complement consumption (eg, as a consequence of infectious or autoimmune processes). Absent (or low) C2 levels in the presence of normal C3 and C4 values are consistent with a C2 deficiency. Low C2 levels in the presence of low C3 and C4 values are consistent with a complement-consumptive process. Low C2 and C4 values, in the presence of normal values for C3 is suggestive of C1 esterase inhibitor deficiency. | As with all complement assays, proper sample handling is of utmost importance to ensure that the complement system is not activated before clinical testing. | 1. Gaither TA, Frank MM: Complement. In: Henry JB, ed. Clinical Diagnosis and Management by Laboratory Methods. 17th ed. WB Saunders Company; 1984:879-892 2. Agnello V: Complement deficiency states. Medicine. 1978;57:1-23 3. Buckley D, Barnes L: Childhood subacute cutaneous lupus erythematosus associated with homozygous complement 2 deficiency. Pediatr Dermatol. 1995;12:327-330 4. Willrich MAV, Braun KMP, Moyer AM, Jeffrey DH, Frazer-Abel A. Complement testing in the clinical laboratory. Crit Rev Clin Lab Sci. 2021 Nov;58(7):447-478. doi: 10.1080/10408363.2021.1907297 | C2 complement activity is measured by mixing patient serum with a C2-deficient serum. The lytic activity of the serum mixture is tested against sensitized, labeled liposomes. If lysis occurs, the patient serum must be the source of the C2. The target liposomes are a commercial reagent (WAKO total complement CH50), and the assay is performed on a Siemens AdviaXPT.(Unpublished Mayo method) | 1 to 3 days | 14 days | This test was developed and its performance characteristics determined by Mayo Clinic in a manner consistent with CLIA requirements. It has not been cleared or approved by the US Food and Drug Administration. | 86161 | C2 Complement, Functional, S, NR | 93977-7 | INT53 | Interpretation | 69048-7
C2 | C2 Complement, Functional, with Reflex, Serum | Investigation of a patient with a low (absent) hemolytic complement, with reflex testing to C3 and C4, if appropriate | Automated Liposome Lysis Assay | Yes | C2 Complement,Functional,w/Reflex,S | If the C2 result is less than 15 U/mL, then complement C3 and C4 will be performed at an additional charge. | Patient Preparation:Fasting preferred but not required Supplies:Sarstedt 5 mL Aliquot Tube (T914) Collection Container/Tube:Red top Submission Container/Tube:Plastic vial Specimen Volume:1 mL Collection Instructions: 1. Immediately after specimen collection, place the tube on wet ice. 2. Centrifuge and aliquot serum into plastic vial. 3. Immediately freeze specimen. | 0.5 mL | The classical pathway of the complement system is composed of a series of proteins that are activated in response to the presence of immune complexes. A single IgM molecule or 2 IgG molecules are sufficient to trigger activation of the recognition complex initiated by C1q. This activation process triggers a cascade that includes an amplification loop. The amplification loop in mediated by C3, with cleavage of a series of proteins, and results in 3 main end products: 1) anaphylatoxins that promote inflammation (C3a, C5a), 2) opsonization peptides that are chemotactic for neutrophils (C3b) and facilitate phagocytosis, and 3) the membrane attack complex, which promotes cell lysis. The absence of early components (C1, C2, C3, C4) of the complement cascade results in the inability of immune complexes to activate the cascade. Patients with deficiencies of the early complement proteins are unable to generate lytic activity or to clear immune complexes. These patients have increased susceptibility to infections with encapsulated microorganisms. They may also have symptoms that suggest autoimmune disease, of which complement deficiency may be an etiologic factor. Although rare, C2 deficiency is the most common inherited complement deficiency. Homozygous C2 deficiency has an estimated prevalence ranging from 1 in 10,000 to 1 in 40,000 (the prevalence of heterozygotes is 1 in 100 to 1 in 50). Half of the homozygous patients are clinically normal. However, discoid lupus erythematosus or systemic lupus erythematosus (SLE) occurs in approximately one-third of patients with homozygous C2 deficiency. Patients with SLE and a C2 deficiency frequently have a normal anti-double stranded DNA titer. Clinically, many have lupus-like skin lesions and photosensitivity, but immunofluorescence studies may fail to demonstrate immunoglobulin or complement along the epidermal-dermal junction. Other diseases reported to be associated with C2 deficiency include dermatomyositis, glomerulonephritis, vasculitis, atrophoderma, cold urticaria, inflammatory bowel disease, and recurrent infections. The laboratory findings that suggest C2 deficiency include a hemolytic complement of nearly zero, with normal values for C3 and C4. | 25-47 U/mL | Low levels of complement may be due to inherited deficiencies, acquired deficiencies, or due to complement consumption (eg, as a consequence of infectious or autoimmune processes). Absent (or low) C2 levels in the presence of normal C3 and C4 values are consistent with a C2 deficiency. Low C2 levels in the presence of low C3 and C4 values are consistent with a complement-consumptive process. Low C2 and C4 values, in the presence of normal values for C3 is suggestive of C1 esterase inhibitor deficiency. | As with all complement assays, proper sample handling is of utmost importance to ensure that the complement system is not activated before clinical testing. Absent (or low) C2 functional levels in the presence of normal C2 antigen levels should be replicated with a new serum specimen to confirm that C2 inactivation has not occurred during shipping. | 1. Gaither TA, Frank MM: Complement. In: Henry JB, ed. Clinical Diagnosis and Management by Laboratory Methods. 17th ed. WB Saunders Company; 1984:879-892 2. O'Neil KM: Complement deficiency. Clin Rev Allergy Immunol. 2000;19:83-108 3. Frank MM: Complement deficiencies. Pediatr Clin North Am. 2000;47(6):1339-1354 4. Agnello V: Complement deficiency states. Medicine. 1978 Jan;57(1):1-23 5. Buckley D, Barnes L: Childhood subacute cutaneous lupus erythematosus associated with homozygous complement 2 deficiency. Pediatr Dermatol. 1995 Dec;12(4):327-330 6. Willrich MAV, Braun KMP, Moyer AM, Jeffrey DH, Frazer-Abel A. Complement testing in the clinical laboratory. Crit Rev Clin Lab Sci. 2021 Nov;58(7):447-478. doi: 10.1080/10408363.2021.1907297 | C2 complement activity is measured by mixing patient serum with a C2-deficient serum. The lytic activity of the serum mixture is tested against sensitized, labeled liposomes. If lysis occurs, the patient serum must be the source of the C2. The target liposomes are a commercial reagent (WAKO total complement CH50) and the assay is performed on a Siemens Advia XPT.(Unpublished Mayo method) | 1 to 3 days | 14 days | This test was developed and its performance characteristics determined by Mayo Clinic in a manner consistent with CLIA requirements. It has not been cleared or approved by the US Food and Drug Administration. | 8616186160 x 2 (if appropriate) | C2 Complement,Functional,w/Reflex,S | 93977-7 | INT53 | Interpretation | 69048-7
C3FX | C3 Complement, Functional, Serum | Diagnosis of C3 deficiency Investigation of a patient with undetectable total complement level | Automated Liposome Lysis Assay | Yes | C3 Complement, Functional, S | Serum Red | Patient Preparation:Fasting preferred Supplies:Sarstedt 5 mL Aliquot Tube (T914) Collection Container/Tube:Red top Submission Container/Tube:Plastic vial Specimen Volume:1 mL Collection Instructions: 1. Immediately after specimen collection, place the tube on wet ice. 2. Centrifuge and aliquot serum into plastic vial. 3. Immediately freeze specimen. | 0.5 mL | Complement proteins are components of the innate immune system. There are 3 pathways to complement activation: 1) the classical pathway, 2) the alternative (or properdin) pathway, and 3) the lectin (or mannan-binding lectin) pathway. The classical pathway of the complement system is composed of a series of proteins that are activated in response to the presence of immune complexes. A single IgM molecule or 2 IgG molecules are sufficient to trigger activation of the recognition complex initiated by C1q. The activation process triggers a cascade that includes an amplification loop. The amplification loop is mediated by C3, with cleavage of a series of proteins, and results in 3 main end products: 1) anaphylatoxins that promote inflammation (C3a, C5a), 2) opsonization peptides that are chemotactic for neutrophils (C3b) and facilitate phagocytosis, and 3) the membrane attack complex (MAC), which promotes cell lysis. The absence of early components (C1-C4) of the complement cascade results in the inability of immune complexes to activate the cascade. Patients with deficiencies of the early complement proteins are unable to clear immune complexes or to generate lytic activity. These patients have increased susceptibility to infections with encapsulated microorganisms. They may also have symptoms that suggest autoimmune disease in which complement deficiency may be an etiologic factor. C3 is at the entry point for all 3 activation pathways to activate the MAC. C3 deficiency may result in severe and recurrent pneumococcal and neisserial infections. Deficiency is very rare, with less than 30 cases described. Complement levels can be detected by antigen assays that quantitate the amount of the protein (C3 / Complement C3, Serum). For most of the complement proteins, a small number of cases have been described in which the protein is present but is nonfunctional. These rare cases require a functional assay to detect the deficiency. | 21-50 U/mL | Low levels of complement may be due to inherited deficiencies, acquired deficiencies, or due to complement consumption (eg, as a consequence of infectious or autoimmune processes). Absent C3 levels in the presence of other normal complement values are consistent with a C3 deficiency. | Absent (or low) C3 functional levels in the presence of normal C3antigen levels should be replicated with a new serum specimento confirm that C3 inactivation did not occur during shipping. | 1. Davis ML, Austin C, Messmer BL, et al: IFCC-standardization pediatric reference intervals for 10 serum proteins using the Beckman Array 360 system. Clin Biochem. 1996;29(5):489-492 2. Gaither TA, Frank MM: Complement. In: Henry JB, ed. Clinical Diagnosis and Management by Laboratory Methods. 17th ed. WB Saunders Company; 1984:879-892 3. O'Neil KM: Complement deficiency. Clin Rev Allergy Immunol. 2000;19:83-108 4. Frank MM: Complement deficiencies. Pediatr Clin North Am. 2000;47(6):1339-1354 5.Brodszki N, Frazer-Abel A, Grumach AS, et al: European Society for Immunodeficiencies (ESID) and European Reference Network on Rare Primary Immunodeficiency, Autoinflammatory and Autoimmune Diseases (ERN RITA) Complement Guideline: Deficiencies, diagnosis, and management. J Clin Immunol. 2020;40(4):576-591 6. Willrich MAV, Braun KMP, Moyer AM, Jeffrey DH, Frazer-Abel A. Complement testing in the clinical laboratory. Crit Rev Clin Lab Sci. 2021 Nov;58(7):447-478. doi: 10.1080/10408363.2021.1907297 | C3 complement activity is measured by mixing patient serum with a C3-deficient serum. The lytic activity of the serum mixture is tested against sensitized, labeled liposomes. If lysis occurs, the patient serum must be the source of the C3. The target liposomes are a commercial reagent (WAKO total complement CH50), and the assay is performed on Advia XPT.(Unpublished Mayo method) | 1 to 3 days | 14 days | This test was developed and its performance characteristics determined by Mayo Clinic in a manner consistent with CLIA requirements. It has not been cleared or approved by the US Food and Drug Administration. | 86161 | C3 Complement, Functional, S | 87723-3 | C3FX | C3 Complement, Functional, S | 87723-3
FC3AR | C3a Level By RIA |  | Radioimmunoassay (RIA) | Yes | C3a Level | Plasma EDTA | Container/Tube:Lavender top tube Preferred:Lavender top tube Acceptable:Lavender top tube Specimen Volume:2 mL Collection Instructions:Draw blood in a lavender-top (EDTA) tube(s),plasma gel tube(s) is not acceptable.Mix well, centrifuge at ambient temperature within one half hour of draw and freeze immediately. Send 1 mL of EDTA plasma frozen in plastic vial. Complete and submit with specimen: National Jewish Complement request form | 0.5 mL |  | 0-780 ng/mL |  |  |  |  | 21 to 44 days |  | The performance characteristics of this test have been validated by National Jewish Health. It has not been cleared or approved by the U.S. Food and Drug Administration. The results are not intended to be used as the sole means for clinical diagnosis or patient management decisions. This laboratory is certified under the Clinical Laboratory Improvement Amendments of 1988 (CLIA-88) as qualified to perform high complexity clinical laboratory testing. | 86160 | C3a Level | 4488-3 | FC3AR | C3a Level | 4488-3
C4U | C4 Acylcarnitine, Quantitative, Random, Urine | Evaluation of patients with abnormal newborn screens showing elevations of iso-/butyrylcarnitine to aid in the differential diagnosis of short-chain acyl-CoA dehydrogenase and isobutyryl-CoA dehydrogenase deficiencies | Flow Injection Analysis-Tandem Mass Spectrometry (FIA-MS/MS) | Yes | C4 Acylcarnitine, QN, U | Urine | Patient Preparation:If clinically feasible, discontinueL-carnitine supplementationat least 72 hours before specimen collection. Supplies:Urine Tubes, 10 mL (T068) Collection Container/Tube:Clean, plastic urine collection container Submission Container/Tube:Plastic,10 mL urine tube Specimen Volume:5 mL Collection Instructions: 1. Collect a random urine specimen. 2. Freeze specimen immediately. | 1 mL | An isolated elevation of iso-/butyrylcarnitine (C4)in plasma or newborn screening blood spotsis related toa diagnosis of either short chain acyl-CoA dehydrogenase (SCAD) deficiency or isobutyryl-CoA dehydrogenase (IBD) deficiency. Diagnostic testing by acylcarnitine analysis, including the evaluation of C4 excretion in urine, is necessary to differentiate the 2 clinical entities.(1) Patients with IBD deficiency excrete an abnormal amount of C4 acylcarnitine in urine, whereas patients with SCAD deficiency can have a normal excretion of this metabolite. | <3.00millimoles/mole creatinine | Almost all patients with isobutyryl-CoA dehydrogenase deficiency excrete an abnormal amount of iso-/butyrylcarnitine (C4) in their urine. Some, but not all, affected individuals also excrete elevated levels of isobutyrylglycine. Conversely, patients with short-chain acyl-CoA dehydrogenase deficiency can have a normal excretion of C4. | The results of urine acylcarnitines are typically not informative when the patient is receiving L-carnitine supplements. | 1.Miller MJ, Cusmano-Ozog K, Oglesbee D, Young S; ACMG Laboratory Quality Assurance Committee: Laboratory analysis of acylcarnitines, 2020 update: a technical standard of the American College of Medical Genetics and Genomics (ACMG). Genet Med. 2021;23(2):249-258 2.Oglesbee D, Vockley J, Ensenauer RE, et al.Ten cases of isobutyryl-CoA dehydrogenase (IBDH) deficiency detected by newborn screening. J Inherit Metab Dis. 2005;28(Suppl 1):13. doi: 10.1007/s10545-004-0001-x 3. Oglesbee D, He M, Majumder N, et al. Development of a newborn screening follow-up algorithm for the diagnosis of isobutyryl-CoA dehydrogenase deficiency.Genet Med.2007;9(2):108-116 | Acylcarnitines, including iso-butyrylcarnitine, are determined in urine by flow injection analysis tandem mass spectrometry using acetyl-d3-carnitine, propionyl-d3-carnitine, butyryl-d3-carnitine, octanoyl-d3-carnitine, dodecanoyl-d3-carnitine, and palmitoyl-d3-carnitine as internal standards. The supernatant is evaporated and the residue treated with n-butanolic hydrochloric acid yielding the acylcarnitines for analysis as their n-butyl esters.(Tortorelli S, Hahn SH, Cowan TM, et al. The urinary excretion of glutarylcarnitine is an informative tool in the biochemical diagnosis of glutaric acidemia type I. Mol Genet Metab.2005;84(2):137-143;Miller MJ, Cusmano-Ozog K, Oglesbee D, Young S; ACMG Laboratory Quality Assurance Committee. Laboratory analysis of acylcarnitines, 2020 update: a technical standard of the American College of Medical Genetics and Genomics [ACMG]. Genet Med. 2021;23[2]:249-258) | 2 to 5 days | 1 month | This test was developed and its performance characteristics determined by Mayo Clinic in a manner consistent with CLIA requirements. It has not been cleared or approved by the US Food and Drug Administration. | 82017 | C4 Acylcarnitine, QN, U | 53111-1 | 34468 | Reviewed By | 18771-6
C4FX | C4 Complement, Functional, Serum | Diagnosis of C4 deficiency Investigation of a patient with an undetectable total complement level | Automated Liposome Lysis Assay | Yes | C4 Complement, Functional, S | Serum Red | Patient Preparation:Fasting preferred Supplies:Sarstedt 5 mL Aliquot Tube (T914) Collection Container/Tube:Red top Submission Container/Tube:Plastic vial Specimen Volume:1 mL Collection Instructions: 1. Immediately after specimen collection, place the tube on wet ice. 2. Centrifuge and aliquot serum into plastic vial. 3. Immediately freeze specimen. | 0.5 mL | Complement proteins are components of the innate immune system. There are 3 pathways to complement activation: 1) the classical pathway, 2) the alternative (or properdin) pathway, and 3) the lectin (or mannan-binding lectin) pathway. The classical pathway of the complement system is composed of a series of proteins that are activated in response to the presence of immune complexes. A single IgM molecule or 2 IgG molecules are sufficient to trigger activation of the recognition complex initiated by C1q. The activation process triggers a cascade that includes an amplification loop. The amplification loop is mediated by C3, with cleavage of a series of proteins, and results in 3 main end products: 1) anaphylatoxins that promote inflammation (C3a, C5a), 2) opsonization peptides that are chemotactic for neutrophils (C3b) and facilitate phagocytosis, and 3) the membrane attack complex, which promotes cell lysis. The absence of early components (C1-C4) of the complement cascade results in the inability of immune complexes to activate the cascade. Patients with deficiencies of the early complement proteins are unable to generate the peptides that are necessary clear immune complexes and to attract neutrophils or to generate to lytic activity. These patients have increased susceptibility to infections with encapsulated microorganisms. They may also have symptoms that suggest autoimmune disease, of which complement deficiency may be an etiologic factor. Approximately 30 cases of homozygous C4 deficiency have been reported. Most of these patients have systemic lupus erythematosus (SLE) or glomerulonephritis, IgA nephropathy. Patients with C4 deficiency may also have frequent bacterial infections and may present with autoimmune diseases such as SLE and SLE-like syndromes or rheumatoid arthritis. C4 is coded by two different genes in the major histocompatibility complex on human chromosome 6. Seventy-five percent of the population has twoC4Aand twoC4Bgenes. However, the total sum ofC4AandC4Bgenes in an individual can range from zero to 8 or more copies, giving this protein a wide range of concentrations and an even wider range of function in the general population. Most of the partial C4 deficiencies are without consequence, although deficiency of C4A is associated with a 15% incidence of SLE. Complement levels can be detected by antigen assays that quantitate the amount of the protein (C4 / Complement C4, Serum). For most of the complement proteins, a small number of cases have been described in which the protein is present but is nonfunctional. These rare cases require a functional assay to detect the deficiency. | 22-45 U/mL | Low levels of complement may be due to inherited deficiencies, acquired deficiencies, or due to complement consumption (eg, as a consequence of infectious or autoimmune processes). Absent C4 levels in the presence of normal C3 and C2 values are consistent with a C4 deficiency. Normal results indicate both normal C4 protein levels and normal functional activity. In hereditary angioedema, a disorder caused by C1 esterase inhibitor deficiency, absent or low C4 and C2 values are seen in the presence of normal C3 (due to activation and consumption of C4 and C2). | Absent (or low) C4 functional levels in the presence of normal C4 antigen levels should be replicated with a new serum specimen to confirm that C4 inactivation did not occur during shipping. | 1. Davis ML, Austin C, Messmer BL, et al: IFCC-standardization pediatric reference intervals for 10 serum proteins using the Beckman Array 360 system. Clin Biochem. 1996;29(5):489-492 2. Gaither TA, Frank MM: Complement. In: Henry JB, ed. Clinical Diagnosis and Management by Laboratory Methods. 17th ed. WB Saunders Company; 1984:879-892 3. O'Neil KM: Complement deficiency. Clin Rev in Allergy Immunol. 2000;19:83-108 4. Frank MM: Complement deficiencies. Pediatr Clin North Am. 2000;47:1339-1354 5.Brodszki N, Frazer-Abel A, Grumach AS, et al: European Society for Immunodeficiencies (ESID) and European Reference Network on Rare Primary Immunodeficiency, Autoinflammatory and Autoimmune Diseases (ERN RITA) Complement Guideline: Deficiencies, Diagnosis, and Management. J Clin Immunol. 2020 May;40(4):576-591 6. Willrich MAV, Braun KMP, Moyer AM, Jeffrey DH, Frazer-Abel A. Complement testing in the clinical laboratory. Crit Rev Clin Lab Sci. 2021 Nov;58(7):447-478. doi: 10.1080/10408363.2021.1907297 | C4 activity is measured by mixing patient serum with a C4-deficient serum. The lytic activity of the serum mixture is tested against sensitized, labeled liposomes. If lysis occurs, the patient serum must be the source of the C4. The target liposomes are a commercial reagent (WAKO total complement CH50), and the assay is performed on an Advia XPT.(Unpublished Mayo method) | 1 to 3 days | 14 days | This test was developed and its performance characteristics determined by Mayo Clinic in a manner consistent with CLIA requirements. It has not been cleared or approved by the US Food and Drug Administration. | 86161 | C4 Complement, Functional, S | 93978-5 | C4FX | C4 Complement, Functional, S | 93978-5
FC4AL | C4 Level by RIA |  | Radioimmunoassay (RIA) | Yes | C4a Level | Plasma EDTA | Container/Tube:Lavender top tube Preferred:Lavender top tube Acceptable:Lavender top tube Specimen Volume:2 mL Collection Instructions:Draw blood in a lavender top (EDTA) tubes(s), plasma gel tube(s) is not acceptable. Mix well, centrifuge at room temperature within one half hour of draw (preferable immediately after venipuncture) and freeze immediately on dry ice or at -70 C. Send 1 mL of EDTA plasma frozen in plastic vial. Complete and submit with specimen: 1. National Jewish Complement request form | 0.5 mL |  | 0 - 2830 ng/mL |  |  |  |  | 20 to 44 days |  | The performance characteristics for this test have been validated by National Jewish Health. It has not been cleared or approved by the U.S. Food and Drug Administration. The results are not intended to be used as the sole means for clinical diagnosis or patient management decisions. This laboratory is certified under the Clinical Laboratory Improvement Amendments of 1988 (CLIA-88) as qualified to perform high complexity clinical laboratory testing. | 86160 | C4a Level | Not Provided | FC4AL | C4a Level | Not Provided
C5AG | C5 Complement, Antigen, Serum | Diagnosis of C5 deficiency Investigation of a patient with an absent totalcomplement (CH50) level | Nephelometry | Yes | C5 Complement, Antigen, S | Serum | Patient Preparation:Fasting preferred but not required Collection Container/Tube: Preferred:Red top Acceptable:Serum gel Submission Container/Tube:Plastic vial Specimen Volume:1 mL Collection Instructions:Centrifuge and separate serum from clot. | 0.5 mL | Complement proteins are components of the innate immune system. There are 3 pathways to complement activation: 1) the classic pathway, 2) the alternative (or properdin) pathway, and 3) the lectin activation (mannan-binding protein: MBP) pathway. The classic pathway of the complement system is composed of a series of proteins that are activated in response to the presence of immune complexes. The activation process results in the generation of peptides that are chemotactic for neutrophils and that bind to immune complexes and complement receptors. The end result of the complement activation cascade is the formation of the lytic membrane attack complex (MAC). The absence of early components (C1-C4) of the complement cascade results in the inability of immune complexes to activate the cascade. Patients with deficiencies of the early complement proteins are unable to clear immune complexes or to generate lytic activity. These patients have increased susceptibility to infections with encapsulated microorganisms. They may also have symptoms that suggest autoimmune disease and complement deficiency may be an etiologic factor in the development of autoimmune disease. More than 30 cases of C5 deficiency have been reported. Most of these patients have neisserial infections. | 10.6-26.3 mg/dL | Low levels of complement may be due to inherited deficiencies, acquired deficiencies, or due to complement consumption (eg, as a consequence of infectious or autoimmune processes). Absent C5 levels in the presence of normal C3 and C4 values are consistent with a C5 deficiency. Absent C5 levels in the presence of low C3 and C4 values suggests complement consumption. A small number of cases have been described in which the complement protein is present but is nonfunctional. These rare cases require a functional assay to detect the deficiency C5FX / C5 Complement, Functional, Serum). | Quantitation of specific proteins by nephelometric means may not be possible in lipemic sera due to the extreme light scattering properties of the specimen. Turbidity and particles in the specimen may result in extraneous light scattering signals, resulting in variable specimen analysis. | 1. Sonntag J, Brandenburg U, Polzehl D, et al: Complement systems in healthy term newborns: reference values in umbilical cord blood. Pediatr Dev Pathol 1998;1:131-135 2. Prellner K, Sjoholm AG, Truedsson L: Concentrations of C1q, factor B, factor D and properdin in healthy children, and the age-related presence of circulating C1r-C1s complexes. Acta Peidiatr Scand 1987;76:939-943 3. Davis ML, Austin C, Messmer BL, et al: IFCC-standardization pediatric reference intervals for 10 serum proteins using the Beckman Array 360 system. Clin Biochem 1996;29,5:489-492 4. Gaither TA, Frank MM: Complement.InClinical Diagnosis and Management by Laboratory Methods. 17th edition. Edited by JB Henry. Philadelphia, WB Saunders Company, 1984, pp 879-892 5. O'Neil KM: Complement deficiency. Clin Rev Allergy Immunol 2000;19:83-108 6. Frank MM: Complement deficiencies. Pediatr Clin North Am 2000;47(6):1339-1354 | C5 complement antigen is measured by immunonephelometry. Antiserum to C5 is mixed with patient serum, the light scatter resulting from the antibody interaction with C5 is measured, and the signal is compared to standard concentrations of C5.(Unpublished Mayo information; Instruction manual: Siemens Nephelometer II l Version 3, Siemens, Inc., Newark, DE, 2008) | 2 to 5 days | 14 days | This test was developed and its performance characteristics determined by Mayo Clinic in a manner consistent with CLIA requirements. It has not been cleared or approved by the US Food and Drug Administration. | 86160 | C5 Complement, Antigen, S | 4505-4 | C5AG | C5 Complement, Antigen, S | 4505-4
C5FX | C5 Complement, Functional, Serum | Diagnosis of C5 deficiency Investigation of a patient with an undetectable total complement level | Automated Liposome Lysis Assay | Yes | C5 Complement, Functional, S | Serum Red | Patient Preparation:Fasting preferred Supplies:Sarstedt 5 mL Aliquot Tube (T914) Collection Container/Tube:Red top Submission Container/Tube:Plastic vial Specimen Volume:1 mL Collection Instructions: 1. Immediately after specimen collection, place the tube on wet ice. 2. Centrifuge and aliquot serum into plastic vial. 3. Immediately freeze specimen. | 0.5 mL | Complement proteins are components of the innate immune system. There are 3 pathways to complement activation: 1) the classical pathway, 2) the alternative (or properdin) pathway, and 3) the lectin (or mannan-binding lectin) pathway. The classical pathway of the complement system is composed of a series of proteins that are activated in response to the presence of immune complexes. A single IgM molecule or 2 IgG molecules are sufficient to trigger activation of the recognition complex initiated by C1q. The activation process triggers a cascade that includes an amplification loop. The amplification loop is mediated by C3, with cleavage of a series of proteins, and results in 3 main end products: 1) anaphylatoxins that promote inflammation (C3a, C5a), 2) opsonization peptides that are chemotactic for neutrophils (C3b) and facilitate phagocytosis, and 3) the membrane attack complex (MAC), which promotes cell lysis. Patients with deficiencies of the late complement proteins (C5, C6, C7, C8, and C9) are unable to form the MAC and may have increased susceptibility to neisserial infections. Approximately 40 cases of C5 deficiency have been reported. Complement levels can be detected by antigen assays that quantitate the amount of the protein (C5AG / C5 Complement, Antigen, Serum). For most of the complement proteins, a small number of cases have been described in which the protein is present but is nonfunctional. These rare cases require a functional assay to detect the deficiency. | 29-53 U/mL | Low levels of complement may be due to inherited deficiencies, acquired deficiencies, or due to complement consumption (eg, as a consequence of infectious or autoimmune processes). Absent C5 levels in the presence of normal C3 and C4 values are consistent with a C5 deficiency. Absent C5 levels in the presence of low C3 and C4 values suggest complement consumption. Normal results indicate both normal C5 protein levels and normal functional activity. | Absent (or low) complement C5 functional levels in the presence of normal C5 antigen levels should be replicated with a new serum specimen to confirm that C5 inactivation did not occur during shipping. | 1. Sonntag J, Brandenburg U, Polzehl D, et al: Complement systems in healthy term newborns: reference values in umbilical cord blood. Pediatr Dev Pathol. 1998 Mar-Apr;1(2):131-135 2. Prellner K, Sjoholm AG, Truedsson L: Concentrations of C1q, factor B, factor D and properdin in healthy children, and the age-related presence of circulating C1r-C1s complexes. Acta Paediatr Scand. 1987 Nov;76(6):939-943 3. Davis ML, Austin C, Messmer BL, et al: IFCC-standardization pediatric reference intervals for 10 serum proteins using the Beckman Array 360 system. Clin Biochem. 1996 Oct;29,5:489-492 4. Gaither TA, Frank MM: Complement. In: Henry JB, ed. Clinical Diagnosis and Management by Laboratory Methods. 17th ed. WB Saunders Company; 1984:879-892 5. O'Neil KM: Complement deficiency. Clin Rev Allergy Immunol. 2000 Oct;19:83-108 6. Frank MM: Complement deficiencies. Pediatr Clin North Am. 2000 Dec;47(6):1339-1354 7. Willrich MAV, Braun KMP, Moyer AM, Jeffrey DH, Frazer-Abel A. Complement testing in the clinical laboratory. Crit Rev Clin Lab Sci. 2021 Nov;58(7):447-478. doi: 10.1080/10408363.2021.1907297 | C5 complement activity is measured by mixing patient serum with a C5-deficient serum. The lytic activity of the serum mixture is tested against sensitized, labeled liposomes. If lysis occurs, the patient serum must be the source of the C5. The target liposomes are a commercial reagent (WAKO total complement CH50), and the assay is performed on a Siemens Advia XPT.(Unpublished Mayo method) | 1 to 3 days | 14 days | This test was developed and its performance characteristics determined by Mayo Clinic in a manner consistent with CLIA requirements. It has not been cleared or approved by the US Food and Drug Administration. | 86161 | C5 Complement, Functional, S | 60472-8 | C5FX | C5 Complement, Functional, S | 60472-8
C5DCU | C5-DC Acylcarnitine, Quantitative, Random, Urine | Evaluation of patients with an abnormal newborn screen showing elevations ofglutarylcarnitine Diagnosis ofglutaric aciduria type 1deficiency | Flow Injection Analysis-Tandem Mass Spectrometry (FIA-MS/MS) | Yes | C5-DC Acylcarnitine, QN, U | Urine | Patient Preparation:If clinically feasible, discontinueL-carnitine supplementation at least 72 hours before specimen collection. Supplies:Urine Tubes, 10 mL (T068) Collection Container/Tube:Clean, plastic urine collection container Submission Container/Tube:Plastic,10-mL urine tube Specimen Volume:5 mL Collection Instructions: 1. Collect a random urine specimen. 2. Freeze specimen immediately. | 1 mL | An isolated elevation of glutarylcarnitine (C5-DC)in plasma or newborn screening blood spotsis related toa diagnosis of glutaric aciduria type 1 (GA-1), also known as glutaric acidemia type 1. GA-1 is caused by a deficiency of glutaryl-CoA dehydrogenase. Diagnostic testing by acylcarnitine analysis, including the evaluation of C5DC in urine, is helpful to determine if a patient has GA1.(1) Urinary excretion of C5-DC is a specific biochemical marker of GA-1 that appears to be elevated even in low excretors, those patients who are affected but have normal levels of glutaric acid in urine. GA-1 is characterized by bilateral striatal brain injury leading to dystonia, often a result of acute neurologic crises triggered by illness. Many affected individuals also have macrocephaly. Dietary treatment and aggressive interventions during time of illness are recommended to try to prevent or minimize neurologic injury, which is most likely to occur in infancy and early childhood. Prevalence is approximately 1 in 100,000 individuals. The American College of Medical Genetics and Genomics newborn screening work group published diagnostic algorithms for the follow-up of infants who had a positive newborn screening result. For more information, see the Practice Resources: ACT Sheets and Algorithms at www.acmg.net. | <1.54 millimoles/mole creatinine | Elevated excretion of glutarylcarnitine is a specific biochemical marker of glutaric aciduria type 1 that is elevated in affected patients, apparently even in low excretors, ie, those affected individuals with normal levels of glutaric acid in urine. | The results of urine acylcarnitines typically are not informative when the patient is receiving L-carnitine supplements. | 1.Miller MJ, Cusmano-Ozog K, Oglesbee D, Young S; ACMG Laboratory Quality Assurance Committee: Laboratory analysis of acylcarnitines, 2020 update: a technical standard of the American College of Medical Genetics and Genomics (ACMG). Genet Med. 2021;23(2):249-258 2.Kolker S, Christensen E, Leonar JV, et al. Diagnosis and management of glutaric aciduria type I-revised recommendations. J Inherit Metab Dis. 2011;34(3):677-694 3.Guenzel AJ, Hall P,Scott AI, et al.The low excretor phenotype of glutaric acidemia type I is a source of false negative newborn screening results and challenging diagnoses. JIMD Rep.2021;60(1)67–74 | Acylcarnitines, including glutarylcarnitine, are determined in urine by flow injection analysis tandem mass spectrometry using acetyl-d3-carnitine, propionyl-d3-carnitine, butyryl-d3-carnitine, octanoyl-d3-carnitine, dodecanoyl-d3-carnitine, and palmitoyl-d3-carnitine as internal standards. The supernatant is evaporated and the residue treated with n-butanolic hydrochloric acid yielding the acylcarnitines for analysis as their n-butyl esters.(Tortorelli S, Hahn SH, Cowan TM, et al. The urinary excretion of glutarylcarnitine is an informative tool in the biochemical diagnosis of glutaric acidemia type I. Mol Genet Metab.2005;84(2):137-143;Miller MJ, Cusmano-Ozog K, Oglesbee D, Young S; ACMG Laboratory Quality Assurance Committee. Laboratory analysis of acylcarnitines, 2020 update: a technical standard of the American College of Medical Genetics and Genomics (ACMG). Genet Med. 2021;23(2):249-258) | 2 to 5 days | 1 month | This test was developed and its performance characteristics determined by Mayo Clinic in a manner consistent with CLIA requirements. It has not been cleared or approved by the US Food and Drug Administration. | 82017 | C5-DC Acylcarnitine, QN, U | 54279-5 | 34470 | Reviewed By | 18771-6
C5OHU | C5-OH Acylcarnitine, Quantitative, Random, Urine | Evaluation of patients with an abnormal newborn screen showing elevations of 3-hydroxyisovaleryl-/2-methyl-3-hydroxybutyryl-carnitine | Flow Injection Analysis-Tandem Mass Spectrometry (FIA-MS/MS) | Yes | C5-OH Acylcarnitine, QN, U | Urine | Patient Preparation:If clinically feasible, discontinueL-carnitine supplementation at least 72 hours before specimen collection. Supplies:Urine Tubes, 10 mL (T068) Collection Container/Tube:Clean, plastic urine collection container Submission Container/Tube:Plastic, 10-mL urine tube Specimen Volume:5 mL Collection Instructions: 1. Collect a random urine specimen. 2. Freeze specimen immediately. | 1 mL | The differential diagnosis of an isolated elevation of 3-hydroxyisovaleryl-/2-methyl-3-hydroxy acylcarnitine (C5-OH) in plasma or (newborn screening) blood spots includes the following disorders: -3-Methylcrotonyl-CoA carboxylase deficiency (common name: 3-methylcrotonylglycinuria), either infantile or maternal -3-Hydroxy 3-methylglutaryl-CoA lyase deficiency -Beta-ketothiolase deficiency -2-Methyl 3-hydroxybutyryl-CoA dehydrogenase deficiency -3-Methylglutaconic aciduria type I -Biotinidase deficiency -Holocarboxylase deficiency Confirmatory and diagnostic testing are necessary to differentiate these clinical entities. This test can be used to differentiate patients with 3-methylcrotonylglycinuria and with 3-methylglutaconic aciduria as they typically excrete larger amounts of C5-OH in urine compared to patients with the other diagnoses. The American College of Medical Genetics and Genomics Newborn Screening Work Group published diagnostic algorithms for the follow-up of infants who had positive newborn screening results. For more information, see the Practice Resources: ACT Sheets and Algorithms at www.acmg.net. | <2.93 millimoles/mole creatinine | Preliminary data showed that an elevated excretion in urine and concentration in plasma of 3-hydroxyisovaleryl-/2-methyl-3-hydroxy acylcarnitine can be the only biochemical abnormalities in patients with 3-methylcrotonylglycinuria. | The results of urine acylcarnitines are typically not informative when the patient is receiving L-carnitine supplements. | 1. Wolfe LA, Finegold DN, Vockley J, et al. Potential misdiagnosis of 3-methylcrotonyl-coenzyme A carboxylase deficiency associated with absent or trace urinary 3-methylcrotonylglycine. Pediatrics. 2007;120(5):e1335-1340 2.Miller MJ, Cusmano-Ozog K, Oglesbee D, Young S; ACMG Laboratory Quality Assurance Committee: Laboratory analysis of acylcarnitines, 2020 update: a technical standard of the American College of Medical Genetics and Genomics (ACMG). Genet Med. 2021;23(2):249-258 | Acylcarnitines, including 3-hydroxy isovalerylcarnitine, are determined in urine by flow injection analysis tandem mass spectrometry using acetyl-d3-carnitine, propionyl-d3-carnitine, butyryl-d3-carnitine, octanoyl-d3-carnitine, dodecanoyl-d3-carnitine, and palmitoyl-d3-carnitine as internal standards. The supernatant is evaporated and the residue treated with n-butanolic hydrochloric acid yielding the acylcarnitines for analysis as their n-butyl esters.(Tortorelli S, Hahn SH, Cowan TM, Brewster TG, Rinaldo P, Matern D. The urinary excretion of glutarylcarnitine is an informative tool in the biochemical diagnosis of glutaric acidemia type I. Mol Genet Metab.2005;84(2):137-143) | 2 to 5 days | 1 month | This test was developed and its performance characteristics determined by Mayo Clinic in a manner consistent with CLIA requirements. It has not been cleared or approved by the US Food and Drug Administration. | 82017 | C5-OH Acylcarnitine, QN, U | 50091-8 | 34469 | Reviewed By | 18771-6
C6FX | C6 Complement, Functional, Serum | Diagnosis of C6 deficiency Investigation of a patient with an undetectable total complementlevel | Automated Liposome Lysis Assay | Yes | C6 Complement, Functional, S | Serum Red | Patient Preparation:Fasting preferred Supplies:Sarstedt 5 mL Aliquot Tube (T914) Collection Container/Tube:Red top Submission Container/Tube:Plastic vial Specimen Volume:1 mL Collection Instructions: 1. Immediately after specimen collection, place the tube on wet ice. 2. Centrifuge and aliquot serum into plastic vial. | 0.5 mL | Complement proteins are components of the innate immune system. There are 3 pathways to complement activation: 1) the classical pathway, 2) the alternative (or properdin) pathway, and 3) the lectin (mannan-binding lectin) pathway. The classical pathway of the complement system is composed of a series of proteins that are activated in response to the presence of immune complexes. A single IgM molecule or 2 IgG molecules are sufficient to trigger activation of the recognition complex initiated by C1q. The activation process triggers a cascade that includes an amplification loop. The amplification loop is mediated by C3, with cleavage of a series of proteins, and results in 3 main end products: 1) anaphylatoxins that promote inflammation (C3a, C5a), 2) opsonization peptides that are chemotactic for neutrophils (C3b) and facilitate phagocytosis, and 3) the membrane attack complex (MAC), which promotes cell lysis. Patients with deficiencies of the late complement proteins (C5, C6, C7, C8, and C9) are unable to form the MAC, and may have increased susceptibility to neisserial infections. C6 deficiency is relatively rare, over 50 cases have been described. Most of these patients have systemic meningococcal infection and some have had invasive gonococcal infections. Normal levels of C6 antigen have been reported in patients with dysfunctional C6 lytic activity, hence the recommendation of functional testing. | 32-57 U/mL | Low levels of complement may be due to inherited deficiencies, acquired deficiencies, or due to complement consumption (eg, as a consequence of infectious or autoimmune processes).Absent C6 levels in the presence of normal C3 and C4 values are consistent with a C6 deficiency. Absent C6 levels in the presence of low C3 and C4 values suggests complement consumption. Normal results indicate both normal C6 protein levels and normal functional activity. | Absent (or low) C6 functional levels in the presence of normal C6 antigen levels should be replicated with a new serum specimen to confirm that C6 inactivation did not occur during shipping. | 1. Sonntag J, Brandenburg U, Polzehl D, et al: Complement systems in healthy term newborns: reference values in umbilical cord blood. Pediatr Dev Pathol. 1998 Mar-Apr; 1(2):131-135 2. Prellner K, Sjoholm AG, Truedsson L: Concentrations of C1q, factor B, factor D and properdin in healthy children, and the age-related presence of circulating C1r-C1s complexes. Acta Paediatr Scand. 1987 Nov;76(6):939-943 3. Davis ML, Austin C, Messmer BL, et al: IFCC-standardization pediatric reference intervals for 10 serum proteins using the Beckman Array 360 system. Clin Biochem. 1996 Oct;29(5):489-492 4.Gaither TA, Frank MM: Complement. In: Henry JB, ed. Clinical Diagnosis and Management by Laboratory Methods. 17th ed. WB Saunders Company; 1984:879-892 5. O'Neil KM: Complement deficiency. Clin Rev Allergy Immunol. 2000 Oct;19:83-108 6. Frank MM: Complement deficiencies. Pediatr Clin North Am. 2000 Dec;47(6):1339-1354 7. Willrich MAV, Braun KMP, Moyer AM, Jeffrey DH, Frazer-Abel A. Complement testing in the clinical laboratory. Crit Rev Clin Lab Sci. 2021 Nov;58(7):447-478. doi: 10.1080/10408363.2021.1907297 | C6 complement activity is measured by mixing patient serum with a C6-deficient serum. The lytic activity of the serum mixture is tested against sensitized, labeled liposomes. If lysis occurs, the patient serum must be the source of the C6. The target liposomes are a commercial reagent (WAKO total complement CH50), and the assay is performed on an Advia XPT.(Unpublished Mayo method) | 1 to 3 days | 14 days | This test was developed and its performance characteristics determined by Mayo Clinic in a manner consistent with CLIA requirements. It has not been cleared or approved by the US Food and Drug Administration. | 86161 | C6 Complement, Functional, S | 60459-5 | C6FX | C6 Complement, Functional, S | 60459-5
C7FX | C7 Complement, Functional, Serum | Diagnosis of C7 deficiency Investigation of a patient with an undetectable total complement level | Automated Liposome Lysis Assay | Yes | C7 Complement, Functional, S | Serum Red | Patient Preparation:Fasting preferred Supplies:Sarstedt 5 mL Aliquot Tube (T914) Collection Container/Tube:Red top Submission Container/Tube:Plastic vial Specimen Volume:1 mL Collection Instructions: 1. Immediately after specimen collection, place the tube on wet ice. 2. Centrifuge and aliquot serum into plastic vial. 3. Immediately freeze specimen. | 0.5 mL | Complement proteins are components of the innate immune system. There are 3 pathways to complement activation: 1) the classical pathway, 2) the alternative (or properdin) pathway, and 3) the lectin (mannan-binding lectin) pathway. The classical pathway of the complement system is composed of a series of proteins that are activated in response to the presence of immune complexes. A single IgM molecule or 2 IgG molecules are sufficient to trigger activation of the recognition complex initiated by C1q. The activation process triggers a cascade that includes an amplification loop. The amplification loop is mediated by C3, with cleavage of a series of proteins, and results in 3 main end products: 1) anaphylatoxins that promote inflammation (C3a, C5a), 2) opsonization peptides that are chemotactic for neutrophils (C3b) and facilitate phagocytosis, and 3) the membrane attack complex (MAC), which promotes cell lysis. Patients with deficiencies of the late complement proteins (C5, C6, C7, C8, and C9) are unable to form the MAC, and may have increased susceptibility to neisserial infections. C7 deficiency is relatively rare, over 50 cases have been described. The majority of C7 deficiency cases have neisserial infections, but cases with systemic lupus erythematosus, rheumatoid arthritis, scleroderma, andpyoderma gangrenosumhave also been reported. The pathogenesis of the rheumatic disease is not clear. Complement levels can be detected by antigen assays that quantitate the amount of the protein. For most of the complement proteins, a small number of cases have been described in which the protein is present but is nonfunctional. These rare cases require a functional assay to detect the deficiency. | 36-60 U/mL | Low levels of complement may be due to inherited deficiencies, acquired deficiencies, or due to complement consumption (eg, as a consequence of infectious or autoimmune processes). Absent C7 levels in the presence of normal C3 and C4 values are consistent with a C7 deficiency. Absent C7 levels in the presence of low C3 and C4 values suggest complement consumption. | Absent (or low) C7 functional levels in the presence of normal C7 antigen levels should be replicated with a new serum specimen to confirm that C7 inactivation did not occur during shipping. | 1. Sonntag J, Brandenburg U, Polzehl D, et al: Complement systems in healthy term newborns: reference values in umbilical cord blood. Pediatr Dev Pathol. 1998 Mar-Apr;1(2):131-135 2. Prellner K, Sjoholm AG, Truedsson L: Concentrations of C1q, factor B, factor D and properdin in healthy children, and the age-related presence of circulating C1r-C1s complexes. Acta Paediatr Scand. 1987 Nov;76(6):939-943 3. Davis ML, Austin C, Messmer BL, et al: IFCC-standardization pediatric reference intervals for 10 serum proteins using the Beckman Array 360 system. Clin Biochem. 1996 Oct;29(5):489-492 4. Gaither TA, Frank MM: Complement. In: Henry JB, ed. Clinical Diagnosis and Management by Laboratory Methods.17th ed. WB Saunders Company; 1984:879-892 5. O'Neil KM: Complement Deficiency. Clin Rev Allergy Immunol. 2000 Oct;19:83-108 6. Frank MM: Complement deficiencies. Pediatr Clin North Am. 2000 Dec;47(6):1339-1354 7. Willrich MAV, Braun KMP, Moyer AM, Jeffrey DH, Frazer-Abel A. Complement testing in the clinical laboratory. Crit Rev Clin Lab Sci. 2021 Nov;58(7):447-478. doi: 10.1080/10408363.2021.1907297 | C7 complement activity is measured by mixing patient serum with a C7-deficient serum. The lytic activity of the serum mixture is tested against sensitized, labeled liposomes. If lysis occurs, the patient serum must be the source of the C7. The target liposomes are a commercial reagent (WAKO total complement CH50), and the assay is performed on an Advia XPT.(Unpublished Mayo method) | 1 to 3 days | 14 days | This test was developed and its performance characteristics determined by Mayo Clinic in a manner consistent with CLIA requirements. It has not been cleared or approved by the US Food and Drug Administration. | 86161 | C7 Complement, Functional, S | 87724-1 | C7FX | C7 Complement, Functional, S | 87724-1
C8FX | C8 Complement, Functional, Serum | Diagnosis of C8 deficiency Investigation of a patient with an undetectable total hemolytic complement level | Automated Liposome Lysis Assay | Yes | C8 Complement, Functional, S | Serum Red | Patient Preparation:Fasting preferred Supplies:Sarstedt 5 mL Aliquot Tube (T914) Collection Container/Tube:Red top Submission Container/Tube:Plastic vial Specimen Volume:1 mL Collection Instructions: 1. Immediately after specimen collection, place the tube on wet ice. 2. Centrifuge and aliquot serum into plastic vial. 3. Immediately freeze specimen. | 0.5 mL | Complement proteins are components of the innate immune system. There are 3 pathways to complement activation: 1) the classical pathway, 2) the alternative (or properdin) pathway, and 3) the lectin (mannan-binding lectin) pathway. The classical pathway of the complement system is composed of a series of proteins that are activated in response to the presence of immune complexes. A single IgM molecule or 2 IgG molecules are sufficient to trigger activation of the recognition complex initiated by C1q. The activation process triggers a cascade that includes an amplification loop. The amplification loop is mediated by C3, with cleavage of a series of proteins, and results in 3 main end products: 1) anaphylatoxins that promote inflammation (C3a, C5a), 2) opsonization peptides that are chemotactic for neutrophils (C3b) and facilitate phagocytosis, and 3) the membrane attack complex (MAC), which promotes cell lysis. Patients with deficiencies of the late complement proteins (C5, C6, C7, C8, and C9) are unable to form the MAC, and may have increased susceptibility to neisserial infections. C8 deficiency is relatively rare, over 50 cases have been described.The C8 protein is comprised of 3 subunits: alpha, beta, and gamma. However, variants leading to deficiency have not been reported in C8 gamma, and the majority are in the C8 beta subunit. C8 deficiency is characterized by recurrent neisserial infections, particularly meningitis. Autoimmune disease (systemic lupus erythematosus-like) has also been reported. Given the 3 subunits, it is possible to have a low-normal C8 concentration but a nonfunctional protein, therefore the recommendation for testing is the functional assay. For most of the complement proteins, a small number of cases have been described in which the protein is present but is nonfunctional. These rare cases require a functional assay to detect the deficiency. | 33-58 U/mL | Low levels of complement may be due to inherited deficiencies, acquired deficiencies, or due to complement consumption (eg, as a consequence of infectious or autoimmune processes). Absent C8 levels in the presence of normal C3 and C4 values are consistent with a C8 deficiency. Absent C8 levels in the presence of low C3 and C4 values suggests complement consumption. Normal results indicate both normal C8 protein levels and normal functional activity. | Absent (or low) C8 functional levels in the presence of normal C8 antigen levels should be replicated with a new serum specimen to confirm that C8 inactivation did not occur during shipping. | 1. Sonntag J, Brandenburg U, Polzehl D, et al: Complement systems in healthy term newborns: reference values in umbilical cord blood. Pediatr Dev Pathol. 1998 Mar-Apr;1(2):131-135 2. Prellner K, Sjoholm AG, Truedsson L: Concentrations of C1q, factor B, factor D and properdin in healthy children, and the age-related presence of circulating C1r-C1s complexes. Acta Paediatr Scand. 1987 Nov;76(6):939-943 3. Davis ML, Austin C, Messmer BL, et al: IFCC-standardization pediatric reference intervals for 10 serum proteins using the Beckman Array 360 system. Clin Biochem. 1996 Oct;29(5):489-492 4.Gaither TA, Frank MM: Complement. In: Henry JB, ed. Clinical Diagnosis and Management by Laboratory Methods.17th ed. WB Saunders Company; 1984:879-892 5. O'Neil KM: Complement deficiency. Clin Rev Allergy Immunol. 2000 Oct;19:83-108 6. Frank MM: Complement deficiencies. Pediatr Clin North Am. 2000 Dec;47(6):1339-1354 7. Willrich MAV, Braun KMP, Moyer AM, Jeffrey DH, Frazer-Abel A. Complement testing in the clinical laboratory. Crit Rev Clin Lab Sci. 2021 Nov;58(7):447-478. doi: 10.1080/10408363.2021.1907297 | C8 complement activity is measured by mixing patient serum with a C8-deficient serum. The lytic activity of the serum mixture is tested against sensitized, labeled liposomes. If lysis occurs, the patient serum must be the source of the C8. The target liposomes are a commercial reagent (WAKO total complement CH50), and the assay is performed on an Advia XPT.(Unpublished Mayo method) | 1 to 3 days | 14 days | This test was developed and its performance characteristics determined by Mayo Clinic in a manner consistent with CLIA requirements. It has not been cleared or approved by the US Food and Drug Administration. | 86161 | C8 Complement, Functional, S | 50997-6 | C8FX | C8 Complement, Functional, S | 50997-6
C9FX | C9 Complement, Functional, Serum | Diagnosis of C9 deficiency Investigation of a patient with a low total (hemolytic) complement level | Automated Liposome Lysis Assay | Yes | C9 Complement, Functional, S | Serum Red | Patient Preparation:Fasting preferred Supplies:Sarstedt 5 mL Aliquot Tube (T914) Collection Container/Tube:Red top Submission Container/Tube:Plastic vial Specimen Volume:1 mL Collection Instructions: 1. Immediately after specimen collection, place the tube on wet ice. 2. Centrifuge and aliquot serum into plastic vial. 3. Immediately freeze specimen. | 0.5 mL | Complement proteins are components of the innate immune system. There are 3 pathways to complement activation: 1) the classical pathway, 2) the alternative (or properdin) pathway, and 3) the lectin (mannan-binding lectin) pathway. The classical pathway of the complement system is composed of a series of proteins that are activated in response to the presence of immune complexes. A single IgM molecule or 2 IgG molecules are sufficient to trigger activation of the recognition complex initiated by C1q. The activation process triggers a cascade that includes an amplification loop. The amplification loop is mediated by C3, with cleavage of a series of proteins, and results in 3 main end products: 1) anaphylatoxins that promote inflammation (C3a, C5a), 2) opsonization peptides that are chemotactic for neutrophils (C3b) and facilitate phagocytosis, and 3) the membrane attack complex (MAC), which promotes cell lysis. Patients with deficiencies of the late complement proteins (C5, C6, C7, C8, and C9) are unable to form the MAC, and may have increased susceptibility to neisserial infections. C9 deficiency is common in the Japanese population, (1:1000), but is otherwise rare. The lytic activity of C9-deficient serum is decreased. However, the assembly of C5b-C8 complexes will result in a transmembrane channel with minimal lytic activity. Many C9-deficient patients are asymptomatic. C9-deficient patients may, however, present with invasive neisserial infections. Complement levels can be detected by antigen assays that quantitate the amount of the protein. For most of the complement proteins, a small number of cases have been described in which the protein is present but is nonfunctional. These rare cases require a functional assay to detect the deficiency. | 37-61 U/mL | Low levels of complement may be due to inherited deficiencies, acquired deficiencies, or due to complement consumption (eg, as a consequence of infectious or autoimmune processes). Absent C9 levels in the presence of normal C3 and C4 values are consistent with a C9 deficiency. Absent C9 levels in the presence of low C3 and C4 values suggests complement consumption. Normal results indicate both normal C9 protein levels and normal functional activity. | Absent (or low) C9 functional levels in the presence of normal C9 antigen levels should be replicated with a new serum specimen to confirm that C9 inactivation did not occur during shipping. | 1. Sonntag J, Brandenburg U, Polzehl D, et al: Complement systems in healthy term newborns: reference values in umbilical cord blood. Pediatr Dev Pathol. 1998 Mar-Apr;1(2):131-135 2. Prellner K, Sjoholm AG, Truedsson L: Concentrations of C1q, factor B, factor D and properdin in healthy children, and the age-related presence of circulating C1r-C1s complexes. Acta Paediatr Scand. 1987 Nov;76(6):939-943 3. Davis ML, Austin C, Messmer BL, et al: IFCC-standardization pediatric reference intervals for 10 serum proteins using the Beckman Array 360 system. Clin Biochem. 1996 Oct;29(5):489-492 4. Gaither TA, Frank MM: Complement. In: Henry JB, ed. Clinical Diagnosis and Management by Laboratory Methods.17th ed. WB Saunders Company; 1984:879-892 5. O'Neil KM: Complement deficiency. Clin Rev Allergy Immunol. 2000 Oct;19:83-108 6. Frank MM: Complement deficiencies. Pediatr Clin North Am. 2000 Dec;47(6):1339-1354 7. Willrich MAV, Braun KMP, Moyer AM, Jeffrey DH, Frazer-Abel A. Complement testing in the clinical laboratory. Crit Rev Clin Lab Sci. 2021 Nov;58(7):447-478. doi: 10.1080/10408363.2021.1907297 | C9 complement activity is measured by mixing patient serum with a C9-deficient serum. The lytic activity of the serum mixture is tested against sensitized, labeled liposomes. If lysis occurs, the patient serum must be the source of the C9. The target liposomes are a commercial reagent (WAKO total complement CH50), and the assay is performed on an Advia XPT.(Unpublished Mayo method) | 1 to 3 days | 14 days | This test was developed and its performance characteristics determined by Mayo Clinic in a manner consistent with CLIA requirements. It has not been cleared or approved by the US Food and Drug Administration. | 86161 | C9 Complement, Functional, S | 87727-4 | C9FX | C9 Complement, Functional, S | 87727-4
C9ORF | C9orf72 Hexanucleotide Repeat, Molecular Analysis, Varies | Molecular confirmation of clinically suspected cases of c9FTD/ALS, frontotemporal dementia (FTD), or amyotrophic lateral sclerosis (ALS) Presymptomatic testing for individuals with a family history of c9FTD/ALS and a documented expansion in theC9orf72gene | Polymerase Chain Reaction (PCR) | Yes | C9orf72, Molecular Analysis | For more information seeInherited Motor Neuron Disease and Dementia Testing Algorithm | Patient Preparation:A previous bone marrow transplant from an allogenic donor will interfere with testing. Call 800-533-1710 for instructions for testing patients who have received a bone marrow transplant. Specimen Type:Whole blood Container/Tube: Preferred:Lavender top (EDTA) or yellow top (ACD) Acceptable:Any anticoagulant Specimen Volume:3 mL Collection Instructions: 1. Invert several times to mix blood. 2. Send specimen in original tube. | 1 mL | Amyotrophic lateral sclerosis (ALS) is a progressive neurodegenerative disease affecting the upper and lower motor neurons. The disease is characterized by progressive spasticity, muscle wasting and paralysis, typically leading to death from respiratory failure. Frontotemporal dementia (FTD) is a dementia syndrome that predominantly involves the frontal and temporal lobes of the brain. Clinical presentation is variable and includes progressive changes in behavior and personality and language disturbances. Affected individuals may also exhibit extrapyramidal signs. ALS and FTD are now thought to represent an overlapping spectrum of disease. Recent literature has found that approximately 40% of familial ALS, 25% of familial FTD, and 90% of familial ALS/FTD cases have a large hexanucleotide repeat (GGGGCC) expansion in a noncoding region ofC9orf72. At lower frequency,C9orf72hexanucleotide repeat expansions have also been observed in individuals with sporadic ALS, FTD, and ALS/FTD. The vast majority of individuals affected with aC9orf72-related disorder (c9ALS, c9FTD, or c9ALS/FTD) have hexanucleotide repeat expansions in the hundreds to thousands, while unaffected individuals have repeat sizes less than 20. The significance of repeat sizes between 20 and 100 repeats is currently unclear as both healthy controls and individuals with ALS and/or FTD phenotypes have been reported with repeat sizes in this range. | Normal alleles (reference):<20 GGGGCC repeats Indeterminate alleles: 20-100 GGGGCC repeats Pathogenic alleles: >100* GGGGCC repeats *The exact cutoff for pathogenicity is currently undefined. Although additional studies are needed to confirm if 100 repeats is the cutoff for pathogenicity, most individuals affected with aC9orf72-related disorder have C9orf72 hexanucleotide repeat expansions with hundreds to thousands of repeats. An interpretive report will be provided. | An interpretive report will be provided. | For predictive testing, it is important to first document the presence of the hexanucleotide repeat expansion in theC9orf72gene in an affected family member to confirm that the repeat expansion is the underlying mechanism of disease in the family. It is strongly recommended that patients undergoing predictive testing receive genetic counseling both prior to testing and after results are available. Predictive testing of an asymptomatic child is not recommended. Test results should be interpreted in the context of clinical findings, family history, and other laboratory data. Errors in our interpretation of results may occur if information given is inaccurate or incomplete. Due to somatic mosaicism, repeat size identified in the peripheral blood specimen may not reflect the repeat size in untested tissues (eg, central nervous system). In addition, a negative result does not rule out the presence of a mutation in the mosaic state that may be present but below the limit of detection of this assay (approximately 5%). Rare sequence variants immediately downstream of theC9orf72repeat region may interfere with genotype results but are not expected to affect repeat-primed peaks. Rare undocumented variants (ie, polymorphisms) in the polymerase chain reaction primer binding regions may lead to false negative results. This test does not assess methylation status of theC9orf72gene. | 1. DeJesus-Hernandez M, Mackenzie IR, Boeve BF, et al: Expanded GGGGCC hexanucleotide repeat in noncoding region ofC9ORF72causes chromosome 9p-linked FTD and ALS. Neuron. 2011 Oct 20;72(2):245-256 2. Renton AE, Majounie E, Waite A, et al: A hexanucleotide repeat expansion in C9ORF72 is the cause of chromosome 9p21-linked ALS-FTD. Neuron. 2011 Oct 20;72(2):257-268 3. Gijselinck I, Van Langenhove T, van der Zee J, et al: AC9orf72promoter repeat expansion in a Flanders-Belgian cohort with disorders of the frontotemporal lobar degeneration-amyotrophic lateral sclerosis spectrum: a gene identification study. Lancet Neuron. 2012 Jan;11(1):54-65 4. Majounie E, Renton AE, Mok K, et al: Frequency of the C9orf72 hexanucleotide repeat expansion in patients with amyotrophic lateral sclerosis and frontotemporal dementia: a cross-sectional study. Lancet Neurol. 2012 Apr;11(4):323-330 5. Boeve BF, Boylan KB, Graff-Radford NR, et al:Characterization of frontotemporal dementia and/or amyotrophic lateral sclerosis associated with the GGGGCC repeat expansion in C9ORF72. Brain. 2012 Mar;135(Pt 3):765-783 6. van Blitterswijk M, DeJesus-Hernandez M, Niemantsverdriet E, et al: Association between repeat sizes and clinical and pathological characteristics in carriers of C9ORF72 repeat expansions (Xpansize-72): a cross-sectional cohort study. Lancet Neurol. 2013 Oct;12(10):978-988 7. Nordin A, Akimoto C, Wuolikainen A, et al: Extensive size variability of the GGGGCC expansion in C9orf72 in both neuronal and non-neuronal tissues in 18 patients with ALS or FTD. Hum Mol Genet. 2015 Jun 1;24(11):3133-3142 8. Xi Z, van Blitterswijk M, Zhang M, et al: Jump from pre-mutation to pathologic expansion in C9orf72. Am J Hum Genet. 2015 Jun 4;96(6):962-970 9. Gami P, Murray C, Schottlaender L, et al: A 30-unit hexanucleotide repeat expansion in C9orf72 induces pathological lesions with dipeptide-repeat proteins and RNA foci, but not TDP-43 inclusions and clinical disease. Acta Neuropathol. 2015 Oct;130(4):599-601 10. Ng ASL, Tan EK: Intermediate C9orf72 alleles in neurological disorders: does size really matter? J Med Genet. 2017 Sep;54(9):591-597 11. Nordin A, Akimoto C, Wuolikainen A, et al: Sequence variations in C9orf72 downstream of the hexanucleotide repeat region and its effect on repeat-primed PCR interpretation: a large multinational screening study. Amyotroph Lateral Scler Frontotemporal Degener. 2017 May;18(3-4):256-264 12. Van Mossevelde S, van der Zee J, Cruts M, Van Broeckhoven: Relationship between C9orf72 repeat size and clinical phenotype. Curr Opin Genet Dev. 2017 Jun;44:117-124 | A combined amplicon-length and repeat-primed polymerase chain reaction-based assay is utilized to size alleles up to approximately 145 repeats and detect expansions of GGGGCC hexanucleotide repeat region in theC9orf72gene.(Ida CM, Lundquist PA, Bram E, et al: Evaluation of Single-tube Combined Amplicon-length and Repeat-primed Long-read PCR Assay for Clinical Detection and Characterization ofC9orf72Hexanucleotide Repeat Expansion. Abstract 731. 2017 ACMG Annual Clinical Genetics Meeting. Phoenix, AZ, March 23, 2017.) | 21 to 28 days | Whole Blood: 2 weeks (if available); Extracted DNA: 3 months | This test was developed and its performance characteristics determined by Mayo Clinic in a manner consistent with CLIA requirements. It has not been cleared or approved by the US Food and Drug Administration. | 81479 | C9orf72, Molecular Analysis | 81846-8 | 55158 | Method | 85069-3
FCABB | Cabbage IgG |  | Enzyme Immunoassay (FEIA) | No | Cabbage IgG | Serum | Collection Container/Tube: Preferred:Red top Acceptable:Serum gel Submission Container/tube:Plastic vial Specimen Volume:0.5 mL Collection Instructions: 1. Draw blood in a plain red-top tube(s), serum gel tube(s) is acceptable. 2. Centrifuge and aliquot 0.5 mL of serum into a plastic vial. 3. Send refrigerate. | See Specimen Required |  | Reference ranges have not been established for food-specific IgG tests. | The clinical utility of food-specific IgG tests has not been established. These tests can be used in special clinical situations to select foods for evaluation by diet elimination and challenge in patients who have food-related complaints. It should be recognized that the presence of food-specific IgG alone cannot be taken as evidence of food allergy and only indicates immunologic sensitization by the food allergen in question. This test should only be ordered by physicians who recognize the limitations of the test. |  |  |  | 5 to 7 days |  | This test was developed and its performance characteristics determined by Eurofins Viracor. It has not been cleared or approved by the U.S. Food and Drug Administration. | 86001 | Cabbage IgG | 60358-9 | FCABB | Cabbage IgG | 60358-9
CABB | Cabbage, IgE, Serum | Establishing a diagnosis of an allergy to cabbage Defining the allergen responsible for eliciting signs and symptoms Identifying allergens: -Responsible for allergic response and/or anaphylactic episode -To confirm sensitization prior to beginning immunotherapy -To investigate the specificity of allergic reactions to insect venom allergens, drugs, or chemical allergens | Fluorescence Enzyme Immunoassay (FEIA) | Yes | Cabbage, IgE | Serum | Collection Container/Tube: Preferred:Serum gel Acceptable:Red top Submission Container/Tube:Plastic vial Specimen Volume:0.5 mL for every 5 allergens requested Collection Instructions:Centrifuge and aliquot serum into a plastic vial. | For 1 allergen: 0.3 mL For more than 1 allergen: (0.05 mL x number of allergens) + 0.25 mL deadspace | Clinical manifestations of immediate hypersensitivity (allergic) diseases are caused by the release of proinflammatory mediators (histamine, leukotrienes, and prostaglandins) from IgE-sensitized effector cells (mast cells and basophils) when cell-bound IgE antibodies interact with an allergen. In vitro serum testing for IgE antibodies provides an indication of the immune response to allergens that may be associated with allergic disease. The allergens chosen for testing often depend upon the age of the patient, history of allergen exposure, season of the year, and clinical manifestations. In individuals predisposed to develop allergic disease, the sequence of sensitization and clinical manifestations proceed as follows: eczema and respiratory disease (rhinitis and bronchospasm) in infants and children less than 5 years due to food sensitivity (milk, egg, soy, and wheat proteins) followed by respiratory disease (rhinitis and asthma) in older children and adults due to sensitivity to inhalant allergens (dust mite, mold, and pollen inhalants). | Class,IgE kU/L,Interpretation, 0,<0.10,Negative, 0/1,0.10-0.34,Borderline/equivocal, 1,0.35-0.69,Equivocal, 2,0.70-3.49,Positive, 3,3.50-17.4,Positive, 4,17.5-49.9,Strongly positive, 5,50.0-99.9,Strongly positive, 6,> or =100,Strongly positive, | Detection of IgE antibodies in serum (class 1 or greater) indicates an increased likelihood of allergic disease as opposed to other etiologies and defines the allergens that may be responsible for eliciting signs and symptoms. The level of IgE antibodies in serum varies directly with the concentration of IgE antibodies expressed as a class score or kU/L. | Testing for IgE antibodies is not useful in patients previously treated with immunotherapy to determine if residual clinical sensitivity exists or in patients in whom the medical management does not depend upon identification of allergen specificity. Some individuals with clinically insignificant sensitivity to allergens may have measurable levels of IgE antibodies in serum, and test results must be interpreted in the clinical context. False-positive results for IgE antibodies may occur in patients with markedly elevated serum IgE (>2500 kU/L) due to nonspecific binding to allergen solid phases. | Homburger HA, Hamilton RG: Allergic diseases. In: McPherson RA, Pincus MR, eds. Henry's Clinical Diagnosis and Management by Laboratory Methods. 23rd ed. Elsevier; 2017:1057-1070 | Specific IgE from the patient's serum reacts with the allergen of interest, which is covalently coupled to an ImmunoCAP. After washing away nonspecific IgE, enzyme-labeled anti-IgE antibody is added to form a complex. After incubation, unbound anti-IgE is washed away, and the bound complex incubated with a developing agent. After stopping the reaction, the fluorescence of the eluate is measured. Fluorescence is proportional to the amount of specific IgE present in the patient's sample (ie, the higher the fluorescence value, the more IgE antibody is present).(Package insert: ImmunoCAP System Specific IgE FEIA. Phadia; Rev 06/2020) | Same day/1 to 3 days | 14 days | This test has been cleared, approved, or is exempt by the US Food and Drug Administration and is used per manufacturer's instructions. Performance characteristics were verified by Mayo Clinic in a manner consistent with CLIA requirements. | 86003 | Cabbage, IgE | 7169-6 | CABB | Cabbage, IgE | 7169-6
COCOA | Cacao/Cocoa, IgE, Serum | Establishing a diagnosis of an allergy to cacao/cocoa Defining the allergen responsible for eliciting signs and symptoms Identifying allergens: -Responsible for allergic response and/or anaphylactic episode -To confirm sensitization prior to beginning immunotherapy -To investigate the specificity of allergic reactions to insect venom allergens, drugs, or chemical allergens | Fluorescence Enzyme Immunoassay (FEIA) | Yes | Cacao/Cocoa, IgE | Serum | Collection Container/Tube: Preferred:Serum gel Acceptable:Red top Submission Container/Tube:Plastic vial Specimen Volume:0.5 mL for every 5 allergens requested Collection Instructions:Centrifuge and aliquot serum into a plastic vial. | For 1 allergen: 0.3 mL For more than 1 allergen: (0.05 mL x number of allergens) + 0.25 mL deadspace | Clinical manifestations of immediate hypersensitivity (allergic) diseases are caused by the release of proinflammatory mediators (histamine, leukotrienes, and prostaglandins) from IgE-sensitized effector cells (mast cells and basophils) when cell-bound IgE antibodies interact with an allergen. In vitro serum testing for IgE antibodies provides an indication of the immune response to allergens that may be associated with allergic disease. The allergens chosen for testing often depend upon the age of the patient, history of allergen exposure, season of the year, and clinical manifestations. In individuals predisposed to develop allergic disease, the sequence of sensitization and clinical manifestations proceed as follows: eczema and respiratory disease (rhinitis and bronchospasm) in infants and children less than 5 years due to food sensitivity (milk, egg, soy, and wheat proteins) followed by respiratory disease (rhinitis and asthma) in older children and adults due to sensitivity to inhalant allergens (dust mite, mold, and pollen inhalants). | Class,IgE kU/L,Interpretation, 0,<0.10,Negative, 0/1,0.10-0.34,Borderline/equivocal, 1,0.35-0.69,Equivocal, 2,0.70-3.49,Positive, 3,3.50-17.4,Positive, 4,17.5-49.9,Strongly positive, 5,50.0-99.9,Strongly positive, 6,> or =100,Strongly positive, | Detection of IgE antibodies in serum (class 1 or greater) indicates an increased likelihood of allergic disease as opposed to other etiologies and defines the allergens that may be responsible for eliciting signs and symptoms. The level of IgE antibodies in serum varies directly with the concentration of IgE antibodies expressed as a class score or kU/L. | Testing for IgE antibodies is not useful in patients previously treated with immunotherapy to determine if residual clinical sensitivity exists or in patients in whom the medical management does not depend upon identification of allergen specificity. Some individuals with clinically insignificant sensitivity to allergens may have measurable levels of IgE antibodies in serum, and test results must be interpreted in the clinical context. False-positive results for IgE antibodies may occur in patients with markedly elevated serum IgE (>2500 kU/L) due to nonspecific binding to allergen solid phases. | Homburger HA, Hamilton RG: Allergic diseases. In: McPherson RA, Pincus MR, eds. Henry's Clinical Diagnosis and Management by Laboratory Methods. 23rd ed.Elsevier; 2017:1057-1070 | Specific IgE from the patient's serum reacts with the allergen of interest, which is covalently coupled to an ImmunoCAP. After washing away nonspecific IgE, enzyme-labeled anti-IgE antibody is added to form a complex. After incubation, unbound anti-IgE is washed away, and the bound complex incubated with a developing agent. After stopping the reaction, the fluorescence of the eluate is measured. Fluorescence is proportional to the amount of specific IgE present in the patient's sample (ie, the higher the fluorescence value, the more IgE antibody is present). (Package insert: ImmunoCAP System Specific IgE FEIA. Phadia; Rev 06/2020) | Same day/1 to 3 days |  | This test has been cleared, approved, or is exempt by the US Food and Drug Administration and is used per manufacturer's instructions. Performance characteristics were verified by Mayo Clinic in a manner consistent with CLIA requirements. | 86003 | Cacao/Cocoa, IgE | 6080-6 | COCOA | Cacao/Cocoa, IgE | 6080-6
CDOMB | Cadmium for Occupational Monitoring, Blood | Detecting exposure to cadmium, a toxic heavy metal, as a part of occupational monitoring | Triple Quadrupole Inductively Coupled Plasma Mass Spectrometry (ICP-MS/MS) | Yes | Cadmium Occupational Monitor, B | Whole blood | Patient Preparation:High concentrations of gadolinium and iodine are known to potentially interfere with most inductively coupled plasma mass spectrometry-based metal tests. If either gadolinium- or iodine-containing contrast media has been administered, a specimen should not be collected for 96 hours. Supplies:Metal Free B-D Tube (EDTA), 6 mL (T183) Container/Tube:Royal blue top (EDTA) Vacutainer plastic trace element blood collection tube Specimen Volume:Full tube Collection Instructions: 1.SeeMetals Analysis Specimen Collection and Transportfor complete instructions. 2. Send whole blood specimen in original collection tube.Do not aliquot. | 0.3 mL | The toxicity of cadmium resembles the other heavy metals (arsenic, mercury, and lead) in that it attacks the kidney; kidney dysfunction with proteinuria with slow onset (over a period of years) is the typical presentation. Breathing the fumes of cadmium vapors leads to nasal epithelial deterioration and pulmonary congestion resembling chronic emphysema. The most common source of chronic exposure comes from spray painting organic-based paints without a protective breathing apparatus; auto repair mechanics represent a susceptible group for cadmium toxicity. Tobacco smoke is another common source of cadmium exposure. | < 5.0 mcg/L Reference values apply to all ages. | Normal blood cadmium is less than 5.0 mcg/L, with most results in the range of 0.5 to 2.0 mcg/L. Acute toxicity will be observed when the blood level exceeds 50 mcg/L. | No significant cautionary statements | 1. Moreau T, Orssaud G, Lellouch J, Claude JR, Juguet B, Festy B. Blood cadmium levels in a general male population with special reference to smoking. Arch Environ Health. 1983;38(3):163-167 2. Occupational Safety and Health Administration, US Department of Labor: Cadmium . Accessed October 23, 2023. Available at www.osha.gov/cadmium 3.Strathmann FG, Blum LM. Toxic elements. In: Rifai N, Chiu RWK, Young I, Burnham CD, Wittwer CT, eds. Tietz Textbook of LaboratoryMedicine. 7th ed. Elsevier; 2023:chap 44 | The metal of interest is analyzed by triple quadrupole inductively coupled plasma mass spectrometry.(Unpublished Mayo method) | 1 to 2 days | 14 days | This test was developed and its performance characteristics determined by Mayo Clinic in a manner consistent with CLIA requirements. It has not been cleared or approved by the US Food and Drug Administration. | 82300 | Cadmium Occupational Monitor, B | 5609-3 | 89539 | Cadmium Occupational Monitor, B | 5609-3
CDOU | Cadmium Occupational Exposure, Random, Urine | Detecting occupational exposure to cadmium using random urine specimens | Only orderable as part of profile. For more information see: -CDUOE / Cadmium Occupational Exposure, Random, Urine -HMUOE / Heavy Metal Occupational Exposure, with Reflex, Random, Urine Triple-Quadrupole Inductively Coupled Plasma Mass Spectrometry (ICP-MS/MS) | Yes | Cadmium Occupational Exposure | Urine | Only orderable as part of profile. For more information see: -CDUOE / Cadmium Occupational Exposure, Random, Urine -HMUOE / Heavy Metal Occupational Exposure, with Reflex, Random, Urine | 1.5 mL | The toxicity of cadmium resembles the other heavy metals (arsenic, mercury, and lead) in that it attacks the kidney; kidney dysfunction with proteinuria with slow onset (over a period of years) is the typical presentation. Measurable changes in proximal tubule function, such as decreased clearance of para-aminohippuric acid, also occur over a period of years and precede overt kidney failure. Breathing the fumes of cadmium vapors leads to nasal epithelial deterioration and pulmonary congestion resembling chronic emphysema. For nonsmokers, the primary source of cadmium exposure is from the food supply. In general, leafy vegetables such as lettuce and spinach, potatoes and grains, peanuts, soybeans, and sunflower seeds contain high levels of cadmium. For smokers, the most common source of cadmium exposure is tobacco smoke, which has been implicated as the primary source of the metal, leading to reproductive toxicity in both male and female patients. Chronic exposure to cadmium causes accumulated kidney damage. The excretion of cadmium is proportional to creatinine except when kidney damage has occurred. Kidney damage due to cadmium exposure can be detected by increased cadmium excretion relative to creatinine. OSHA mandated (Fed Reg 57:42,102-142,463, September 1992) that all monitoring of employees exposed to cadmium in the workplace should be done using the measurement of urine cadmium and creatinine, expressing the results of mcg of cadmium per gram of creatinine. | Only orderable as part of profile. For more information see: -CDUOE / Cadmium Occupational Exposure, Random, Urine -HMUOE / Heavy Metal Occupational Exposure, with Reflex, Random, Urine Biological exposure indices (BEI): <5.0 mcg/g creatinine | Cadmium excretion above 3.0 mcg/g creatinine indicates significantexposure to cadmium. Results above 15 mcg/g creatinine are considered indicative of severe exposure | Collection of urine specimens through a catheter frequently results in elevated values because rubber contains trace amounts of cadmium that are extracted as urine passes through the catheter. | 1. de Burbure C, Buchet JP, Leroyer A, et al. Renal and neurologic effects of cadmium, lead, mercury, and arsenic in children: evidence of early effects and multiple interactions at environmental exposure levels.EnvironHealth Perspect. 2006;114(4):584-590 2. Schulz C, Angerer J, Ewers U, Heudorf U, Wilhelm M; Human Biomonitoring Commission of the German Federal Environment Agency. Revised and new reference values for environmental pollutants in urine or blood of children in Germany derived from the German Environmental Survey on Children 2003-2006(GerESIV). Int J Hyg Environ Health. 2009;212(6):637-647 3. Occupational Safety and Health Administration. Cadmium exposure and control. Updated 09/02/2008. Accessed August 30, 2024. US Department of Labor Available at osha.gov/SLTC/cadmium/evaluation.html 4. AgencyforToxicSubstancesandDiseaseRegistry. Toxicological profile for cadmium. US Department of Health and Human Services.September 2012. Available atwww.atsdr.cdc.gov/ToxProfiles/tp5.pdf 5. Strathmann FG, Blum LM. Toxic elements. In: Rifai N, Chiu RWK, Young I, Burnham CD, Wittwer CT, eds. Tietz Textbook of Laboratory Medicine. 7th ed. Elsevier; 2023:chap 44 6. Zhang H, Reynolds M. Cadmium exposure in living organisms: A short review. Sci Total Environ. 2019;678:761-767. doi:10.1016/j.scitotenv.2019.04.395 7. Wang M, Chen Z, Song W, Hong D, Huang L, Li Y. A review on cadmium exposure in the population and intervention strategies against cadmium toxicity. Bull Environ Contam Toxicol. 2021;106(1):65-74. doi:10.1007/s00128-020-03088-1 | The metal of interest is analyzed by triple-quadrupole inductively coupled plasma mass spectrometry.(Unpublished Mayo method) | 2 to 4 days | 14 days | This test was developed and its performance characteristics determined by Mayo Clinic in a manner consistent with CLIA requirements. It has not been cleared or approved by the US Food and Drug Administration. | 82300 | Cadmium Occupational Exposure | 13471-8 | 608892 | Cadmium Occupational Exposure | 13471-8
CDUOE | Cadmium Occupational Exposure, Random, Urine | Detecting occupational exposure to cadmium, a toxic heavy metal, using random urine specimens | CDOU: Triple -Quadrupole Inductively Coupled Plasma Mass Spectrometry (ICP-MS/MS) CRETR: Enzymatic Colorimetric Assay | Yes | Cadmium Occupat Exp, Random, U | Urine | Patient Preparation:High concentrations of gadolinium and iodine are known to interfere with most metal tests. If either gadolinium- or iodine-containing contrast media has been administered, a specimen should not be collected for 96 hours. Supplies:Urine Tubes, 10 mL (T068) Collection Container/Tube:Clean, plastic urine container with no metal cap or glued insert Submission Container/Tube:Plastic, 10-mL urine tube or clean, plastic aliquot container with no metal cap or glued insert Specimen Volume:3 mL Collection Instructions: 1. Collect urine a random urine specimen. 2. SeeMetals Analysis Specimen Collection and Transportfor complete instructions. | 1.5 mL | The toxicity of cadmium resembles the other heavy metals (arsenic, mercury, and lead) in that it attacks the kidney; kidney dysfunction with proteinuria with slow onset (over a period of years) is the typical presentation. Measurable changes in proximal tubule function, such as decreased clearance of para-aminohippuric acid, also occur over a period of years and precede overt kidney failure. Breathing the fumes of cadmium vapors leads to nasal epithelial deterioration and pulmonary congestion resembling chronic emphysema. For nonsmokers, the primary source of cadmium exposure is from the food supply. In general, leafy vegetables such as lettuce and spinach, potatoes and grains, peanuts, soybeans, and sunflower seeds contain high levels of cadmium. For smokers, the most common source of cadmium exposure is tobacco smoke, which has been implicated as the primary source of the metal, leading to reproductive toxicity in both male and female patients. Chronic exposure to cadmium causes accumulated renal damage. The excretion of cadmium is proportional to creatinine except when kidney damage has occurred. Kidney damage due to cadmium exposure can be detected by increased cadmium excretion relative to creatinine. OSHA mandated (Fed Reg 57:42,102-142,463, September 1992) that all monitoring of employees exposed to cadmium in the workplace should be done using the measurement of urine cadmium and creatinine, expressing the results of mcg of cadmium per gram of creatinine. | CADMIUM/CREATININE: Biological Exposure Indices (BEI): <5.0 mcg/g creatinine CREATININE: > or =18 years: 16-326 mg/dL Reference values have not been established for patients who are younger than 18 years of age. | Urine cadmium levels primarily reflect total body burden of cadmium. Cadmium excretion above 3.0 mcg/g creatinine indicates significantexposure to cadmium. For occupational testing,the OSHAcadmium standard is below 3.0 mcg/g creatinine, and the biological exposure index is 5 mcg/g creatinine. | Collection of urine specimens through a catheter frequently results in elevated values because rubber contains trace amounts of cadmium that are extracted as urine passes through the catheter. | 1. deBurbure C, Buchet J-P, Leroyer A, et al: Renal and neurologic effects of cadmium, lead, mercury, and arsenic in children: Evidence of early effects and multiple interactions at environmental exposure levels.EnvironHealth Perspect. 2006 Apr;114(4):584-590 2.Schulz C, Angerer J, Ewers U, et al: Revised and new reference values for environmental pollutants in urine or blood of children in Germany derived from the German Environmental Survey on Children 2003-2006(GerESIV)Int J Hyg Environ Health. 2009 Nov;212(6):637-647 3.Occupational Safety and Health Administration: Cadmium exposure and control. US Department of Labor; Updated 9/2/2008. Accessed July 17, 2020. Available at osha.gov/SLTC/cadmium/evaluation.html 4.Agency for Toxic Substances and Disease Registry: Toxicological profile for cadmium. US Department of Health and Human Services; September 2012. Available at www.atsdr.cdc.gov/ToxProfiles/tp5.pdf 5. Strathmann FG, Blum LM: Toxic elements. In: Rifai N, Chiu RWK, Young I, Burnham CD, Wittwer CT, eds. Tietz Textbook of Laboratory Medicine. 7th ed. Elsevier; 2023:chap 44 6. Wang M, Chen Z, Song W, Hong D, Huang L, Li Y: A review on cadmium exposure in the population and intervention strategies against cadmium toxicity. Bull Environ Contam Toxicol. 2021 Jan;106(1):65-74. doi: 10.1007/s00128-020-03088-1 7. Zhang H, Reynolds M: Cadmium exposure in living organisms: A short review. Sci Total Environ. 2019 Aug 15;678:761-767. doi: 10.1016/j.scitotenv.2019.04.395 | Cadmium: The metal of interest is analyzed by triple-quadrupole inductively coupled plasma mass spectrometry.(Unpublished Mayo method) Creatinine: The enzymatic method is based on the determination of sarcosine from creatinine with the aid of creatininase, creatinase, and sarcosine oxidase. The liberated hydrogen peroxide is measured via a modified Trinder reaction using a colorimetric indicator. Optimization of the buffer system and the colorimetric indicator enables the creatinine concentration to be quantified both precisely and specifically.(Package insert: Creatinine plus ver 2. Roche Diagnostics; V15.0, 03/2019) | 2 to 4 days | 14 days | This test was developed and its performance characteristics determined by Mayo Clinic in a manner consistent with CLIA requirements. It has not been cleared or approved by the US Food and Drug Administration. | 8230082570 | Cadmium Occupat Exp, Random, U | 13471-8 | 608892 | Cadmium Occupational Exposure | 13471-8
CDU | Cadmium, 24 Hour, Urine | Detecting exposure to cadmium, a toxic heavy metal, in 24-hour urine specimens | Triple-Quadrupole Inductively Coupled Plasma Mass Spectrometry (ICP-MS/MS) | Yes | Cadmium, 24 Hr, U | Urine | Patient Preparation: 1. For the 48-hour period prior to start of collection, as well as during the collection, patientshould noteat seafood. 2. High concentrations of gadolinium and iodine are known to interfere with most metal tests. If either gadolinium- or iodine-containing contrast media has been administered,a specimen should not be collected for 96 hours. Supplies:Urine Tubes, 10 mL (T068) Collection Container/Tube:Clean, plastic urine container with no metal cap or glued insert Submission Container/Tube:Plastic, 10-mL urine tube or clean, plastic aliquot container with no metal cap or glued insert Specimen Volume:3 mL Collection Instructions: 1. Collect urine for 24 hours. 2. Refrigerate specimen within 4 hours of completion of 24-hour collection. 3. SeeMetals Analysis Specimen Collection and Transportfor complete instructions. Additional Information:SeeUrine Preservatives-Collection and Transportation for 24-Hour Urine Specimensfor multiple collections. | 1.5 mL | The toxicity of cadmium resembles the other heavy metals (arsenic, mercury, and lead) in that it attacks the kidney; kidney dysfunction with proteinuria with slow onset (over a period of years) is the typical presentation. Measurable changes in proximal tubule function, such as decreased clearance of para-aminohippuric acid also occur over a period of years and precede overt kidney failure. Breathing the fumes of cadmium vapors leads to nasal epithelial deterioration and pulmonary congestion resembling chronic emphysema. For nonsmokers, the primary source of cadmium exposure is from the food supply. In general, leafy vegetables such as lettuce and spinach, potatoes and grains, peanuts, soybeans, and sunflower seeds contain high levels of cadmium. For smokers,the most common source of cadmium exposure is tobacco smoke, which has been implicated as the primary sources of the metal leading to reproductive toxicity in both males and females. The concentration of cadmium in the kidneys and in the urine is elevated in some patients exposed to cadmium. | 0-17 years: Not established > or =18 years: <0.7 mcg/24 h | Urine cadmium levels primarily reflect total body burden of cadmium. Cadmium excretion above 3.0 mcg/g creatinine indicates significant exposure to cadmium. For occupational testing, OSHA cadmium standard is less than 3.0 mcg/g creatinine and, the biological exposure index is 5 mcg/g creatinine. Collection of urine over 24 hours minimizes fluctuations of observed cadmium concentrations in random urine samples. | Collection of urine specimens through a catheter frequently results in elevated values because rubber contains trace amounts of cadmium that are extracted as urine passes through the catheter. | 1. de Burbure C, Buchet JP, Leroyer A, et al. Renal and neurologic effects of cadmium, lead, mercury, and arsenic in children: evidence of early effects and multiple interactions at environmental exposure levels.EnvironHealth Perspect. 2006;114(4):584-590 2. Schulz C, Angerer J, Ewers U, Heudorf U, Wilhelm M; Human Biomonitoring Commission of the German Federal Environment Agency. Revised and new reference values for environmental pollutants in urine or blood of children in Germany derived from the German Environmental Survey on Children 2003-2006(GerESIV). Int J Hyg Environ Health. 2009;212(6):637-647 3. Occupational Safety and Health Administration. Cadmium exposure and control. Updated 09/02/2008. Accessed August 30, 2024. US Department of Labor Available at osha.gov/SLTC/cadmium/evaluation.html 4. AgencyforToxicSubstancesandDiseaseRegistry. Toxicological profile for cadmium. US Department of Health and Human Services.September 2012. Available atwww.atsdr.cdc.gov/ToxProfiles/tp5.pdf 5. Strathmann FG, Blum LM. Toxic elements. In: Rifai N, Chiu RWK, Young I, Burnham CD, Wittwer CT, eds. Tietz Textbook of Laboratory Medicine. 7th ed. Elsevier; 2023:chap 44 6. Zhang H, Reynolds M. Cadmium exposure in living organisms: A short review. Sci Total Environ. 2019;678:761-767. doi:10.1016/j.scitotenv.2019.04.395 | The metal of interest is analyzed by triple-quadrupole inductively coupled plasma mass spectrometry.(Unpublished Mayo method) | 1 to 3 days | 14 days | This test was developed and its performance characteristics determined by Mayo Clinic in a manner consistent with CLIA requirements. It has not been cleared or approved by the US Food and Drug Administration. | 82300 | Cadmium, 24 Hr, U | 5612-7 | VL83 | Total Volume | 3167-4
CDB | Cadmium, Blood | Detecting exposure to cadmium, a toxic heavy metal | Triple Quadrupole Inductively Coupled Plasma Mass Spectrometry (ICP-MS/MS) | Yes | Cadmium, B | Whole blood | Patient Preparation:High concentrations of gadolinium and iodine are known to potentially interfere with most inductively coupled plasma mass spectrometry-based metal tests. If either gadolinium- or iodine-containing contrast media has been administered, a specimen should not be collected for 96 hours. Supplies:Metal Free B-D Tube (EDTA), 6 mL (T183) Container/Tube:Royal blue top (EDTA) plastic trace element blood collection tube Specimen Volume:Full tube Collection Instructions: 1.SeeMetals Analysis Specimen Collection and Transportfor complete instructions. 2. Send whole blood specimen in original collection tube.Do not aliquot. | 0.3 mL | The toxicity of cadmium resembles the other heavy metals (arsenic, mercury, and lead) in that it attacks the kidney; kidney dysfunction with proteinuria with slow onset (over a period of years) is the typical presentation. Breathing the fumes of cadmium vapors leads to nasal epithelial deterioration and pulmonary congestion resembling chronic emphysema. The most common source of chronic exposure comes from spray painting organic-based paints without a protective breathing apparatus; auto repair mechanics represent a susceptible group for cadmium toxicity. In addition, another common source of cadmium exposure is tobacco smoke. | <5.0 ng/mL Reference values apply to all ages. | Normal blood cadmium is less than 5.0 ng/mL, with most results in the range of 0.5 to 2.0 ng/mL. Acute toxicity will be observed when the blood level exceeds 50 ng/mL. | No significant cautionary statements | 1. Moreau T, Orssaud G, Lellouch J, Claude JR, Juguet B, Festy B. Blood cadmium levels in a general population with special reference to smoking. Arch Environ Health. 1983;38(3):163-167 2. Strathmann FG, Blum LM: Toxic elements. In: Rifai N, Chiu RWK, Young I, Burnham CD, Wittwer CT, eds. Tietz Textbook of Laboratory Medicine. 7th ed. Elsevier;2023:chap 44 | The metal of interest is analyzed by triple quadrupole inductively coupled plasma mass spectrometry.(Unpublished Mayo method) | 1 to 2 days | 14 days | This test was developed and its performance characteristics determined by Mayo Clinic in a manner consistent with CLIA requirements. It has not been cleared or approved by the US Food and Drug Administration. | 82300 | Cadmium, B | 5609-3 | 8682 | Cadmium, B | 5609-3
CDUCR | Cadmium/Creatinine Ratio, Random, Urine | Detecting exposure to cadmium, a toxic heavy metal, using random urine specimens | CDCU: Triple-Quadrupole Inductively Coupled Plasma Mass Spectrometry (ICP-MS/MS) CRETR: Enzymatic Colorimetric Assay | Yes | Cadmium/Creat Ratio, Random,U | Urine | Patient Preparation:High concentrations of gadolinium and iodine are known to interfere with most metal tests. If either gadolinium- or iodine-containing contrast media has been administered,a specimen should not be collected for 96 hours. Supplies:Urine Tubes, 10 mL (T068) Collection Container/Tube:Clean, plastic urine container with no metal cap or glued insert Submission Container/Tube:Plastic, 10-mL urine tube or clean, plastic aliquot container with no metal cap or glued insert Specimen Volume:3 mL Collection Instructions: 1. Collect urine a random urine specimen. 2.SeeMetals Analysis Specimen Collection and Transportfor complete instructions. | 1.5 mL | The toxicity of cadmium resembles the other heavy metals (arsenic, mercury, and lead) in that it attacks the kidney; kidney dysfunction with proteinuria with slow onset (over a period of years) is the typical presentation. Measurable changes in proximal tubule function, such as decreased clearance of para-aminohippuric acid, also occur over a period of years and precede overt kidney failure. Breathing the fumes of cadmium vapors leads to nasal epithelial deterioration and pulmonary congestion resembling chronic emphysema. For nonsmokers, the primary source of cadmium exposure is from the food supply. In general, leafy vegetables such as lettuce and spinach, potatoes and grains, peanuts, soybeans, and sunflower seeds contain high levels of cadmium. For smokers, the most common source of cadmium exposure is tobacco smoke, which has been implicated as the primary source of the metal leading to reproductive toxicity in both male and female patients. Chronic exposure to cadmium causes accumulated kidney damage. The excretion of cadmium is proportional to creatinine except when kidney damage has occurred. Kidney damage due to cadmium exposure can be detected by increased cadmium excretion relative to creatinine. Occupational Safety and Health Administration mandated (Fed Reg 57:42,102-142,463, September 1992) that all monitoring of employees exposed to cadmium in the workplace should be done using the measurement of urine cadmium and creatinine, expressing the results of mcg of cadmium per gram of creatinine. | CADMIUM/CREATININE: 0-17 years: Not established > or =18 years: <0.6 mcg/g creatinine CREATININE: > or =18 years: 16-326 mg/dL Reference values have not been established for patients who are younger than 18 years of age. | Urine cadmium levels primarily reflect total body burden of cadmium. Cadmium excretion above 3.0 mcg/g creatinine indicates significant exposure to cadmium. For occupational testing,the Occupational Safety and Health Administrationcadmium standard is less than 3.0 mcg/g creatinine, and the biological exposure index is 5 mcg/g creatinine. | Collection of urine specimens through a catheter frequently results in elevated values because rubber contains trace amounts of cadmium that are extracted as urine passes through the catheter. | 1. deBurbure C, Buchet J-P, Leroyer A, et al. Renal and neurologic effects of cadmium, lead, mercury, and arsenic in children: Evidence of early effects and multiple interactions at environmental exposure levels.EnvironHealth Perspect. 2006;114(4):584-590 2.Schulz C, Angerer J, Ewers U, et al. Revised and new reference values for environmental pollutants in urine or blood of children in Germany derived from the German Environmental Survey on Children 2003-2006(GerESIV) Int J Hyg Environ Health. 2009;212(6):637-647 3.Occupational Safety and Health Administration: Cadmium exposure and control. US Department of Labor; Updated 9/2/2008. Accessed July 17, 2020. Available at osha.gov/SLTC/cadmium/evaluation.html 4. AgencyforToxicSubstancesandDiseaseRegistry: Toxicological profile for cadmium. US Department of Health and Human Services;September 2012. Available atwww.atsdr.cdc.gov/ToxProfiles/tp5.pdf 5. Strathmann FG, Blum LM. Toxic elements. In: Rifai N, Chiu RWK, Young I, Burnham CD, Wittwer CT, eds. Tietz Textbook of Laboratory Medicine. 7th ed. Elsevier; 2023:chap 44 6. Wang M, Chen Z, Song W, Hong D, Huang L, Li Y. A review on cadmium exposure in the population and intervention strategies against cadmium toxicity. Bull Environ Contam Toxicol. 2021;106(1):65-74. doi:10.1007/s00128-020-03088-1 | Cadmium: The metal of interest is analyzed by triple-quadrupole inductively coupled plasma mass spectrometry. (Unpublished Mayo method) Creatinine: The enzymatic method is based on the determination of sarcosine from creatinine with the aid of creatininase, creatinase, and sarcosine oxidase. The liberated hydrogen peroxide is measured via a modified Trinder reaction using a colorimetric indicator. Optimization of the buffer system and the colorimetric indicator enables the creatinine concentration to be quantified both precisely and specifically.(Package insert: Creatinine plus ver 2. Roche Diagnostics; V15.0, 03/2019) | 2 to 4 days | 14 days | This test was developed and its performance characteristics determined by Mayo Clinic in a manner consistent with CLIA requirements. It has not been cleared or approved by the US Food and Drug Administration. | 8230082570 | Cadmium/Creat Ratio, Random,U | 13471-8 | 608902 | Cadmium/Creatinine Ratio, U | 13471-8
CDCU | Cadmium/Creatinine Ratio, Urine | Detecting exposure to cadmium using random urine specimens | Only orderable as part of profile. For more information, see: -CDUCR / Cadmium/Creatinine Ratio, Random, Urine -HMUCR / Heavy Metal/Creatinine Ratio, with Reflex, Random, Urine Triple-Quadrupole Inductively Coupled Plasma Mass Spectrometry (ICP-MS/MS) | Yes | Cadmium/Creatinine Ratio, U | Urine | Only orderable as part of profile. For more information, see: -CDUCR / Cadmium/Creatinine Ratio, Random, Urine -HMUCR / Heavy Metal/Creatinine Ratio, with Reflex, Random, Urine | 1.5 mL | The toxicity of cadmium resembles the other heavy metals (arsenic, mercury, and lead) in that it attacks the kidney; kidney dysfunction with proteinuria with slow onset (over a period of years) is the typical presentation. Measurable changes in proximal tubule function, such as decreased clearance of para-aminohippuric acid, also occur over a period of years and precede overt kidney failure. Breathing the fumes of cadmium vapors leads to nasal epithelial deterioration and pulmonary congestion resembling chronic emphysema. For nonsmokers, the primary source of cadmium exposure is from the food supply. In general, leafy vegetables such as lettuce and spinach, potatoes and grains, peanuts, soybeans, and sunflower seeds contain high levels of cadmium. For smokers, the most common source of cadmium exposure is tobacco smoke, which has been implicated as the primary source of the metal, leading to reproductive toxicity in both male and female patients. Chronic exposure to cadmium causes accumulated kidney damage. The excretion of cadmium is proportional to creatinine except when kidney damage has occurred. Kidney damage due to cadmium exposure can be detected by increased cadmium excretion relative to creatinine. OSHA mandated (Fed Reg 57:42,102-142,463, September 1992) that all monitoring of employees exposed to cadmium in the workplace should be done using the measurement of urine cadmium and creatinine, expressing the results of mcg of cadmium per gram of creatinine. | Only orderable as part of profile. For more information, see: -CDUCR / Cadmium/Creatinine Ratio, Random, Urine -HMUCR / Heavy Metal/Creatinine Ratio, with Reflex, Random, Urine 0-17 years: Not established > or =18 years: <0.6 mcg/g Creatinine | Cadmium excretion above 3.0 mcg/g creatinine indicates significantexposure to cadmium. Results above15 mcg/g creatinine are considered indicative of severe exposure. | Collection of urine specimens through a catheter frequently results in elevated values because rubber contains trace amounts of cadmium that are extracted as urine passes through the catheter. | 1. de Burbure C, Buchet JP, Leroyer A, et al. Renal and neurologic effects of cadmium, lead, mercury, and arsenic in children: evidence of early effects and multiple interactions at environmental exposure levels.EnvironHealth Perspect. 2006;114(4):584-590 2. Schulz C, Angerer J, Ewers U, Heudorf U, Wilhelm M; Human Biomonitoring Commission of the German Federal Environment Agency.Revised and new reference values for environmental pollutants in urine or blood of children in Germany derived from the German Environmental Survey on Children 2003-2006(GerESIV). Int J Hyg Environ Health. 2009;212(6):637-647 3.Occupational Safety and Health Administration. Cadmium exposure and control. Updated 09/02/2008. Accessed August 30, 2024. US Department of Labor Available at osha.gov/SLTC/cadmium/evaluation.html 4. AgencyforToxicSubstancesandDiseaseRegistry. Toxicological profile for cadmium. US Department of Health and Human Services.September 2012. Available atwww.atsdr.cdc.gov/ToxProfiles/tp5.pdf 5. Strathmann FG, Blum LM. Toxic elements. In: Rifai N, Chiu RWK, Young I, Burnham CD, Wittwer CT, eds. Tietz Textbook of Laboratory Medicine. 7th ed. Elsevier; 2023:chap 44 6. Zhang H, Reynolds M. Cadmium exposure in living organisms: A short review. Sci Total Environ. 2019;678:761-767. doi:10.1016/j.scitotenv.2019.04.395 | The metal of interest is analyzed by triple-quadrupole inductively coupled plasma mass spectrometry.(Unpublished Mayo method) | 2 to 4 days | 14 days | This test was developed and its performance characteristics determined by Mayo Clinic in a manner consistent with CLIA requirements. It has not been cleared or approved by the US Food and Drug Administration. | 82300 | Cadmium/Creatinine Ratio, U | 13471-8 | 608902 | Cadmium/Creatinine Ratio, U | 13471-8
CAFF | Caffeine, Serum | Monitoring caffeine therapy in neonates Assessing caffeine toxicity in neonates | Enzyme Multiplied Immunoassay Technique (EMIT) | Yes | Caffeine, S | Serum | Supplies:Sarstedt Aliquot Tube, 5 mL (T914) Collection Container/Tube: Preferred:Serum gel Acceptable:Red top Submission Container/Tube:Plastic vial Specimen Volume:0.5 mL Collection Instructions: 1. Serum gel tubes should be centrifuged within 2 hours of collection. 2. Red-top tubes should be centrifuged and the serum aliquoted into a plastic vial within 2 hours of collection. | 0.25 mL | Caffeine is used to treat apnea of prematurity that occurs in newborn infants, the most frequent complication seen in the neonatal nursery. In neonates, caffeine has a half-life that ranges from approximately 3 to 4 days, which is much longer than in adults (typically 4-6 hours) due to the immaturity of the neonatal liver. This requires that small doses be administered at much longer intervals than would be predicted based on adult pharmacokinetics. The volume of distribution of caffeine is 0.8 to 0.9 L/kg (infants) or 0.6 L/kg (adults) and the drug is approximately 36% protein bound. Toxicity observed in neonates is characterized by central nervous system and skeletal muscle stimulation and bradycardia. These symptoms are seen in adults at lower levels than in neonates, suggesting that neonates have much greater tolerance to the drug. | Therapeutic: 8.0-20.0 mcg/mL Critical value: > or =30.0 mcg/mL | Optimal pharmacologic response occurs when the serum level is in the range of 8.0 to 20.0 mcg/mL. Toxicity in neonates and adults may be seen when the serum level is above 20.0 mcg/mL. | This assay is not intended to detect levels in adults. | 1. Milone MC, Shaw LM. Therapeutic drugs and their management. In: Rifai N, Chiu RWK, Young I, Burnham C-AD, Wittwer CT, eds. Tietz Textbook of Laboratory Medicine. 7th ed. Elsevier; 2023:420-453.e9 2. Brunton LL, Knollmann BC, eds. Goodman & Gilman's: The Pharmacological Basis of Therapeutics. 14th ed. McGraw-Hill Education; 2023 3. Ou CN, Frawley VL. Concurrent measurement of theophylline and caffeine in neonates by an interference-free liquid-chromatographic method. Clin Chem. 1983;29:1934-1936 | The enzyme-multiplied immunoassay technique assay is a homogeneous enzyme immunoassay technique used for the analysis of specific compounds in biological fluids. The assay is based on competition between drug in the sample and drug labeled with the enzyme glucose-6-phosphate dehydrogenase (G6PD) for antibody binding sites. Enzyme activity decreases upon binding to the antibody, so the drug concentration in the sample can be measured in terms of enzyme activity. Active enzyme converts oxidized nicotinamide adenine dinucleotide (NAD) to NADH, resulting in an absorbance change that can be measured spectrophotometrically. Endogenous serum G6PD does not interfere because the coenzyme functions only with the bacterial (Leuconostoc mesenteroides) enzyme employed in the assay.(Package insert: Caffeine Reagent. Seimens Healthcare Diagnostics, Ltd; 03/2015) | Same day/1 to 2 days | 2 weeks | This test has been modified from the manufacturer's instructions. Its performance characteristics were determined by Mayo Clinic in a manner consistent with CLIA requirements. This test has not been cleared or approved by the US Food and Drug Administration. | 80155 | Caffeine, S | In Process | 8754 | Caffeine, S | 3422-3
CALCI | Calcitonin (CALCI) Immunostain, Technical Component Only | Aids in the identification of C cells of thyroid, medullary thyroid carcinomas, many atypical laryngeal carcinoids, and other neuroendocrine tumors | Immunohistochemistry (IHC) | Yes | Calcitonin IHC, Tech Only | For the initial technical component only immunohistochemical (IHC) stain performed, the appropriate bill-only test ID will be reflexed and charged (IHTOI). For each additional technical component only IHC stain performed, an additional bill-only test ID will be reflexed and charged (IHTOA). | Supplies:Immunostain Technical Only Envelope (T693) Specimen Type:Tissue Container/Tube:Immunostain Technical Only Envelope Preferred:2 Unstained positively charged glass slide (25- x 75- x 1-mm) per test ordered; sections 4-microns thick. Acceptable:Formalin-fixed, paraffin-embedded (FFPE) tissue block |  | Calcitonin is a hormone involved in calcium metabolism. Staining for calcitonin produces fine granular, cytoplasmic staining of C cells of thyroid, medullary thyroid carcinomas, many atypical laryngeal carcinoids, and other neuroendocrine tumors. Amyloid deposits within medullary thyroid carcinoma may also exhibit varying degrees of calcitonin immunoreactivity. |  | This test does not include pathologist interpretation, only technical performance of the stain. If interpretation is required, order PATHC / Pathology Consultation for a full diagnostic evaluation or second opinion of the case. The positive and negative controls are verified as showing appropriate immunoreactivity. If a control tissue is not included on the slide, a scanned image of the relevant quality control tissue is available upon request; call 855-516-8404. Interpretation of this test should be performed in the context of the patient's clinical history and other diagnostic tests by a qualified pathologist. | Age of a cut paraffin section can affect immunoreactivity. Stability thresholds vary widely among published literature and are antigen-dependent. Best practice is for paraffin sections to be cut within 6 weeks. | 1. Costante G, Meringolo D. Calcitonin as a biomarker of C cell disease: recent achievements and current challenges. Endocrine. 2020;(67):273-280. doi: 10.1007/s12020-019-02183-6 2. Gambardella C, Offi C, Patrone R, et al. Calcitonin negative medullary thyroid carcinoma: a challenging diagnosis or a medical dilemma?. BMC Endocr Disord. 2019;(19):45. doi:10.1186/s12902-019-0367-2 3. Gambardella C, Offi C, Clarizia G, et al: Medullary thyroid carcinoma with double negative calcitonin and CEA: a case report and update of literature review. BMC Endocr Disord. 2019;(19):103. doi:10.1186/s12902-019-0435-7 4. Magaki S, Hojat SA, Wei B, So A, Yong WH. An introduction to the performance of immunohistochemistry. Methods Mol Biol. 2019;1897:289-298. doi:10.1007/978-1-4939-8935-5_25 | Immunohistochemistry on sections of paraffin-embedded tissue.(Unpublished Mayo method) | 1 to 3 days | Until staining is complete. | This test has been cleared, approved, or is exempt by the US Food and Drug Administration and is used per manufacturer's instructions. Performance characteristics were verified by Mayo Clinic in a manner consistent with CLIA requirements. | 88342-TC, primary88341-TC, if additional IHC | Calcitonin IHC, Tech Only | Order only;no result | 70681 | Calcitonin IHC, Tech Only | Bill only; no result
CATLN | Calcitonin, Fine-Needle Aspiration Biopsy Needle Wash, Lymph Node | As an adjunct to cytologic examination of fine-needle aspiration specimens in athyrotic individuals treated for medullary thyroid carcinoma to confirm or excludemetastases in enlarged or ultrasonographically suspicious lymph nodes | Electrochemiluminescence Immunoassay | Yes | Calcitonin, FNAB, Lymph Node | Fine Needle Wash | Patient Preparation: For 12 hours before this procedure do nottake multivitamins or dietary supplements containing biotin (vitamin B7), which is commonly found in hair, skin, and nail supplements and multivitamins. Container/Tube:Plain, plastic, screw-top tube Specimen Volume:1 to 1.5 mL Collection Instructions: 1. Needle wash specimens for analysis should be collected in conjunction with cytology specimens. 2. Have saline available prior to start of procedure. Saline is the only acceptable solution for needle washings. 3. After each fine-needle aspiration biopsy (FNAB) has been collected and the material in the needle has been expelled onto a slide for cytologic analysis, attach the used FNAB needle to an empty syringe. 4. Withdraw between 0.10 mL and 0.25 mL of saline up through the needle until the saline starts to fill the hub of the needle or end of the syringe. 5. Expel this fluid back through the needle into a separate tube. This is the needle washing used for analysis. 6. Repeat steps 2 through 4 for each needle pass of the same biopsied site and empty into the same tube, accumulating a total of 0.5 mL to 1.5 mL of fluid to send to the laboratory. (If more than 1 site is biopsied, see Additional Information) 7. Inspect specimen for visible blood or tissue contamination: a. If bloody, centrifuge specimen and transfer supernatant to a new plastic aliquot tube (5-mL standard tube) to send to laboratory. The supernatant, not the cellular material, is used for analysis. b. If specimen is clear, centrifugation is not necessary. 8. Freeze within 2 to 4 hours of collection. Additional Information: 1. If more than 1 site is biopsied, each washing material should be submitted in a separate tube and under a different order number. 2. A minimum of 0.5 mL is required for testing; however, the total collection volume should not exceed 1.5 mL. Sample volumes outside these parameters may be rejected. 3. Do not send saline control. This test has been validated to rule-out saline matrix effect. | 0.5 mL | Calcitonin is a polypeptide hormone secreted by the parafollicular cells (also referred to as calcitonin cells or C-cells) of the thyroid gland. Malignant tumors arising from thyroid C-cells (medullary thyroid carcinoma: MTC) usually produce elevated levels of calcitonin. MTC is an uncommon malignant thyroid tumor, comprising less than 5% of all thyroid malignancies. Measurement of serum calcitonin is used in the follow-up of patients who underwent surgical removal of the thyroid gland. Studies have reported that the measurement of calcitonin in fine-needle aspiration biopsy (FNAB)-needle washes improves the evaluation of suspicious lymph nodes in patients with a history of MTC when used in combination with cytology. Comparing the results of calcitonin in the needle rinse with serum calcitonin is highly recommended. An elevated calcitonin in the serum could falsely elevate calcitonin in the washings if the rinse is contaminated with blood. In these cases, only calcitonin values significantly higher than the serum should be considered as true-positive results. Cytologic examination and measurement of calcitonin can be performed on the same specimen. To measure calcitonin, the FNA needle is rinsed with a small volume of normal saline solution immediately after a specimen for cytological examination (for a smear or CytoTrap preparation) has been expelled from the needle. Calcitonin levels are measured in the needle wash. | An interpretive report will be provided. | In athyrotic patients with a history ofmedullary thyroid carcinoma, a fine-needle aspiration calcitonin value greater than or equal to 5.0 pg/mL is suggestive of the presence of metastatic MTC in the biopsied lymph node. Calcitonin values less than 5.0 pg/mL suggest the lymph node does not contain medullary thyroid carcinoma. This result is dependent on accurate sampling and a total needle wash volume between 0.5 to 1.5 mL. This test should be interpreted in the context of the clinical presentation, imaging, and cytology findings. If the results are discordant with the clinical presentation, a sampling error at the time of biopsy should be considered. | Samples should not be taken from patients receiving therapy with high biotin or vitamin B7 doses (ie, >5 mg/day) until at least 12 hours following the last biotin administration. Blood contamination during the biopsy might lead to false elevations of calcitonin in the fine-needle aspiration biopsy needle washing if serum calcitonin is significantly elevated. If blood was present in the washing, only calcitonin values significantly higher than the serum should be considered as true positive results. In some immunoassays, the presence of unusually high concentrations of analyte may result in a high-dose "hook" effect. This may result in a lower or even normal measured analyte concentration. If the reported result is inconsistent with the clinical presentation, the laboratory should be alerted for troubleshooting. In rare cases, some individuals can develop antibodies to mouse or other animal antibodies (often referred to as human anti-mouse antibodies [HAMA] or heterophile antibodies), which may cause interference in some immunoassays. The presence of antibodies to streptavidin or ruthenium can also rarely occur and may also interfere in this assay. Caution should be used in interpretation of results and the laboratory should be alerted if the result does not correlate with the clinical presentation. Results are dependent on accurate sampling and a maximum needle wash volume of 1.5 mL or less. While the needle washes from several distinct needle passes or aspirations from a single area should be pooled, biopsies from different areas should be submitted as separate specimens. | 1. Trimboli P, Rossi F, Baldelli R, et al. Measuring calcitonin in washout of the needle in patients undergoing fine needle aspiration with suspicious medullary thyroid cancer. Diagn Cytopathol. 2012;40(5):394-398 2. Boi F, Maurelli I, Pinna G, et al. Calcitonin measurement in wash-out fluid from fine needle aspiration of neck masses in patients with primary and metastatic medullary thyroid carcinoma. J Clin Endocrinol Metab. 2007;92(6):2115-2118 3. Kudo T, Miyauchi A, Ito Y, Takamura Y, Amino N, Hirokawa M. Diagnosis of medullary thyroid carcinoma by calcitonin measurement in fine-needle aspiration biopsy specimens. Thyroid. 2007;17(7):635-638 4. Trimboli P, D'Aurizio F, Tozzoli R, Giovanella L. Measurement of thyroglobulin, calcitonin, and PTH in FNA washout fluids. Clin Chem Lab Med. 2017;55(7):914-925 | The Roche human calcitonin (hCT) assay is a sandwich, electrochemiluminescence immunoassay that employs a biotinylated monoclonal hCT-specific antibody and a monoclonal hCT-specific antibody. Calcitonin in the specimen reacts with both the biotinylated monoclonal hCT-specific antibody and the monoclonal hCT-specific antibody labeled with a ruthenium complex, forming a sandwich complex. Streptavidin-coated microparticles are added, and the mixture aspirated into the measuring cell where the microparticles are magnetically captured onto the surface of the electrode. Unbound substances are then removed with ProCell. Application of voltage to the electrode induces the chemiluminescent emission, which is then measured.(Package insert: Elecsys Calcitonin. Roche Diagnostics; 12/2021) For all samples with high concentrations of hCT, a dilution series is performed. A linear dilution excludes hooking and most major interferences. Samples that contain low hCT concentrations are spiked with exogenous hCT to identify possible interferences that may cause a false-low result. | 1 to 3 days | 12 months | This test has been modified from the manufacturer's instructions. Its performance characteristics were determined by Mayo Clinic in a manner consistent with CLIA requirements. This test has not been cleared or approved by the US Food and Drug Administration. | 82308 | Calcitonin, FNAB, Lymph Node | 75709-6 | SITEB | Site | 39111-0
CATN | Calcitonin, Serum | Aids in the diagnosis andfollow-up of medullary thyroid carcinoma Aids in the evaluation of multiple endocrine neoplasia type II and familial medullary thyroid carcinoma This test isnot useful forevaluating calcium metabolic diseases. | Electrochemiluminescence Immunoassay | Yes | Calcitonin, S | Serum | Patient Preparation:For 12 hours before specimen collection, patient should not take multivitamins or dietary supplements (eg, hair, skin, and nail supplements) containing biotin (vitamin B7). Supplies:Sarstedt Aliquot Tube, 5 mL (T914) Collection Container/Tube: Preferred:Serum gel Acceptable:Red top Submission Container/Tube:Plastic vial Specimen Volume:1 mL Collection Instructions: 1.After collection, immediately place specimen on ice. 2. Refrigerate specimen during centrifugation and immediately transfer serum to a plastic vial. | 0.75 mL | Calcitonin is a polypeptide hormone secreted by the parafollicular cells (also referred to as calcitonin cells or C cells) of the thyroid gland. The main action of calcitonin is the inhibition of bone resorption by regulating the number and activity of osteoclasts. Calcitonin is secreted in direct response to serum hypercalcemia and may prevent large oscillations in serum calcium levels and excessive loss of body calcium. However, in comparison to parathyroid hormone and 1,25-dihydroxyvitamin D, the role of calcitonin in the regulation of serum calcium in humans is minor. Measurements of serum calcitonin levels are, therefore, not useful in the diagnosis of disorders of calcium homeostasis. Malignant tumors arising from thyroid C cells (medullary thyroid carcinoma: MTC) usually produce elevated levels of calcitonin. MTC is an uncommon malignant thyroid tumor, comprising less than 5% of all thyroid malignancies. Approximately 25% of these are familial cases, usually appearing as a component of multiple endocrine neoplasia type II (MENII, Sipple syndrome). MTC may also occur in families without other associated endocrine dysfunction, with similar autosomal dominant transmission as MENII, which is then called familial medullary thyroid carcinoma (FMTC). Variants in theRETproto-oncogene are associated with MENII and FMTC. Serum calcitonin concentrations are high in infants, decline rapidly, and are relatively stable from childhood through adulthood. In general, calcitonin serum concentrations are higher in men than in women due to the larger C-cell mass in men. Serum calcitonin concentrations may be increased in patients with chronic kidney failure, and other conditions such as hyperparathyroidism, leukemic and myeloproliferative disorders, Zollinger-Ellison syndrome, autoimmune thyroiditis, small cell and large cell lung cancers, breast and prostate cancer, mastocytosis, and various neuroendocrine tumors, in particular, islet cell tumors. | Pediatric 1 month: < or =34 pg/mL 2 months: < or =31 pg/mL 3 months: < or =28 pg/mL 4 months: < or =26 pg/mL 5 months: < or =24 pg/mL 6 months: < or =22 pg/mL 7 months: < or =20 pg/mL 8 months: < or =19.0 pg/mL 9 months: < or =17.0 pg/mL 10 months: < or =16.0 pg/mL 11 months: < or =15.0 pg/mL 12-14 months: < or =14.0 pg/mL 15-17 months: < or =12.0 pg/mL 18-20 months: < or =10.0 pg/mL 21-23 months: < or =9.0 pg/mL 2 years: < or =8.0 pg/mL 3-9 years: < or =7.0 pg/mL 10-15 years: < or =6.0 pg/mL 16 years: < or =5.0 pg/mL Adults 17 years and older: Males: < or =14.3 pg/mL Females: < or =7.6 pg/mL For International System of Units (SI) conversion for Reference Values, seewww.mayocliniclabs.com/order-tests/si-unit-conversion.html. | Although most patients with sporadic medullary thyroid carcinoma (MTC) have high basal serum calcitonin concentrations, 30% of those with familial MTC or multiple endocrine neoplasia type II have normal basal levels. In completely cured cases following surgical therapy for MTC, serum calcitonin levels fall into the undetectable range over a variable period of several weeks. Persistently elevated postoperative serum calcitonin levels usually indicate incomplete cure. The reasons for this can be locoregional lymph node spread or distant metastases. In most of these cases, imaging procedures are required for further workup. Those individuals who are then found to suffer only locoregional spread may benefit from additional surgical procedures. However, the survival benefits derived from such approaches are still debated. A rise in previously undetectable or very low postoperative serum calcitonin levels is highly suggestive of disease recurrence or spread and should trigger further diagnostic evaluations. | Falsely elevated values may occur in serum from patients who have developed human antimouse antibodies or heterophilicantibodies. In rare cases, interference due to extremely high titers of antibodies to analyte-specific antibodies, streptavidin, or ruthenium can occur. Values obtained with different assay methods or kits may be different and cannot be used interchangeably. Test results cannot be interpreted as absolute evidence for the presence or absence of malignant disease. | 1. Wells SA Jr, Asa SL, Dralle H, et al. Revised American Thyroid Association guidelines for the management of medullary thyroid carcinoma.Thyroid.2015;25(6):567-610 2. Griebeler ML, Gharib H, Thompson GB.Medullarythyroidcarcinoma. Endocr Pract. 2013;19(4):703-711 3. Richards ML. Familial syndromes associated withthyroid cancerin the era of personalized medicine. Thyroid.2010;20(7):707-713 | Testing is performed on the Roche Cobas. The Roche human calcitonin (hCT) assay is a sandwich electrochemiluminescence immunoassay that employs a biotinylated monoclonal hCT-specific antibody and a monoclonal hCT-specific antibody. Calcitonin in the specimen reacts with both the biotinylated monoclonal hCT-specific antibody and the monoclonal hCT-specific antibody labeled with a ruthenium complex, forming a sandwich complex. Streptavidin-coated microparticles are added and the mixture is aspirated into the measuring cell where the microparticles are magnetically captured onto the surface of the electrode. Unbound substances are then removed with ProCell. Application of voltage to the electrode induces the chemiluminescent emission, which is then measured.(Package insert: Elecsys Calcitonin. Roche Diagnostics; V 2.0, 12/2021) | 1 to 3 days | 2 weeks | This test has been cleared, approved, or is exempt by the US Food and Drug Administration and is used per manufacturer's instructions. Performance characteristics were verified by Mayo Clinic in a manner consistent with CLIA requirements. | 82308 | Calcitonin, S | 1992-7 | CATN | Calcitonin, S | 1992-7
CALU | Calcium, 24 Hour, Urine | Evaluation of calcium oxalate and calcium phosphate kidney stone risk, and calculation of urinary supersaturation Evaluation of bone diseases, including osteoporosis and osteomalacia | Photometric | Yes | Calcium, 24 HR, U | Urine | Patient Preparation: Patient cannot have a laxative during the 24-hour collection period. Supplies:Sarstedt Aliquot Tube, 5 mL (T914) Collection Container/Tube:24-hour graduated urine container with no metal cap or glued insert Submission Container/Tube:Plastic, 5 mL tube or a clean, plastic aliquot container with no metal cap or glued insert Specimen Volume:4 mL Collection Instructions: 1. Collect urine for 24 hours. 2. Refrigerate specimen within 4 hours of completion of 24-hour collection. Additional Information: SeeUrine Preservatives-Collection and Transportation for 24-Hour Urine Specimensfor multiple collections. | 1 mL | Calcium is the fifth most common element in the body. It is a fundamental element necessary to form electrical gradients across membranes, an essential cofactor for many enzymes, and the main constituent in bone. Under normal physiologic conditions, the concentration of calcium in serum and in cells is tightly controlled.Calcium is excreted in both urine and feces. Ordinarily about 20% to 25% of dietary calcium is absorbed and 98% of filtered calcium is reabsorbed in the kidney. Traffic of calcium between the gastrointestinal tract, bone, and kidney is tightly controlled by a complex regulatory system that includes vitamin D and parathyroid hormone. Sufficient bioavailable calcium is essential for bone health. Excessive excretion of calcium in the urine is a common contributor to kidney stone risk. | Males: <250 mg/24 hours* Females: <200 mg/24 hours* *Values represent clinical cutoffs above which studies have demonstrated increased risk of kidney stone formation. These values were not determined in a reference range study. Reference values have not been established for patients who are younger than 18 years of age. Reference values apply to 24-hour collection. | Increased urinary calcium excretion (hypercalciuria) is a known contributor to kidney stone disease and osteoporosis. Many cases are genetic (often termed idiopathic). Previously such patients were often divided into fasting versus absorptive hypercalciuria depending on the level of urine calcium in a fasting versus fed state, but the clinical utility of this approach is now in question. Overall, the risk of stone disease appears increased when 24-hour urine calcium is above 250 mg in men and above 200 mg in women. Thiazide diuretics are often used to reduce urinary calcium excretion, and repeat urine collections can be performed to monitor the effectiveness of therapy. Known secondary causes of hypercalciuria include hyperparathyroidism, Paget disease, prolonged immobilization, vitamin D intoxication, and diseases that destroy bone (such as metastatic cancer or multiple myeloma). Urine calcium excretion can be used to gauge the adequacy of calcium and vitamin D supplementation, for example in states of gastrointestinal fat malabsorption that are associated with decreased bone mineralization (osteomalacia). | No significant cautionary statements | 1.Fraser WD: Bone and mineral metabolism.In: Rifai N, Horvath AR, Wittwer CT, eds: Tietz Textbook of Clinical Chemistry and Molecular Diagnostics. 6th ed. Elsevier; 2018:1438 2. Curhan GC, Willett WC, Speizer FE, Stampfer MJ. Twenty-four-hour urine chemistries and the risk of kidney stones among women and men.Kidney Int. 2001;59(6):2290-2298 3. Metz MP. Determining urinary calcium/creatinine cut-offs for the pediatric population using published data. Ann Clin Biochem. 2006;43(Pt 5):398-401 4. Pak CY, Britton F, Peterson R, et al. Ambulatory evaluation of nephrolithiasis. Classification, clinical presentation and diagnostic criteria. Am J Med. 1980;69(1):19-30 5. Pak CY, Kaplan R, Bone H, Townsend J, Waters O. A simple test for the diagnosis of absorptive, resorptive and renal hypercalciurias. N Engl J Med. 1975;292(10):497-500 | Calcium ions react with 5-nitro-5'-methyl-BAPTA (NM-BAPTA) under alkaline conditions to form a complex. This complex reacts in the second step with EDTA. The change in absorbance is directly proportional to the calcium concentration and is measured photometrically.(Package insert: Roche CA2 kit. Roche Diagnostics; V5.0 03/2019) | Same day/1 to 3 days | 7 days | This test has been cleared, approved, or is exempt by the US Food and Drug Administration and is used per manufacturer's instructions. Performance characteristics were verified by Mayo Clinic in a manner consistent with CLIA requirements. | 82340 | Calcium, 24 HR, U | 6874-2 | VL110 | Urine Volume | 3167-4
CAI | Calcium, Ionized, Serum | Assessing calcium states during liver transplantation surgery,cardiopulmonary bypass, or any procedure requiring rapidtransfusion of whole blood in neonates and critically ill patients Second-order test in the evaluation of patients with abnormalcalcium values | Ion-Selective Electrode (ISE) | Yes | Calcium, Ionized, S | Serum SST | Container/Tube:Serum gel or serum gel microtainer Specimen Volume:Full tube Collection Instructions: 1. Allow blood to clot for 30 minutes. 2. Serum gel tube/microtainer must be centrifuged within 1 hour of collection. Centrifuge with stopper in place for 7 minutes at 3000 rpm to ensure that the gel barrier separates the serum and cells. 3. Keep specimenanaerobic; do not aliquot. | 1.75 mL in a 3.5 mL (50% full) in serum gel tube or 1 full serum gel microtainer | Ionized calcium, which accounts for 50% to 55% of total calcium, is the physiologically active form of calcium. Low ionized calcium values are often seen in kidney disease, critically ill patients, or patients receiving rapid transfusion of citrated whole blood or blood products. Increased serum ionized calcium concentrations may be seen with primary hyperparathyroidism, ectopic parathyroid hormone-producing tumors, excess intake of vitamin D, or various malignancies. Nomograms have been used to calculate ionized calcium from total calcium, albumin, and pH values. However, calculated ionized calcium results have proven to be unsatisfactory. A Mayo study of 114 patients found significant differences between ionized and total calcium in 26% of patients. | IONIZED CALCIUM < or =13 days old: Not established 14 days-<1 year: 5.21-5.99 mg/dL 1-<2 years: 5.04-5.84 mg/dL 2-<3 years: 4.87-5.67 mg/dL 3-23 years: 4.83-5.52 mg/dL 24-97 years: 4.57-5.43 mg/dL > or =98 years: Not established pH < or =13 days old: Not established 14 days-97 years old: 7.35-7.48 > or =98 years old: Not established For SI unit Reference Values, seewww.mayocliniclabs.com/order-tests/si-unit-conversion.html | Serum ionized calcium concentrations 50% below normal will resultin severely reduced cardiac stroke work. With moderate to severehypocalcemia, left ventricular function may be profoundly depressed. Ionized calcium values are higher in children and young adults. Ionized calcium result has been adjusted to pH 7.40 to account for changes in specimen pH that may occur during transport. Ionized calcium concentration increases approximately 0.2 mg/dL per 0.1 pH unit decrease. | Proper specimen handling is necessary to ensure accurate results. | Rifai N, Horwath AR, Wittwer CT, eds. Tietz Textbook of Clinical Chemistry and Molecular Diagnostics. 6th ed. Elsevier; 2018 | The pH and ionized calcium sensors in the GEM Premier 3500 Analyzer are based on the principle of ion-selective electrodes; that is, an electrical potential can be established across a membrane that is selectively permeable to a specific ion.(Instruction manual: GEM Premier 3500 Analyzer Operator's Guide. Instrumentation Laboratory; 03/2015) | Same day/1 day | 7 days | This test has been modified from the manufacturer's instructions. Its performance characteristics were determined by Mayo Clinic in a manner consistent with CLIA requirements. This test has not been cleared or approved by the US Food and Drug Administration. | 82330 | Calcium, Ionized, S | 57333-7 | PHCC | pH | 2753-2
CALC5 | Calcium, Random, Urine | Measurement of calcium for the evaluation of calcium oxalate and calcium phosphate kidney stone risk, and calculation of urinary supersaturations Evaluation of bone diseases, including osteoporosis and osteomalacia | Only orderable as part of a profile. For more information see CACR3 / Calcium/Creatinine Ratio, Random, Urine Photometric | Yes | Calcium, Random, U | Urine | Only orderable as part of a profile. For more information see CACR3 / Calcium/Creatinine Ratio, Random, Urine Supplies:Sarstedt Aliquot Tube 5 mL (T914) Collection Container/Tube:Clean, plastic urine container with no metal cap or glued insert Submission Container/Tube:Plastic, 5-mL tube or a clean, plastic aliquot container with no metal cap or glued insert Specimen Volume:4 mL Collection Instructions: 1. Collect a random urine specimen. 2. No preservative. |  | Calcium is the fifth most common element in the body. It is a fundamental element necessary to form electrical gradients across membranes, an essential cofactor for many enzymes, and the main constituent in bone. Under normal physiologic conditions, the concentration of calcium in serum and in cells is tightly controlled.Calcium is excreted in both urine and feces. Ordinarily about 20% to 25% of dietary calcium is absorbed, and 98% of filtered calcium is reabsorbed in the kidney. Traffic of calcium between the gastrointestinal tract, bone, and kidney is tightly controlled by a complex regulatory system that includes vitamin D and parathyroid hormone. Sufficient bioavailable calcium is essential for bone health. Excessive excretion of calcium in the urine is a common contributor to kidney stone risk. | Only orderable as part of a profile. For more information see CACR3 / Calcium/Creatinine Ratio, Random, Urine 1 month-<12 months: 0.03-0.81 mg/mg creatinine 12 months-<24 months: 0.03-0.56 mg/mg creatinine 24 months-<3 years: 0.02-0.50 mg/mg creatinine 3 years-<5 years: 0.02-0.41 mg/mg creatinine 5 years-<7 years: 0.01-0.30 mg/mg creatinine 7 years-<10 years: 0.01-0.25 mg/mg creatinine 10 years-<18 years: 0.01-0.24 mg/mg creatinine 18 years-83 years: 0.05-0.27 mg/mg creatinine Reference values have not been established for patients who are younger than 1 month of age. Reference values have not been established for patients who are older than 83 years of age. | Increased urinary calcium excretion (hypercalciuria) is a known contributor to kidney stone disease and osteoporosis. Many cases are genetic (often termed "idiopathic"). Previously such patients were often divided into fasting versus absorptive hypercalciuria depending on the level of urine calcium in a fasting versus fed state, but the clinical utility of this approach is now in question. Overall, the risk of stone disease appears increased when 24-hour urine calcium is greater than 250 mg in men and greater than 200 mg in women. Thiazide diuretics are often used to reduce urinary calcium excretion and repeat urine collections can be performed to monitor the effectiveness of therapy. Known secondary causes of hypercalciuria include hyperparathyroidism, Paget disease, prolonged immobilization, vitamin D intoxication, and diseases that destroy bone (such as metastatic cancer or multiple myeloma). Urine calcium excretion can be used to gauge the adequacy of calcium and vitamin D supplementation, for example in states of gastrointestinal fat malabsorption that are associated with decreased bone mineralization (osteomalacia). | No significant cautionary statements. | 1. Fraser WD: Bone and mineral metabolism.In:Rifai N, Horwath AR, Wittwer CT, eds.Tietz Textbook of Clinical Chemistry and Molecular Diagnostics. 6th ed. Elsevier;2018:1438 2. Curhan GC, Willett WC, Speizer FE, Stampfer MJ. Twenty-four-hour urine chemistries and the risk of kidney stones among women and men.Kidney Int. 2001;59(6):2290-2298 3. Metz MP. Determining urinary calcium/creatinine cut-offs for the pediatric population using published data. Ann Clin Biochem. 2006;43(Pt 5):398-401 4. Pak CY, Britton F, Peterson R, et al. Ambulatory evaluation of nephrolithiasis. Classification, clinical presentation and diagnostic criteria. AM J Med. 1980;69(1):19-30 5. Pak CY, Kaplan R, Bone H, et al, A simple test for the diagnosis of absorptive, resorptive and renal hypercalciurias. N Engl J Med. 1975;292(10):497-500 | Calcium ions react with 5-nitro-5'-methyl-BAPTA (NM-BAPTA) under alkaline conditions to form a complex. This complex reacts in the second step with EDTA. The change in absorbance is directly proportional to the calcium concentration and is measured photometrically.(Package insert: Roche CA2 kit. Roche Diagnostics; V2.0 07/2012) | 1 to 3 days | 7 days | This test has been cleared, approved, or is exempt by the US Food and Drug Administration and is used per manufacturer's instructions. Performance characteristics were verified by Mayo Clinic in a manner consistent with CLIA requirements. | 82310 | Calcium, Random, U | 17862-4 | CALC5 | Calcium, Random, U | 17862-4
CA | Calcium, Total, Serum | Diagnosis and monitoring of a wide range of disorders including diseases of bone, kidney, parathyroid gland, or gastrointestinal tract | Photometric | Yes | Calcium, Total, S | Serum | Collection Container/Tube: Preferred:Serum gel Acceptable:Red top Submission Container/Tube:Plastic vial Specimen Volume:0.5 mL Collection Instructions: 1. If drawing for more than total calcium, send first tube drawn. 2. Serum gel tubes should be centrifuged within 2 hours of collection. 3. Red-top tubes should be centrifuged and the serum aliquoted into a plastic vial within 2 hours of collection. | 0.25 mL | The calcium content of an adult is somewhat over 1 kg (about 2% of the body weight). Of this, 99% is present as calcium hydroxyapatite in bones and less than 1% is present in the extra-osseous intracellular space or extracellular space (ECS). The calcium level in the ECS is in dynamic equilibrium with the rapidly exchangeable fraction of bone calcium. In serum, calcium is bound to a considerable extent to proteins (approximately 40%), 10% is in the form of inorganic complexes, and 50% is present as free or ionized calcium. Calcium ions affect the contractility of the heart and the skeletal musculature, and are essential for the function of the nervous system. In addition, calcium ions play an important role in blood clotting and bone mineralization. Hypocalcemia is due to the absence or impaired function of the parathyroid glands or impaired vitamin-D synthesis. Chronic renal failure is also frequently associated with hypocalcemia due to decreased vitamin-D synthesis as well as hyperphosphatemia and skeletal resistance to the action of parathyroid hormone (PTH). Characteristic symptoms of hypocalcemia are latent or manifest tetany and osteomalacia. Hypercalcemia is brought about by increased mobilization of calcium from the skeletal system or increased intestinal absorption. A majority of cases are due to primary hyperparathyroidism (pHPT) or bone metastasis of carcinoma of the breast, prostate, thyroid gland, or lung. Patients who have pHPT and bone disease, renal stones or nephrocalcinosis, or other signs or symptoms are candidates for surgical removal of the parathyroid glands. Severe hypercalcemia may result in cardiac arrhythmia. Calcium levels may also reflect abnormal vitamin D or protein levels. | <1 year: 8.7-11.0 mg/dL 1-17 years: 9.3-10.6 mg/dL 18-59 years: 8.6-10.0 mg/dL > or =60 years: 8.8-10.2 mg/dL | Hypocalcemia: Long-term therapy must be tailored to the specific disease causing the hypocalcemia. The therapeutic endpoint is to achieve a serum calcium level of 8.0 to 8.5 mg/dL to prevent tetany. For symptomatic hypocalcemia, calcium may be administered intravenously. Hypercalcemia: The level at which hypercalcemic symptoms occur varies from patient to patient. Symptoms are common when serum calcium levels are above 11.5 mg/dL, although patients may be asymptomatic at this level. Levels above 12.0 mg/dL are considered a critical value. Severe hypercalcemia (>15.0 mg/dL) is a medical emergency. | The interference of intravenously administered gadolinium containing MRI (magnetic resonance imaging) contrast media was tested (Omniscan, Optimark) but no interference was found at the therapeutic concentration. Interferences at higher concentrations were observed. | 1.Rifai N, Horvath AR, Wittwer CT, eds. Tietz Textbook of Clinical Chemistry and Molecular Diagnostics. 6th ed. Elsevier; 2018. 2. Baldwin TE, Chernow B: Hypocalcemia in the ICU. J Crit Illness. 1987;2:9-16 3. Estey MP, Cohen AH, Colantonio DA, et al: CLSI-based transference of the CALIPER database of pediatric reference intervals from Abbott to Beckman, Ortho, Roche and Siemens Clinical Chemistry Assays: direct validation using reference samples from the CALIPER cohort. Clin Biochem. 2013;46:1197-1219 | Calcium ions react with 5-nitro-5'-methyl-1,2-bis(o-aminophenoxy)ethane-N,N,N',N'-tetraacetic acid (NM-BAPTA) under alkaline conditions to form a complex. This complex reacts in the second step with EDTA. The change in absorbance is directly proportional to the calcium concentration and is measured photometrically.(Package insert: Roche Calcium Gen.2 reagent. Roche Diagnostics; 07/2012) | Same day/1 to 2 days | 1 week | This test has been cleared, approved, or is exempt by the US Food and Drug Administration and is used per manufacturer's instructions. Performance characteristics were verified by Mayo Clinic in a manner consistent with CLIA requirements. | 82310 | Calcium, Total, S | 17861-6 | CA | Calcium, Total, S | 17861-6
CACR3 | Calcium/Creatinine Ratio, Random, Urine | Evaluation of calcium oxalate and calcium phosphate kidney stone risk Calculation of urinary supersaturation Evaluation of bone diseases, including osteoporosis and osteomalacia | CALC5: Photometric CRETR: Enzymatic Colorimetric Assay | Yes | Calcium/Creat Ratio, Random, U | Urine | Supplies:Sarstedt Aliquot Tube 5 mL (T914) Collection Container/Tube:Clean, plastic urine container with no metal cap or glued insert Submission Container/Tube:Plastic, 5-mL tube or a clean, plastic aliquot container with no metal cap or glued insert Specimen Volume:4 mL Collection Instructions: 1. Collect a random urine specimen. 2. No preservative. | 1 mL | Calcium is the fifth most common element in the body. It is a fundamental element necessary to form electrical gradients across membranes, an essential cofactor for many enzymes, and the main constituent in bone. Under normal physiologic conditions, the concentration of calcium in serum and in cells is tightly controlled.Calcium is excreted in both urine and feces. Ordinarily about 20% to 25% of dietary calcium is absorbed, and 98% of filtered calcium is reabsorbed in the kidney. Traffic of calcium between the gastrointestinal tract, bone, and kidney is tightly controlled by a complex regulatory system that includes vitamin D and parathyroid hormone. Sufficient bioavailable calcium is essential for bone health. Excessive excretion of calcium in the urine is a common contributor to kidney stone risk. | 1 month-<12 months: 0.03-0.81 mg/mg creatinine 12 months-<24 months: 0.03-0.56 mg/mg creatinine 24 months-<3 years: 0.02-0.50 mg/mg creatinine 3 years-<5 years: 0.02-0.41 mg/mg creatinine 5 years-<7 years: 0.01-0.30 mg/mg creatinine 7 years-<10 years: 0.01-0.25 mg/mg creatinine 10 years-<18 years: 0.01-0.24 mg/mg creatinine 18 years-83 years: 0.05-0.27 mg/mg creatinine Reference values have not been established for patients who are less than 1 month of age. Reference values have not been established for patients who are greater than 83 years of age. | Increased urinary calcium excretion (hypercalciuria) is a known contributor to kidney stone disease and osteoporosis. Many cases are genetic (often termed "idiopathic"). Previously such patients were often divided into fasting versus absorptive hypercalciuria depending on the level of urine calcium in a fasting versus fed state, but the clinical utility of this approach is now in question. Overall, the risk of stone disease appears increased when 24-hour urine calcium is greater than 250 mg in men and greater than 200 mg in women. Thiazide diuretics are often used to reduce urinary calcium excretion and repeat urine collections can be performed to monitor the effectiveness of therapy. Known secondary causes of hypercalciuria include hyperparathyroidism, Paget disease, prolonged immobilization, vitamin D intoxication, and diseases that destroy bone (such as metastatic cancer or multiple myeloma). Urine calcium excretion can be used to gauge the adequacy of calcium and vitamin D supplementation, for example in states of gastrointestinal fat malabsorption that are associated with decreased bone mineralization (osteomalacia). | No significant cautionary statements. | 1. Fraser WD. Bone and mineral metabolism.In: Rifai N, Horwath AR, Wittwer CT, eds. Tietz Textbook of Clinical Chemistry and Molecular Diagnostics. 6th ed. Elsevier; 2018:1438 2. Curhan GC, Willett WC, Speizer FE, Stampfer MJ. Twenty-four-hour urine chemistries and the risk of kidney stones among women and men.Kidney Int. 2001;59:2290-2298 3. Metz MP. Determining urinary calcium/creatinine cut-offs for the pediatric population using published data. Ann Clin Biochem. 2006;43:398-401 4. Pak CY, Britton F, Peterson R, et al. Ambulatory evaluation of nephrolithiasis. Classification, clinical presentation and diagnostic criteria. AM J Med. 1980;69:19-30 5. Pak CY, Kaplan R, Bone H, et al. A simple test for the diagnosis of absorptive, resorptive and renal hypercalciurias. N Engl J Med. 1975;292:497-500 | Calcium ions react with 5-nitro-5'-methyl-BAPTA (NM-BAPTA) under alkaline conditions to form a complex. This complex reacts in the second step with EDTA. The change in absorbance is directly proportional to the calcium concentration and is measured photometrically.(Package insert: Roche CA2 kit. Roche Diagnostics; V2.0, 07/2012) Creatinine Method: The enzymatic method is based on the determination of sarcosine from creatinine with the aid of creatininase, creatinase, and sarcosine oxidase. The liberated hydrogen peroxide is measured via a modified Trinder reaction using a colorimetric indicator. Optimization of the buffer system and the colorimetric indicator enables the creatinine concentration to be quantified both precisely and specifically.(Package insert: Creatinine plus v2. Roche Diagnostics; V15.0, 03/2019) | 1 to 3 days | 7 days | This test has been cleared, approved, or is exempt by the US Food and Drug Administration and is used per manufacturer's instructions. Performance characteristics were verified by Mayo Clinic in a manner consistent with CLIA requirements. | 8231082570 | Calcium/Creat Ratio, Random, U | 9321-1 | CALC5 | Calcium, Random, U | 17862-4
CCTR | Calcium/Creatinine Ratio, Random, Urine | Calculation of calcium concentration per creatinine concentration | Only orderable as part of a profile. For more information see CACR3 / Calcium/Creatinine Ratio, Random, Urine. Calculation | Yes | Calcium/Creat Ratio, Random, U | Urine | Only orderable as part of a profile. For more information see CACR3 / Calcium/Creatinine Ratio, Random, Urine Supplies:Sarstedt 5 mL Aliquot Tube (T914) Collection Container/Tube:Clean, plastic urine container with no metal cap or glued insert Submission Container/Tube:Plastic, 5-mL tube or a clean, plastic aliquot container with no metal cap or glued insert Specimen Volume:4 mL Collection Instructions: 1. Collect a random urine specimen. 2. No preservative. |  | Calcium is the fifth most common element in the body. It is a fundamental element necessary to form electrical gradients across membranes, an essential cofactor for many enzymes, and the main constituent in bone. Under normal physiologic conditions, the concentration of calcium in serum and in cells is tightly controlled.Calcium is excreted in both urine and feces. Ordinarily about 20% to 25% of dietary calcium is absorbed, and 98% of filtered calcium is reabsorbed in the kidney. Traffic of calcium between the gastrointestinal tract, bone, and kidney is tightly controlled by a complex regulatory system that includes vitamin D and parathyroid hormone. Sufficient bioavailable calcium is essential for bone health. Excessive excretion of calcium in the urine is a common contributor to kidney stone risk. | Only orderable as part of a profile. For more information see CACR3 / Calcium/Creatinine Ratio, Random, Urine 1 month-<12 months: 0.03-0.81 mg/mg creatinine 12 months-<24 months: 0.03-0.56 mg/mg creatinine 24 months-<3 years: 0.02-0.50 mg/mg creatinine 3 years-<5 years: 0.02-0.41 mg/mg creatinine 5 years-<7 years: 0.01-0.30 mg/mg creatinine 7 years-<10 years: 0.01-0.25 mg/mg creatinine 10 years-<18 years: 0.01-0.24 mg/mg creatinine 18 years-83 years: 0.05-0.27 mg/mg creatinine Reference values have not been established for patients who are less than 1 month of age. Reference values have not been established for patients who are greater than 83 years of age. | Increased urinary calcium excretion (hypercalciuria) is a known contributor to kidney stone disease and osteoporosis. Many cases are genetic (often termed "idiopathic"). Previously such patients were often divided into fasting versus absorptive hypercalciuria depending on the level of urine calcium in a fasting versus fed state, but the clinical utility of this approach is now in question. Overall, the risk of stone disease appears increased when 24-hour urine calcium is greater than 250 mg in men and greater than 200 mg in women. Thiazide diuretics are often used to reduce urinary calcium excretion, and repeat urine collections can be performed to monitor the effectiveness of therapy. Known secondary causes of hypercalciuria include hyperparathyroidism, Paget disease, prolonged immobilization, vitamin D intoxication, and diseases that destroy bone (such as metastatic cancer or multiple myeloma). Urine calcium excretion can be used to gauge the adequacy of calcium and vitamin D supplementation, for example in states of gastrointestinal fat malabsorption that are associated with decreased bone mineralization (osteomalacia). | No significant cautionary statements. | 1. Fraser WD. Bone and mineral metabolism.In:Rifai N, Horwath AR, Wittwer CT, eds.Tietz Textbook of Clinical Chemistry and Molecular Diagnostics. 6th ed. Elsevier;2018:1438 2. Curhan GC, Willett WC, Speizer FE, Stampfer MJ. Twenty-four-hour urine chemistries and the risk of kidney stones among women and men.Kidney Int. 2001;59(6):2290-2298 3. Metz MP. Determining urinary calcium/creatinine cut-offs for the pediatric population using published data. Ann Clin Biochem. 2006;43(Pt 5):398-401 4. Pak CY, Britton F, Peterson R, et al. Ambulatory evaluation of nephrolithiasis. Classification, clinical presentation and diagnostic criteria. AM J Med. 1980;69(1):19-30 5. Pak CY, Kaplan R, Bone H, et al. A simple test for the diagnosis of absorptive, resorptive and renal hypercalciurias. N Engl J Med. 1975;292(10):497-500 | This test is a calculation to provide the calcium per creatinine ratio. This calculation is performed by the laboratory information system, SCC Soft. | 1 to 3 days | 7 days | Not Applicable |  | Calcium/Creat Ratio, Random, U | 9321-1 | CCTR | Calcium/Creat Ratio, Random, U | 9321-1
CALD | Caldesmon Immunostain, Technical Component Only | As a marker of smooth muscle differentiation | Immunohistochemistry (IHC) | Yes | Caldesmon IHC, Tech Only | For the initial technical component only immunohistochemical (IHC) stain performed, the appropriate bill-only test ID will be reflexed and charged (IHTOI). For each additional technical component only IHC stain performed, an additional bill-only test ID will be reflexed and charged (IHTOA). | Supplies:Immunostain Technical Only Envelope (T693) Specimen Type:Tissue Container/Tube:Immunostain Technical Only Envelope Preferred:2 Unstained positively charged glass slide (25- x 75- x 1-mm) per test ordered; sections 4-microns thick. Acceptable:Formalin-fixed, paraffin-embedded (FFPE) tissue block |  | Caldesmon is a smooth muscle specific protein that regulates smooth muscle contraction. This clone recognizes the high-molecular-weight variant (h-caldesmon) and does not react with the nonmuscle variant. Neither variant of caldesmon is present in skeletal muscle. Anti-h-caldesmon seems to be a reliable marker of smooth muscle differentiation and may assist in the diagnosis of smooth muscle tumors. |  | This test does not include pathologist interpretation, only technical performance of the stain. If interpretation is required, order PATHC / Pathology Consultation for a full diagnostic evaluation or second opinion of the case. The positive and negative controls are verified as showing appropriate immunoreactivity. If a control tissue is not included on the slide, a scanned image of the relevant quality control tissue is available upon request; call 855-516-8404. Interpretation of this test should be performed in the context of the patient's clinical history and other diagnostic tests by a qualified pathologist. | Age of a cut paraffin section can affect immunoreactivity. Stability thresholds vary widely among published literature and are antigen-dependent. Best practice is for paraffin sections to be cut within 6 weeks. | 1. Wick MR, Hornick JL: Immunohistology of soft tissue and osseous neoplasms. In: Dabbs DJ, ed. Diagnostic Immunohistochemistry: Theranostic and Genomic Applications. 3rd ed. 2010:chap 4 2. Horita A, Kurata A, Maeda D,Fukayama M, Sakamoto A. Immunohistochemical characteristics of atypical polypoid adenomyoma with special reference to h-caldesmon. Int J Gynecol Pathol. 201130(1)64-70 3. Ordonez NG: Value of PAX8, PAX2, claudin-4, and h-caldesmon immunostaining in distinguishing peritoneal epithelioid mesotheliomas from serous carcinomas. Mod Path. 2013;26:553-562 4. Magaki S, Hojat SA, Wei B, So A, Yong WH. An introduction to the performance of immunohistochemistry. Methods Mol Biol. 2019;1897:289-298. doi:10.1007/978-1-4939-8935-5_25 | Immunohistochemistry on sections of paraffin-embedded tissue.(Unpublished Mayo method) | 1 to 3 days | Until staining is complete. | This test has been cleared, approved, or is exempt by the US Food and Drug Administration and is used per manufacturer's instructions. Performance characteristics were verified by Mayo Clinic in a manner consistent with CLIA requirements. | 88342-TC, primary88341-TC, if additional IHC | Caldesmon IHC, Tech Only | Order only;no result | 70682 | Caldesmon IHC, Tech Only | Bill only; no result
CAVPC | California Virus (La Crosse) Encephalitis Antibody Panel, IgG and IgM, Spinal Fluid | Aiding in the diagnosis of California (La Crosse) encephalitis using spinal fluid specimens | Immunofluorescence Assay (IFA) | No | Calif(LaCrosse) Encep Ab Panel, CSF | For more information seeMosquito-borne Disease Laboratory Testing. | Container/Tube:Sterile vial Preferred:Vial number 1 Acceptable:Any vial Specimen Volume:0.8 mL | 0.5 mL | California (La Crosse) virus is a member of theBunyaviridaefamily, and it is one of the arthropod-borne encephalitides. It is transmitted by variousAedesandCulexmosquitoes and is found in such intermediate hosts as rabbits, squirrels, chipmunks, and field mice. California meningoencephalitis is usually mild and occurs in late summer. Ninety percent of infections are seen in children and adolescents younger than 15 years, usually from rural areas. The incubation period is estimated to be 7 days, and acute illness lasts 10 days or less in most instances. Typically, the first symptoms are nonspecific, lasting 1 to 3 days, and are followed by the appearance of central nervous system (CNS) signs and symptoms, such as stiff neck, lethargy, and seizures, which usually abate within 1 week. Symptomatic infection is almost never recognized in those older than 18 years. The most important sequela of California virus encephalitis is epilepsy, which occurs in about 10% of children and almost always in patients who have had seizures during the acute illness. An estimated 2% of patients have persistent paresis. Learning disabilities or other objective cognitive deficits have been reported in a small proportion (<2%) of patients. Learning performance and behavior of most recovered patients are not distinguishable from comparison groups in these same areas. Infections with arboviruses can occur at any age. The age distribution depends on the degree of exposure to the specific transmitting arthropod relating to age, sex, and occupational, vocational, and recreational habits of the individuals. Once humans have been infected, the severity of the host response may be influenced by age. Serious California (La Crosse) virus infections primarily involve children, especially boys. Men exposed to California viruses have high prevalence rates of antibody but usually show no serious illness. Infection among men is primarily due to working conditions and sports activities taking place where the vector is present. | IgG: <1:10 IgM: <1:10 Reference values apply to all ages. | A positive result indicates intrathecal synthesis of antibody andis indicative of neurological infection. | All results must be correlated with clinical history and other dataavailable to the attending physician. False-positive results may be caused by breakdown of the blood-brain barrier, or by the introduction of blood into the cerebrospinal fluid at collection. | 1. Dolin R. California encephalitis, hantavirus pulmonary syndrome, hantavirus hemorrhagic fever with renal syndrome, and bunyavirus hemorrhagic fevers. In: Bennett JE, Dolin R, Blaser MJ, eds. Mandell, Douglas, and Bennett's Principles and Practice of Infectious Diseases. 9th ed. Elsevier; 2020:2169-2176 2. Piantadosi A, Kanjilal S. Diagnostic approach for arboviral infections in the United States. J Clin Microbiol. 2020;58(12):e01926-19. doi:10.1128/JCM.01926-19 | The indirect immunofluorescent antibody (IFA) assay is a 2-stage "sandwich" procedure. In the first stage, the patient cerebrospinal fluid (CSF) is diluted in Pretreatment Diluent for IgM and phosphate buffered saline (PBS) for IgG, added to appropriate slide wells in contact with the substrate, and incubated. Following incubation, the slide is washed in PBS, which removes unbound CSF antibodies. In the second stage, each antigen well is overlaid with fluorescein-labeled antibody to IgM and IgG. The slide is incubated allowing antigen-antibody complexes to react with the fluorescein-labeled anti-IgM and anti-IgG. After the slide is washed, dried, and mounted, it is examined using fluorescence microscopy. Positive reactions appear as cells exhibiting bright apple-green cytoplasmic fluorescence against a background of red negative control cells. Semi-quantitative endpoint titers are obtained by testing serial dilutions of positive specimens.(Package inserts: Arbovirus IFA IgM and Arbovirus IFA IgG Instructions for Use. Focus Diagnostics; Rev 03, 02/17/2023) | Same day/1 to 4 days | 2 weeks | This test was developed and its performance characteristics determined by Mayo Clinic in a manner consistent with CLIA requirements. It has not been cleared or approved by the US Food and Drug Administration. | 86651 x 2 | Calif(LaCrosse) Encep Ab Panel, CSF | 96498-1 | 26366 | Calif(LaCrosse) Encep Ab, IgM,CSF | 9540-6
CAVP | California Virus (La Crosse) IgG and IgM, Serum | Aiding the diagnosis of California (La Crosse) encephalitis using serum specimens | Immunofluorescence Assay (IFA) | Yes | Calif Virus (LaCrosse)IgG and IgM,S | For more information seeMosquito-borne Disease Laboratory Testing. | Supplies:Sarstedt Aliquot Tube 5 mL (T914) Collection Container/Tube: Preferred:Serum gel Acceptable:Red top Submission Container/Tube:Plastic vial Specimen Volume:0.5 mL Collection Instructions:Centrifuge and aliquot serum into plastic vial. | 0.15 mL | California (La Crosse) virus is a member of the Bunyaviridae family and is one of the arthropod-borne encephalitides. It is transmitted by variousAedesandCulexmosquitoes and is found in such intermediate hosts as rabbits, squirrels, chipmunks, and field mice. California meningoencephalitis is usually mild and occurs in late summer. Ninety percent of infections are seen in children and adolescents younger than 15 years, usually from rural areas. The incubation period is estimated to be 7 days, and acute illness lasts 10 days or less in most instances. Typically, the first symptoms are nonspecific, lasting 1 to 3 days, and are followed by the appearance of central nervous system signs and symptoms, such as stiff neck, lethargy, and seizures, which usually abate within 1 week. Symptomatic infection is almost never recognized in those older than 18 years. The most important sequela of California virus encephalitis is epilepsy, which occurs in about 10% of children; almost always in patients who have had seizures during the acute illness. A few patients (estimated 2%) have persistent paresis. Learning disabilities or other objective cognitive deficits have been reported in a small proportion (no more than 2%) of patients. Learning performance and behavior of most recovered patients are not distinguishable from comparison groups in these same areas. Infections with arboviruses can occur at any age. The age distribution depends on the degree of exposure to the specific transmitting arthropod relating to age, sex, and occupational, vocational, and recreational habits of the individuals. Once humans have been infected, the severity of the host response may be influenced by age. Serious California (La Crosse) virus infections primarily involve children, especially boys. Men exposed to California viruses have high prevalence rates of antibody but usually show no serious illness. Infection among men is primarily due to working conditions and sports activities taking place where the vector is present. | IgG: <1:10 IgM: <1:10 Reference values apply to all ages. | In patients infected with these or related viruses, IgG antibody is generally detectable within 1 to 3 weeks of onset, peaking within 1 to 2 months and declining slowly thereafter. IgM class antibody is also reliably detected within 1 to 3 weeks of onset, peaking and rapidly declining within 3 months. Single serum specimen IgG of 1:10 or greater indicates exposure to the virus. Results from a single serum specimen can differentiate early (acute) infection from past infection with immunity if IgM is positive (suggests acute infection). A 4-fold or greater rise in IgG antibody titer in acute and convalescent sera indicates recent infection. | All results must be correlated with clinical history and other data available to the attending physician. Specimens collected within the first 2 weeks after onset are variably negative for IgG antibody and should not be used to exclude the diagnosis of arboviral disease. If arboviral infection is suspected, a second specimen should be collected and tested 10 to 21 days later. Usually, when an infection with an arbovirus is suspected, it is too late to isolate the virus or collect serum specimens to detect a rise of antibody titer. | 1. Gonzalez-Scarano F, Nathanson N: Bunyaviruses. In: Fields BN, Knipe DM, eds. Fields Virology. Vol 1. 2nd ed. Raven Press; 1990:1195-1228 2. Donat JF, Rhodes KH, Groover RV, Smith TF, Etiology and outcome in 42 children with acute nonbacterial meningoencephalitis. Mayo Clin Proc. 1980;55(3):156-160 3. Tsai TF. Arboviruses. In: Murray PR, Baron EJ, Pfaller MA, et al, eds. Manual of Clinical Microbiology. 7th ed. American Society for Microbiology; 1999:1107-1124 4. Calisher CH. Medically important arboviruses of the United States and Canada. Clin Microbiol Rev. 1994;7(1):89-116 5. Dolin R. California encephalitis, hantavirus pulmonary syndrome, hantavirus hemorrhagic fever with renal syndrome, and bunyavirus hemorrhagic fevers. In: Bennett JE, Dolin R, Blaser MJ, eds. Mandell, Douglas, and Bennett's Principles and Practice of Infectious Diseases. 9th ed. Elsevier; 2020:2169-2176 | The indirect immunofluorescent antibody (IFA) assay is a 2-stage "sandwich" procedure. In the first stage, the patient serum is diluted in Pretreatment Diluent for IgM and phosphate buffered saline (PBS) for IgG, added to appropriate slide wells in contact with the substrate, and incubated. Following incubation, the slide is washed in PBS which removes unbound serum antibodies. In the second stage, each antigen well is overlaid with fluorescein-labeled antibody to IgM and IgG. The slide is incubated allowing antigen-antibody complexes to react with the fluorescein-labeled anti-IgM and anti-IgG. After the slide is washed, dried, and mounted, it is examined using fluorescence microscopy. Positive reactions appear as cells exhibiting bright apple-green cytoplasmic fluorescence against a background of red negative control cells. Semi-quantitative endpoint titers are obtained by testing serial dilutions of positive specimens.(Package inserts: Arbovirus IFA IgM and Arbovirus IFA IgG Instructions for Use. Focus Diagnostics; Rev. 03, 02/17/2023) | Same day/1 to 4 days | 2 weeks | This test has been cleared, approved, or is exempt by the US Food and Drug Administration and is used per manufacturer's instructions. Performance characteristics were verified by Mayo Clinic in a manner consistent with CLIA requirements. | 86651 x 2 | Calif Virus (LaCrosse)IgG and IgM,S | 96499-9 | 87280 | Calif (LaCrosse) Encep Ab, IgM, S | In Process
CAMTA | Calmodulin-Binding Transcription Activator 1 (CAMTA1), Immunostain, Technical Component Only | Aids in the diagnosis ofepithelioid hemangioendotheliomas | Immunohistochemistry (IHC) | Yes | CAMTA1 IHC, Tech Only | For the initial technical component only immunohistochemical (IHC) stain performed, the appropriate bill-only test ID will be reflexed and charged (IHTOI). For each additional technical component only IHC stain performed, an additional bill-only test ID will be reflexed and charged (IHTOA). | Supplies:Immunostain Technical Only Envelope (T693) Specimen Type:Tissue Container/Tube:Immunostains Technical Only Envelope Preferred:2 Unstained positively charged glass slide (25- x 75- x 1-mm) per test ordered; sections 4-microns thick Acceptable:Formalin-fixed, paraffin-embedded (FFPE) tissue block |  | Calmodulin-binding transcription activator 1 (CAMTA1) protein overexpression in the nucleus is the result of theWWTR1-CAMTA1gene fusion, which is found in approximately 90% of epithelioid hemangioendotheliomas (EHE). CAMTA1 can be used to distinguish EHE from other tumors with epithelioid morphology. |  | This test does not include pathologist interpretation; only technical performance of the stain. If interpretation is required order PATHC / Pathology Consultation for a full diagnostic evaluation or second opinion of the case. The positive and negative controls are verified as showing appropriate immunoreactivity. If a control tissue is not included on the slide, a scanned image of the relevant quality control tissue is available upon request; call 855-516-8404. Interpretation of this test should be performed in the context of the patient's clinical history and other diagnostic tests by a qualified pathologist. | Age of a cut paraffin section can affect immunoreactivity. Stability thresholds vary widely among published literature and are antigen-dependent. Best practice is for paraffin sections to be cut within 6 weeks. | 1. Shibuya R, Matsuyama A, Shiba E, et al: CAMTA1 is a useful immunohistochemical marker for diagnosing epithelioid haemangioendothelioma. Histopathology. 2015; 67:827-835. doi:10.1111/his.12713 2. Flucke U, Vogels RJ, de Saint Aubain Somerhausen N, et al. Epithelioid Hemangioendothelioma: clinicopathologic, immunohistochemical, and molecular genetic analysis of 39 cases. Diagn Pathol. 2014;9:131 doi:10.1186/1746-1596-9-131 3. Doyle LA, Fletcher CD, Hornick JL. Nuclear expression of CAMTA1 distinguishes epithelioid hemangioendothelioma from histologic mimics. Am J Surg Pathol. 2016;40:94-102. doi:10.1097/PAS.0000000000000511 4. Magaki S, Hojat SA, Wei B, So A, Yong WH. An introduction to the performance of immunohistochemistry. Methods Mol Biol. 2019;1897:289-298. doi:10.1007/978-1-4939-8935-5_25 | Immunohistochemistry on sections of paraffin-embedded tissue.(Unpublished Mayo method) | 1 to 3 days | Until staining is complete. | This test has been cleared, approved, or is exempt by the US Food and Drug Administration and is used per manufacturer's instructions. Performance characteristics were verified by Mayo Clinic in a manner consistent with CLIA requirements. | 88342-TC, primary88341-TC, if additional IHC | CAMTA1 IHC, Tech Only | Order only;no result | 603418 | CAMTA1 IHC, Tech Only | Bill only; no result
CALPN | Calponin Immunostain, Technical Component Only | Marker for myoepithelium when differentiating ductal carcinomasin situfrom infiltrating breast carcinoma Characterization of tumors of smooth muscle or myoepithelial lineage | Immunohistochemistry (IHC) | Yes | Calponin IHC, Tech Only | For the initial technical component only immunohistochemical (IHC) stain performed, the appropriate bill-only test ID will be reflexed and charged (IHTOI). For each additional technical component only IHC stain performed, an additional bill-only test ID will be reflexed and charged (IHTOA). | Supplies:Immunostain Technical Only Envelope (T693) Specimen Type:Tissue Container/Tube:Immunostain Technical Only Envelope Preferred:2 Unstained positively charged glass slide (25- x 75- x 1-mm) per test ordered; sections 4-microns thick. Acceptable:Formalin-fixed, paraffin-embedded (FFPE) tissue block |  | Calponin is a cytoskeleton-associated protein that can bind to actin, tropomyosin, troponin C, and calmodulin and is involved in modulation of smooth muscle contraction. Calponin expression has been demonstrated in smooth muscle cells of blood vessels and myoepithelial cells in the lobules, ducts, and galactophorous sinuses of normal human breast. |  | This test does not include pathologist interpretation; only technical performance of the stain. If interpretation is required, order PATHC / Pathology Consultation for a full diagnostic evaluation or second opinion of the case. The positive and negative controls are verified as showing appropriate immunoreactivity. If a control tissue is not included on the slide, a scanned image of the relevant quality control tissue is available upon request; call 855-516-8404. Interpretation of this test should be performed in the context of the patient's clinical history and other diagnostic tests by a qualified pathologist. | Age of a cut paraffin section can affect immunoreactivity. Stability thresholds vary widely among published literature and are antigen dependent. Best practice is for paraffin sections to be cut within 6 weeks. | 1. Russell T D, Jindal S, Agunbiade S, et al. Myoepithelial cell differentiation markers in ductal carcinoma in situ progression.Am J Pathol. 2015;185(11):3076-3089. doi:10.1016/j.ajpath.2015.07.004 2. Gray E, Mitchell, E, Jindal S, Schedin P, Chang YH. A method for quantification of calponin expression in myoepithelial cells in immunohistochemical images of ductal carcinoma in situ.Proc IEEE Int Symp Biomed Imaging. 2018;2018:796-799.doi: 10.1109/isbi.2018.8363692 3. Liu R, Jin JP: Calponin isoforms CNN 1, CNN 2 and CNN 3: Regulators for actin cytoskeleton functions in smooth muscle and non-muscle cells.Gene. 2016;585(1):143-153. doi:10.1016/j.gene.2016.02.040 4. Magaki S, Hojat SA, Wei B, So A, Yong WH. An introduction to the performance of immunohistochemistry. Methods Mol Biol. 2019;1897:289-298. doi:10.1007/978-1-4939-8935-5_25 | Immunohistochemistry on sections of paraffin-embedded tissue.(Unpublished Mayo method) | 1 to 3 days | Until staining is complete. | This test has been cleared, approved, or is exempt by the US Food and Drug Administration and is used per manufacturer's instructions. Performance characteristics were verified by Mayo Clinic in a manner consistent with CLIA requirements. | 88342-TC, primary88341-TC, if additional IHC | Calponin IHC, Tech Only | Order only;no result | 70683 | Calponin IHC, Tech Only | Bill only; no result
CALPR | Calprotectin, Feces | Evaluating patients suspected of having a gastrointestinal inflammatory process Distinguishing inflammatory bowel disease from irritable bowel syndrome, when used in conjunction with other diagnostic modalities, including endoscopy, histology, and imaging | Enzyme-Linked Immunosorbent Assay (ELISA) | Yes | Calprotectin, F | For more information seeInflammatory Bowel Disease Diagnostic Testing Algorithm. | Supplies:Stool container, Small (Random), 4 oz Random (T288) Submission Container/Tube:Stool container Specimen Volume:5 g Collection Instructions: 1. Collect afresh random fecal specimen, no preservative. 2. If specimen is sent refrigerate, send immediately after collection. 3. If specimen cannot be sent immediately, freeze specimen, and send frozen. Additional Information: 1.Separate specimens must be submitted when multiple tests are ordered, with the exception of ELASF / Pancreatic Elastase, Feces. If only a single specimen is collected, it must be split prior to transport. 2. Testing cannot be added on to a previously collected specimen. | 1 g | Calprotectin, formed as a heterodimer of S100A8 and S100A9, is a member of the S100 calcium-binding protein family. It is expressed primarily by granulocytes and, to a lesser degree, by monocytes/macrophages and epithelial cells. In neutrophils, calprotectin comprises almost 60% of the total cytoplasmic protein content. Activation of the intestinal immune system leads to recruitment of cells from the innate immune system, including neutrophils. The neutrophils are then activated, which leads to release of cellular proteins, including calprotectin. Calprotectin is eventually translocated across the epithelial barrier and enters the lumen of the gut. As the inflammatory process progresses, the released calprotectin is absorbed by fecal material before it is excreted from the body. The amount of calprotectin present in the feces is proportional to the number of neutrophils within the gastrointestinal mucosa and can be used as an indirect marker of intestinal inflammation. Calprotectin is most frequently used as part of the diagnostic evaluation of patients with suspected inflammatory bowel disease (IBD). Patients with IBD may be diagnosed with Crohn disease or ulcerative colitis. Although distinct in their pathology and clinical manifestations, both are associated with significant intestinal inflammation. Elevated concentrations of fecal calprotectin may be useful in distinguishing IBD from functional gastrointestinal disorders, such as irritable bowel syndrome. When used for this differential diagnosis, fecal calprotectin has sensitivity and specificity both of approximately 85%. However, it must be remembered that increases in fecal calprotectin are not diagnostic for IBD, as other disorders such as celiac disease, colorectal cancer, and gastrointestinal infections, may also be associated with neutrophilic inflammation. | <50.0 mcg/g (Normal) 50.0-120 mcg/g (Borderline) >120 mcg/g (Abnormal) Reference values apply to all ages. | Calprotectin concentrations below 50.0 mcg/g are not suggestive of an active inflammatory process within the gastrointestinal system. For patients experiencing gastrointestinal symptoms, consider further evaluation for functional gastrointestinal disorders. Calprotectin concentrations between 50.0 and 120 mcg/g are borderline and may represent a mild inflammatory process, such as in treated inflammatory bowel disease (IBD) or associated with nonsteroidal anti-inflammatory drug or aspirin usage. For patients with clinical symptoms suggestive of IBD, retesting in 4 to 6 weeks may be indicated. Calprotectin concentrations above 120 mcg/g are suggestive of an active inflammatory process within the gastrointestinal system. Additional diagnostic testing to determine the etiology of the inflammation is suggested. | Elevations in fecal calprotectin are not diagnostic for inflammatory bowel disease (IBD), and normal fecal calprotectin concentrations do not exclude the possibility of IBD. Diagnosis of IBD should be based on clinical evaluation, endoscopy, histology, and imaging studies. Borderline results in fecal calprotectin may be observed in patients taking nonsteroidal anti-inflammatory drugs, aspirin, or proton-pump inhibitors. For borderline results, repeat testing in 4 to 6 weeks is suggested. Elevations in fecal calprotectin may be observed in other disease states associated with neutrophilic inflammation of the gastrointestinal system, including celiac disease, colorectal cancer, and gastrointestinal infections. Falsely decreased concentrations of fecal calprotectin may be observed in patients with neutropenia or granulocytopenia. Due to the lack of homogenous distribution of calprotectin in fecal material, variability in results may be seen when patients are monitored over time, particularly in samples with high calprotectin concentrations. | 1. Gisbert JP, McNicholl AG. Questions and answers on the role of faecal calprotectin as a biological marker in inflammatory bowel disease. Digest Liver Dis. 2009;41(1):56-66 2. Campeotto F, Butel MJ, Kalach N, et al. High faecal calprotectin concentrations in newborn infants. Arch Dis Child Fetal Neonatal Ed. 2004;89(4):F353-F355 3. Dabritz J, Musci J, Foell D. Diagnostic utility of faecal biomarkers in patients with irritable bowel syndrome. World J Gastroenterol. 2014;20(2):363-375 4. Fagerberg UL, Loof L, Merzoug RD, Hansson LO, Finkel Y. Fecal calprotectin levels in healthy children studied with an improved assay. J Pediatr Gastroenterol Nutr. 2003;37(4):438-472 5. Sherwood RA, Walsham NE, Bjarnason I: Gastric, pancreatic, and intestinal function. In:Rifai N, Horwath AR, Wittwer CT, eds. Tietz Textbook of Clinical Chemistry and MolecularDiagnostics. 6th ed. Elsevier; 2018:1398-1420 | The QUANTA Lite Calprotectin Extended Range assay is an enzyme-linked immunosorbent assay. Briefly, polyclonal capture antibodies specific for human calprotectin are immobilized on a 96-well plate. Calibrators, controls, and diluted patient samples are added to the wells of the plate. If present, calprotectin will bind to the capture antibodies on the plate. After a wash step, a solution containing an enzyme-labelled antibody is added. After another wash step, a substrate solution that will change color in the presence of the enzyme is added. The absorbance of the color produced is proportional to the amount of calprotectin in the patient sample. Lastly, the control and patient results are calculated based on a curve generated from the kit calibrators.(Package insert: QUANTA Lite Calprotectin Extended Range ELISA kit. INOVA Diagnostics; 04/2019) | 3 to 5 days | Extracted feces: 7 days | This test has been cleared, approved, or is exempt by the US Food and Drug Administration and is used per manufacturer's instructions. Performance characteristics were verified by Mayo Clinic in a manner consistent with CLIA requirements. | 83993 | Calprotectin, F | 38445-3 | CALPR | Calprotectin, F | 38445-3
CALX | CALR Mutation Analysis, Myeloproliferative Neoplasm (MPN), Reflex, Varies | Aiding in the distinction between a reactive cytosis and a chronic myeloproliferative disorder Evaluating mutations inCALRin an algorithmic process for the MPNR / Myeloproliferative Neoplasm,JAK2V617F with Reflex toCALRandMPL, Varies | Only orderable as a reflex. For more information see MPNR / Myeloproliferative Neoplasm, JAK2 V617F with Reflex to CALR and MPL, Varies. Polymerase Chain Reaction (PCR) and Fragment Analysis | Yes | CALR, Gene Mutation, Exon 9, Reflex | Varies | Only orderable as a reflex. For more information see MPNR / Myeloproliferative Neoplasm,JAK2V617F with Reflex toCALRandMPL, Varies. | Blood and Bone Marrow: 1 mL | TheJAK2(Janus kinase 2) gene codes for a tyrosine kinase (JAK2) associated with the cytoplasmic portion of a variety of transmembrane cytokine and growth factor receptors important for signal transduction in hematopoietic cells. Signaling via JAK2 activation causes phosphorylation of downstream signal transducers and activators of transcription (STAT) proteins (eg, STAT5) ultimately leading to cell growth and differentiation.BCR::ABL1-negative myeloproliferative neoplasms (MPN) frequently harbor an acquired single nucleotide mutation inJAK2characterized as c.G1849T; p. Val617Phe (V617F). TheJAK2V617F is present in 95% to 98% of polycythemia vera, and 50% to 60% of primary myelofibrosis (PMF) and essential thrombocythemia (ET). It has also been described infrequently in other myeloid neoplasms, including chronic myelomonocytic leukemia and myelodysplastic syndrome. Detection of theJAK2V617F is useful to help establish the diagnosis of MPN. However, a negativeJAK2V617F result does not indicate the absence of MPN. Other important molecular markers inBCR::ABL1-negative MPN includeCALRexon 9 mutation (20%-30% of PMF and ET) andMPLexon 10 mutation (5%-10% of PMF and 3%-5% of ET). Mutations inJAK2,CALR, andMPLare essentially mutually exclusive. ACALRmutation is associated with decreased risk of thrombosis in both ET and PMF and confers a favorable clinical outcome in PMF patients. A triple negative (JAK2V617F,CALR, andMPL-negative) genotype is considered a high-risk molecular signature in PMF. | Only orderable as a reflex. For more information see MPNR / Myeloproliferative Neoplasm,JAK2V617F with Reflex toCALRandMPL, Varies. An interpretive report will be provided. | An interpretation will be provided under the MPNR / Myeloproliferative Neoplasm,JAK2V617F with Reflex toCALRandMPL, Varies. | A positive result is not specific for a particular subtype of myeloproliferative neoplasm and clinicopathologic correlation is necessary in all cases. A negative result does not exclude the presence of a myeloproliferative neoplasm or other neoplastic process. In rare cases, a mutation other than the V617F may be present in an area that interferes with primer or probe binding and cause a false-negative result. | 1. Klampfl T, Gisslinger H, Harutyunyan AS, et al. Somatic mutation of calreticulin in myeloproliferative neoplasms. N Engl J Med.2013;369(25):2379-2390 2. Nangalia J, Massie CE, Baxter EJ, et al. Somatic CALR mutation in myeloproliferative neoplasms with nonmutated JAK2. N Engl J Med.2013;369(25):2391-2405 3. Rumi E, Pietra D, Ferretti V, et al.JAK2orCALRmutation status defines subtypes of essential thrombocythemia with substantially different clinical course and outcomes.Blood. 2014;123(10):1544-1551 4.Rotunno G, Mannarelli C, Guglielmelli P, et al. Impact of calreticulin mutations on clinical and hematological phenotype and outcome in essential thrombocythemia. Blood. 2014;123(10):1552-1555 5.Tefferi A, Lasho TL, Finke CM, et al.CALRvsJAK2vsMPL-mutated or triple-negative myelofibrosis: clinical, cytogenetic and molecular comparisons.Leukemia.2014;28(7):1472-1477 | Polymerase chain reaction (PCR) amplification ofCALRexon 9 is performed on DNA isolated from the patient sample. The PCR product is then run on an ABI Genetic Analyzer for fragment analysis to detect insertions and deletions. An unmutatedCALRwill show an amplicon at 266 base pairs (bp), a mutatedCALRwith insertion will show an amplicon greater than 266 bp, and a mutatedCALRwith deletion will show an amplicon smaller than 266 bp. This assay has an analytical sensitivity of approximately 6% (ie, 6 mutation-containing cells in 100 total cells) in most mutation types, except for the rare type of 1-bp deletion, which has a sensitivity of approximately 20%.(Unpublished Mayo method) | 7 to 10 days | Whole blood, bone marrow: 2 weeks; Extracted DNA 3 months | This test was developed and its performance characteristics determined by Mayo Clinic in a manner consistent with CLIA requirements. It has not been cleared or approved by the US Food and Drug Administration. | 81219-CALR(calreticulin) (eg, myeloproliferative disorders), gene analysis, common variants in exon 9 | CALR, Gene Mutation, Exon 9, Reflex | 77174-1 | 36998 | Final Diagnosis | 22637-3
CALR | CALR Mutation Analysis, Myeloproliferative Neoplasm (MPN), Varies | Rapid and sensitive detection of insertion and deletion-type mutations in exon 9 ofCALR Aiding in distinguishing between reactive thrombocytosis and leukocytosis versus a myeloproliferative neoplasm (MPN), especially essential thrombocythemia (ET) and primary myelofibrosis (PMF), and is highly informative in cases in whichJAK2andMPLtesting are negative Especially helpful to the pathologist in those bone marrow cases with ambiguous etiology of thrombocytosis, equivocal bone marrow morphologic findings of MPN, and unexplained reticulin fibrosis Aiding in the prognostication of PMF and thrombosis risk assessment in ET | Polymerase Chain Reaction (PCR) and Fragment Analysis | Yes | MPN, CALR Gene Mutation, Exon 9 | The following algorithms are available: | Submit only 1 of the following specimens: Specimen Type:Whole blood Container/Tube: Lavender top (EDTA) or yellow top (ACD) Specimen Volume: 3 mL Collection Instructions: 1. Invert several times to mix blood. 2. Label specimen as blood. 3. Send whole blood specimen in original tube.Do not aliquot. Specimen Stability Information:Ambient (preferred)/Refrigerate Additional Information: To ensure minimum volume and concentration of DNA is met, the preferred volume of blood must be submitted. Testing may be canceled if DNA requirements are inadequate. Specimen Type:Bone marrow Container/Tube: Lavender top (EDTA) or yellow top (ACD Specimen Volume: 2 mL Collection Instructions: 1. Invert several times to mix bone marrow. 2. Label specimen as bone marrow. 3. Send bone marrow specimen in original tube.Do not aliquot. Specimen Stability Information:Ambient (preferred)/Refrigerate Specimen Type:Extracted DNA from blood or bone marrow Container/Tube: 1.5- to 2-mL tube Specimen Volume: Entire specimen Collection Instructions: 1. Label specimen as extracted DNA from blood or bone marrow 2. Include indication of volume and concentration of the DNA. Specimen Stability Information:Frozen (preferred)/Refrigerate/Ambient | Whole blood/bone marrow: 1 mL; Extracted DNA: 50 mcl at 20 ng/mcL concentration | The most frequent genetic mutation inBCR-ABL1-negative myeloproliferative neoplasm (MPN), essential thrombocythemia (ET), and primary myelofibrosis (PMF) is theJAK2V617F alteration, which is present in approximately 50% to 60% of patients. It serves as a confirmatory molecular marker of these diseases. Mutations in theMPLgeneare found in an additional 5% to 10% of ET and PMF cases. It was recently discovered that somatic mutation (insertions and deletions) in exon 9 of theCALRgene is the second most frequent somatic mutation afterJAK2in ET and PMF patients, and it is mutually exclusive ofJAK2andMPLmutations.(1,2) It has a frequency of approximately 49% to 88% inJAK2andMPL-wild type (WT) ET and PMF and is not found in polycythemia vera (PV) patients.(1-4) Therefore, theCALRmutation serves as an important diagnostic molecular marker in ET and PMF. TheCALRgene encodes for calreticulin, a multifunctional protein with a C-terminus rich in acidic amino acids and a KDEL endoplasmic reticulum (ER)-retention motif. All the disease-causingCALRmutations reported to date are out-of-frame insertion and/or deletions in exon 9, generating a 1 base pair (bp) frame shift and an altered protein with a novel C-terminus rich in basic amino acids and loss of the KDEL ER-retention signal. The most common mutation types are 52 bp-deletion (c.1092_1143del, L367fs*46) and 5-bp insertion (c.1154_1155insTTGCC, K385fs*47), and they comprise approximately 85% ofCALRmutations in MPN.(1,2)CALRmutations have been found in hematopoietic stem and progenitor cells in MPN patients(2) and may activate the STAT5 signaling pathway.(1) They are associated with decreased risk of thrombosis in ET (1,3-5), and better survival in PMF compared toJAK2mutations.(5) | An interpretive report will be provided | An interpretive report will be issued. The results will be reported as 1 of the 3 states if DNA amplification is successful (see Cautions): -Positive. A deletion-insertion-type mutation was detected inCALR, exon 9. -Negative. No deletion or insertion was detected inCALR, exon 9. -Equivocal. A small amplicon suspicious for a deletion-insertion type mutation was detected inCALR, exon 9. Positive mutation status is highly suggestive of a myeloid neoplasm but must be correlated with clinical and other laboratory and morphologic features for definitive diagnosis. Negative mutation status does not exclude the presence of a myeloproliferative neoplasm or other neoplastic disorders. | A positive result is not specific for a particular myeloproliferative neoplasm (MPN) diagnosis, and clinicopathologic correlation is necessary in all cases. A negative result does not exclude the presence of an MPN or other neoplastic process. This test is a fragment analysis assay and only detects deletions-insertions (delins). It will not detect point mutations. However, all reported disease-causing mutations in MPN described to date are insertions and/or deletions. This test may not differentiate between out-of-frame and in-frame delins in rare cases. However, in-frame delin mutations are very rare (<0.5%) and have only been reported in a few healthy individuals and myeloproliferative neoplasm patients withJAK2V617F mutation or out-of-frameCALRmutation. Most of the rare in-frame delins are considered germline variants and represent benign alterations (ie, polymorphisms). Infrequently, amplification failure can be encountered in a given sample due to inadequate DNA, poor DNA quality, or a polymerase chain reaction inhibitor. In these circumstances, the assay will be reattempted, and if persistently unsuccessful, the report will be issued with an "Invalid" result. | 1. Klampfl T, Gisslinger H, Harutyunyan AS, et al. Somatic mutation of calreticulin in myeloproliferative neoplasms. N Engl J Med.2013;369(25):2379-2390 2. Nangalia J, Massie CE, Baxter EJ, et al. Somatic CALR mutation in myeloproliferative neoplasms with nonmutated JAK2. N Engl J Med.2013;369(25):2391-2405 3. Rumi E, Pietra D, Ferretti V, et al.JAK2orCALRmutation status defines subtypes of essential thrombocythemia with substantially different clinical course and outcomes.Blood. 2014;123(10):1544-1551 4.Rotunno G, Mannarelli C, Guglielmelli P, et al. Impact of calreticulin mutations on clinical and hematological phenotype and outcome in essential thrombocythemia. Blood. 2014;123(10):1552-1555 5.Tefferi A, Lasho TL, Finke CM, et al.CALRvsJAK2vsMPL-mutated or triple-negative myelofibrosis: clinical, cytogenetic and molecular comparisons.Leukemia.2014;28(7):1472-1477 6. Greenfield G, McMullin MF, Mils K. Molecular pathogenesis of the myeloproliferative neoplasms. J Hematol Oncol. 2021;14(1):103 | Polymerase chain reaction (PCR) amplification of CALR exon 9 is performed on DNA isolated from the patient sample. The PCR product is then run on an ABI 3130xl Genetic Analyzer for fragment analysis to detect insertions and deletions. An unmutated CALR will show an amplicon at 266 base pairs (bp), a mutated CALR with insertion will show an amplicon greater than 266 bp, and a mutated CALR with deletion will show an amplicon smaller than 266 bp. This assay has an analytical sensitivity of approximately 6% (ie, 6 mutation-containing cells in 100 total cells) in most mutation types, except for the rare type of 1-bp deletion, which has a sensitivity of approximately 20%. This is a laboratory developed test.(Unpublished Mayo method) | 3 to 5 days | Whole blood/Bone marrow: 2 weeks; Extracted DNA: 3 months | This test was developed and its performance characteristics determined by Mayo Clinic in a manner consistent with CLIA requirements. It has not been cleared or approved by the US Food and Drug Administration. | 81219-CALR(calreticulin) (eg, myeloproliferative disorders), gene analysis, common variants in exon 9 | MPN, CALR Gene Mutation, Exon 9 | 77174-1 | MP020 | Specimen | 31208-2
CALRC | Calreticulin ex9mut Immunostain, Technical Component Only | Identifying the presence ofCALRexon 9 frameshift alterations in myeloproliferative neoplasms | Immunohistochemistry (IHC) | Yes | Calreticulin ex9mut IHC, Tech Only | For the initial technical component only immunohistochemical (IHC) stain performed, the appropriate bill-only test ID will be reflexed and charged (IHTOI). For each additional technical component only IHC stain performed, an additional bill-only test ID will be reflexed and charged (IHTOA). | Supplies:Immunostain Technical Only Envelope (T693) Specimen Type:Tissue Container/Tube:Immunostain Technical Only Envelope Preferred:2 Unstained positively charged glass slide (25- x 75- x 1-mm) per test ordered; sections 4-microns thick Acceptable:Formalin-fixed, paraffin-embedded (FFPE) tissue block |  | The detection of calreticulin exon 9 frameshift alterations can assist in the diagnosis and prognostication of myeloproliferative diseases. Although these alterations are heterogeneous, they all result in a protein with a novel 36-amino acid C terminus the anticalreticulin CAL2 clone specifically identifies. Most patients with essential thrombocythemia or primary myelofibrosis not associated with Janus kinase 2 (JAK2) orMPLvariants are associated withCALRexon 9 variants and primary myelofibrosis patients carryingCALRvariants have a more indolent clinical course. |  | This test does not include pathologist interpretation, only technical performance of the stain. If interpretation is required, order PATHC / Pathology Consultation for a full diagnostic evaluation or second opinion of the case. The positive and negative controls are verified as showing appropriate immunoreactivity. If a control tissue is not included on the slide, a scanned image of the relevant quality control tissue is available upon request; call 855-516-8404. Interpretation of this test should be performed in the context of the patient's clinical history and other diagnostic tests by a qualified pathologist. | Age of a cut paraffin section can affect immunoreactivity. Stability thresholds vary widely among published literature and are antigen-dependent. Best practice is for paraffin sections to be cut within 6 weeks. | 1. Vannucchi AM, Rotunno G, Bartalucci N, et al. Calreticulin mutation-specific immunostaining in myeloproliferative neoplasms: pathogenetic insight and diagnostic value. Leukemia. 2014;28(9):1811-1818. doi:10.1038/leu.2014.100 2. Stein H, Bob R, Durkop H, et al. A new monoclonal antibody (CAL2) detects CALRETICULIN mutations in formalin-fixed and paraffin-embedded bone marrow biopsies. Leukemia. 2016;30(1):131-135. doi:10.1038/leu.2015.192 3. Klampfl T, Gisslinger H, Harutyunyan AS, et al. Somatic mutations of Calreticulin in myeloproliferative neoplasms. N Engl J Med. 2013;369(25):2379-2390. doi:10.1056/NEJMoa1311347 4. Magaki S, Hojat SA, Wei B, So A, Yong WH. An introduction to the performance of immunohistochemistry. Methods Mol Biol. 2019;1897:289-298. doi:10.1007/978-1-4939-8935-5_25 | Immunohistochemistry on sections of paraffin-embedded tissue.(Unpublished Mayo method) | 1 to 3 days | Until staining is complete. | This test has been cleared, approved, or is exempt by the US Food and Drug Administration and is used per manufacturer's instructions. Performance characteristics were verified by Mayo Clinic in a manner consistent with CLIA requirements. | 88342-TC, primary88341-TC, if additional IHC | Calreticulin ex9mut IHC, Tech Only | Order only;no result | 71493 | Calreticulin ex9mut IHC, Tech Only | Bill only; no result
CALNN | Calretinin Immunostain, Technical Component Only | Separating mesotheliomas from carcinomas which usually lack expression of calretinin | Immunohistochemistry (IHC) | Yes | Calretinin IHC, Tech Only | For the initial technical component only immunohistochemical (IHC) stain performed, the appropriate bill-only test ID will be reflexed and charged (IHTOI). For each additional technical component only IHC stain performed, an additional bill-only test ID will be reflexed and charged (IHTOA). | Supplies:Immunostain Technical Only Envelope (T693) Specimen Type:Tissue Container/Tube:Immunostain Technical Only Envelope Preferred:2 Unstained positively charged glass slide (25- x 75- x 1-mm) per test ordered; sections 4-microns thick. Acceptable:Formalin-fixed, paraffin-embedded (FFPE) tissue block |  | Calretinin is expressed in benign and malignant mesothelial cells and strongly expressed in Leydig cells of the testis. |  | This test does not include pathologist interpretation; only technical performance of the stain. If interpretation is required order PATHC / Pathology Consultation for a full diagnostic evaluation or second opinion of the case. The positive and negative controls are verified as showing appropriate immunoreactivity. If a control tissue is not included on the slide, a scanned image of the relevant quality control tissue is available upon request; call 855-516-8404. Interpretation of this test should be performed in the context of the patient's clinical history and other diagnostic tests by a qualified pathologist. | Age of a cut paraffin section can affect immunoreactivity. Stability thresholds vary widely among published literature and are antigen dependent. Best practice is for paraffin sections to be cut within 6 weeks. | 1. Arora R, Agarwal S, Mahur SR, Verma K, Iyer VK, Aron M. Utility of a limited panel of calretinin and Ber-EP4 immunocytochemistry on cytospin preparation of serous effusions: A cost-effective measure in resource-limited settings. Cytojournal. 2011;8:14 2. Musa ZA, Qasim BJ, Ghazi HF, Al Shaikhly AW. Diagnostic roles of calretinin in hirschsprung disease: A comparison to neuron-specific enolase. Saudi J Gastroentrol. 2017;23(1):60-66 3. Fakhry T, Samaka RM, Sheir M, Albatanony AA. Comparative study between use of calretinin and synaptophysin immunostaining in diagnosis of Hirschsprung disease. Int Surg J. 2019;6:(3):658-663. doi:10.18203/2349-2902.isj20190810 4. Magaki S, Hojat SA, Wei B, So A, Yong WH. An introduction to the performance of immunohistochemistry. Methods Mol Biol. 2019;1897:289-298. doi:10.1007/978-1-4939-8935-5_25 | Immunohistochemistry on sections of paraffin-embedded tissue.(Unpublished Mayo method) | 1 to 3 days | Until staining is complete. | This test has been cleared, approved, or is exempt by the US Food and Drug Administration and is used per manufacturer's instructions. Performance characteristics were verified by Mayo Clinic in a manner consistent with CLIA requirements. | 88342-TC, primary88341-TC, if additional IHC | Calretinin IHC, Tech Only | Order only;no result | 70684 | Calretinin IHC, Tech Only | Bill only; no result
CAMPC | Campylobacter Culture, Feces | Determining whetherCampylobacterspecies may be the cause of diarrhea Reflexive testing forCampylobacterspecies from nucleic acid amplification test-positive feces This test is generallynot usefulforpatients hospitalized more than 3 days because the yield from specimens from these patients is very low, as is the likelihood of identifying a pathogen that has not been detected previously. | Conventional Culture | Yes | Campylobacter Culture, F | When this test is ordered, the reflex tests may be performed at an additional charge. | Patient Preparation:Medications: Do not use barium or bismuth before collection of specimen. Supplies:Culture and Sensitivity Stool Transport Vial (T058) Container/Tube:Commercially available transport system specific for recovery of enteric pathogens from fecal specimens (15 mL of non-nutritive transport medium containing phenol red as a pH indicator, either Cary-Blair or Para-Pak C and S) Specimen Volume:Representative portion of fecal specimen Collection Instructions: 1. Collect fresh feces and submit 1 gram or 5 mL in container with transport medium. 2. Place feces in preservative within 2 hours of collection. 3. Place vial in a sealed plastic bag. | 1 mL | Diarrhea may be caused by a number of agents, including bacteria, viruses, parasites, and chemicals; these agents may result in similar symptoms. A thorough patient history covering symptoms, severity and duration of illness, age, travel history, food consumption, history of recent antibiotic use, and illnesses in the family or other contacts will help the healthcare provider determine the appropriate testing to be performed. Campylobacterenteritis is an important cause of acute diarrhea worldwide. The organism inhabits the intestinal tracts of a wide range of animal hosts, notably poultry; contamination from these sources can lead to foodborne disease that is typically caused byCampylobacter jejuniorCampylobacter coli.Campylobacterinfection can also be transmitted via water-borne routes or direct contact with animals or animal products. Early symptoms (1-7 days after exposure) include abrupt onset of abdominal pain, diarrhea, and occasionally vomiting. The acute illness is characterized by cramping, abdominal pain, and diarrhea. Patients may report 10 or more bowel movements per day. Bloody feces may be observed. Diarrhea is typically self-limited, lasting around 7 days. Proper hydration is necessary. Antibiotics are not needed for most cases ofCampylobactergastroenteritis, except if patients experience severe disease or if they are immunocompromised. | No growth of pathogen | The growth ofCampylobacterspecies identifies a potential cause of diarrhea. | The yield ofCampylobacterspecies is reduced when specimens are delayed in transit to the laboratory (>2 hours from collection for unpreserved specimens). Check local public health requirements, which may require submission of isolates to a public health laboratory. | 1. DuPont HL. Persistent diarrhea: A clinical review. JAMA. 2016 Jun 28;315(24):2712-2723. doi:10.1001/jama.2016.7833 2. Skirrow MB, Blaser MJ. Clinical aspects ofCampylobacterinfection. In: Nachamkin I, Blaser MJ, eds.Campylobacter.2nd ed. ASM Press; 2000:69 3. Blaser MJ, Berkowitz ID, LaForce FM, et al.Campylobacterenteritis: clinical and epidemiologic features. Ann Intern Med. 1979;91(2):179-1985 | The fecal specimen is inoculated ontoCampylobacterselective agar and grown in microaerophilic conditions at 42 degrees C. After incubation, suspectCampylobactercolonies are identified using one or a combination of the following techniques: Matrix-assisted laser desorption/ionization time of flight (MALDI-TOF) mass spectrometry, conventional biochemical tests, carbon source utilization, serologic methods, or nucleic acid sequencing of the 16S ribosomal RNA (rRNA) gene.Campylobacterspecies that may be reported include but are not limited to:Campylobacterjejuni;Campylobactercoli;Campylobacterfetus;Campylobacterhelveticus;Campylobacterhyointestinalis;Campylobacterlari;Campylobactersubantarcticus;andCampylobacterupsaliensis.(Pillai DR, Griener T: Culture forCampylobacterand related organisms. In: Leber AL, Church DL, eds. Clinical Microbiology Procedures Handbook. 4th ed. ASM Press; 2016:Section 3.8.2) | 4 to 6 days | 7 days | This test has been cleared, approved, or is exempt by the US Food and Drug Administration and is used per manufacturer's instructions. Performance characteristics were verified by Mayo Clinic in a manner consistent with CLIA requirements. | 87046-CampylobacterCulture, Stool-with isolation and preliminary examination87077-Bacteria Identification (if appropriate)87153-Aerobe Ident by Sequencing (if appropriate)87077-Additional Identification Procedure (if appropriate)87077-Ident by MALDI-TOF mass spec (if appropriate) | Campylobacter Culture, F | 6331-3 | CAMPC | Campylobacter Culture, F | In Process
CFTH | Canary Feathers, IgE, Serum | Establishing a diagnosis of an allergy to canary feathers Defining the allergen responsible for eliciting signs and symptoms Identifying allergens: -Responsible for allergic response and/or anaphylactic episode -To confirm sensitization prior to beginning immunotherapy -To investigate the specificity of allergic reactions to insect venom allergens, drugs, or chemical allergens | Fluorescence Enzyme Immunoassay (FEIA) | Yes | Canary Feathers, IgE | Serum | Collection Container/Tube: Preferred:Serum gel Acceptable:Red top Submission Container/Tube:Plastic vial Specimen Volume:0.5 mL for every 5 allergens requested Collection Instructions:Centrifuge and aliquot serum into a plastic vial. | For 1 allergen: 0.3 mL For more than 1 allergen: (0.05 mL x number of allergens) + 0.25 mL deadspace | Clinical manifestations of immediate hypersensitivity (allergic) diseases are caused by the release of proinflammatory mediators (histamine, leukotrienes, and prostaglandins) from IgE-sensitized effector cells (mast cells and basophils) when cell-bound IgE antibodies interact with an allergen. In vitro serum testing for IgE antibodies provides an indication of the immune response to allergens that may be associated with allergic disease. The allergens chosen for testing often depend upon the age of the patient, history of allergen exposure, season of the year, and clinical manifestations. In individuals predisposed to develop allergic disease, the sequence of sensitization and clinical manifestations proceed as follows: eczema and respiratory disease (rhinitis and bronchospasm) in infants and children less than 5 years due to food sensitivity (milk, egg, soy, and wheat proteins) followed by respiratory disease (rhinitis and asthma) in older children and adults due to sensitivity to inhalant allergens (dust mite, mold, and pollen inhalants). | Class,IgE kU/L,Interpretation, 0,<0.10,Negative, 0/1,0.10-0.34,Borderline/equivocal, 1,0.35-0.69,Equivocal, 2,0.70-3.49,Positive, 3,3.50-17.4,Positive, 4,17.5-49.9,Strongly positive, 5,50.0-99.9,Strongly positive, 6,> or =100,Strongly positive, | Detection of IgE antibodies in serum (class 1 or greater) indicates an increased likelihood of allergic disease as opposed to other etiologies and defines the allergens that may be responsible for eliciting signs and symptoms. The level of IgE antibodies in serum varies directly with the concentration of IgE antibodies expressed as a class score or kU/L |  | Homburger HA, Hamilton RG: Allergic diseases. In: McPherson RA, Pincus MR, eds. Henry's Clinical Diagnosis and Management by Laboratory Methods. 23rd ed.Elsevier; 2017:1057-1070 | Specific IgE from the patient's serum reacts with the allergen of interest, which is covalently coupled to an ImmunoCAP. After washing away nonspecific IgE, enzyme-labeled anti-IgE antibody is added to form a complex. After incubation, unbound anti-IgE is washed away, and the bound complex incubated with a developing agent. After stopping the reaction, the fluorescence of the eluate is measured. Fluorescence is proportional to the amount of specific IgE present in the patient's sample (ie, the higher the fluorescence value, the more IgE antibody is present).(Package insert: ImmunoCAP System Specific IgE FEIA. Phadia; Rev 06/2020) | Same day/1 to 3 days | 14 days | This test has been cleared, approved, or is exempt by the US Food and Drug Administration and is used per manufacturer's instructions. Performance characteristics were verified by Mayo Clinic in a manner consistent with CLIA requirements. | 86003 | Canary Feathers, IgE | 7171-2 | CFTH | Canary Feathers, IgE | 7171-2
CAGR | Canary Grass, IgE, Serum | Establishing a diagnosis of an allergy to canary grass Defining the allergen responsible for eliciting signs and symptoms Identifying allergens: -Responsible for allergic response and/or anaphylactic episode -To confirm sensitization prior to beginning immunotherapy -To investigate the specificity of allergic reactions to insect venom allergens, drugs, or chemical allergens | Fluorescence Enzyme Immunoassay (FEIA) | Yes | Canary Grass, IgE | Serum | Collection Container/Tube: Preferred:Serum gel Acceptable:Red top Submission Container/Tube:Plastic vial Specimen Volume:0.5 mL for every 5 allergens requested Collection Instructions:Centrifuge and aliquot serum into a plastic vial. | For 1 allergen: 0.3 mL For more than 1 allergen: (0.05 mL x number of allergens) + 0.25 mL deadspace | Clinical manifestations of immediate hypersensitivity (allergic) diseases are caused by the release of proinflammatory mediators (histamine, leukotrienes, and prostaglandins) from IgE-sensitized effector cells (mast cells and basophils) when cell-bound IgE antibodies interact with an allergen. In vitro serum testing for IgE antibodies provides an indication of the immune response to allergens that may be associated with allergic disease. The allergens chosen for testing often depend upon the age of the patient, history of allergen exposure, season of the year, and clinical manifestations. In individuals predisposed to develop allergic disease, the sequence of sensitization and clinical manifestations proceed as follows: eczema and respiratory disease (rhinitis and bronchospasm) in infants and children less than 5 years due to food sensitivity (milk, egg, soy, and wheat proteins) followed by respiratory disease (rhinitis and asthma) in older children and adults due to sensitivity to inhalant allergens (dust mite, mold, and pollen inhalants). | Class,IgE kU/L,Interpretation, 0,<0.10,Negative, 0/1,0.10-0.34,Borderline/equivocal, 1,0.35-0.69,Equivocal, 2,0.70-3.49,Positive, 3,3.50-17.4,Positive, 4,17.5-49.9,Strongly positive, 5,50.0-99.9,Strongly positive, 6,> or =100,Strongly positive, | Detection of IgE antibodies in serum (class 1 or greater) indicates an increased likelihood of allergic disease as opposed to other etiologies and defines the allergens that may be responsible for eliciting signs and symptoms. The level of IgE antibodies in serum varies directly with the concentration of IgE antibodies expressed as a class score or kU/L. | Testing for IgE antibodies is not useful in patients previously treated with immunotherapy to determine if residual clinical sensitivity exists or in patients in whom the medical management does not depend upon identification of allergen specificity. Some individuals with clinically insignificant sensitivity to allergens may have measurable levels of IgE antibodies in serum, and test results must be interpreted in the clinical context. False-positive results for IgE antibodies may occur in patients with markedly elevated serum IgE (>2500 kU/L) due to nonspecific binding to allergen solid phases. | Homburger HA, Hamilton RG: Allergic diseases. In: McPherson RA, Pincus MR, eds. Henry's Clinical Diagnosis and Management by Laboratory Methods. 23rd ed. Elsevier; 2017:1057-1070 | Specific IgE from the patient's serum reacts with the allergen of interest, which is covalently coupled to an ImmunoCAP. After washing away nonspecific IgE, enzyme-labeled anti-IgE antibody is added to form a complex. After incubation, unbound anti-IgE is washed away, and the bound complex incubated with a developing agent. After stopping the reaction, the fluorescence of the eluate is measured. Fluorescence is proportional to the amount of specific IgE present in the patient's sample (ie, the higher the fluorescence value, the more IgE antibody is present).(Package insert: ImmunoCAP System Specific IgE FEIA. Phadia; Rev 06/2020) | Same day/1 to 3 days | 14 days | This test has been cleared, approved, or is exempt by the US Food and Drug Administration and is used per manufacturer's instructions. Performance characteristics were verified by Mayo Clinic in a manner consistent with CLIA requirements. | 86003 | Canary Grass, IgE | 6058-2 | CAGR | Canary Grass, IgE | 6058-2
CA25 | Cancer Antigen 125 (CA 125), Serum | Evaluating individuals' response to ovarian cancer therapy Predicting recurrent ovarian cancer This test isnot useful forcancer detection screening in the normal population. | Electrochemiluminescent Immunoassay (ECLIA) | Yes | Cancer Ag 125 (CA 125), S | Serum | Patient Preparation:For 12 hours before specimen collection do nottake multivitamins or dietary supplements containing biotin (vitamin B7), which is commonly found in hair, skin, and nail supplements and multivitamins. Collection Container/Tube: Preferred:Serum gel Acceptable:Red top Submission Container/Tube:Plastic vial Specimen Volume:1 mL Collection Instructions: Centrifuge and aliquot serum into plastic vial. | 0.75 mL | Cancer antigen 125 (CA 125) is a glycoprotein antigen normally expressed in tissues derived from coelomic epithelia (ovary, fallopian tube, peritoneum, pleura, pericardium, colon, kidney, stomach). Serum CA 125 is elevated in approximately 80% of women with advanced epithelial ovarian cancer, but the assay sensitivity is suboptimal in early disease stages. The average reported sensitivities are 50% for stage I and 90% for stage II or greater. Elevated serum CA 125 levels have been reported in individuals with a variety of nonovarian malignancies including cervical, liver, pancreatic, lung, colon, stomach, biliary tract, uterine, fallopian tube, breast, and endometrial carcinomas. Elevated serum CA 125 levels have been reported in individuals with a variety of benign conditions including: cirrhosis, hepatitis, endometriosis, first trimester pregnancy, ovarian cysts, and pelvic inflammatory disease. Elevated levels during the menstrual cycle also have been reported. | Males: Not applicable Females: <46 U/mL | In monitoring studies, elevations ofcancer antigen 125 (CA 125) above the reference intervalafter debulking surgery and chemotherapy indicate that residual disease is likely (>95% accuracy). However, normal levels do not rule out recurrence. A persistently rising CA 125 value suggests progressive malignant disease and poor therapeutic response. Physiologic half-life of CA 125 is approximately 5 days. In individuals with advanced disease who have undergone cytoreductive surgery and are on chemotherapy, a prolonged half-life (>20 days) may be associated with a shortened disease-free survival. | Results cannot be interpreted as absolute evidence of the presence or absence of disease. Serum markers are not specific for malignancy and values may vary by method. Values obtained with different assay methods cannot be used interchangeably. Some individuals have antibodies to mouse protein (HAMA), which can cause interference in immunoassays that employ mouse antibodies. In particular, it has been reported that serum specimens from patients who have undergone therapeutic or diagnostic procedures that include infusion of mouse monoclonal antibodies may produce erroneous results in such assays. Rerunning the specimen in question after additional blocking treatment may resolve the issue. No interference was observed from rheumatoid factors up to a concentration of 1200 IU/mL. There is no high-dose hook effect atcancer antigen 125concentrations of up to 50,000 U/mL. | 1.Zhang M, Cheng S, Jin Y, Zhao Y, Wang Y. Roles of CA125 in diagnosis, prediction, and oncogenesis of ovarian cancer. Biochim Biophys Acta Rev Cancer. 2021;1875(2):188503. doi: 10.1016/j.bbcan.2021.188503 2. Charkhchi P, Cybulski C, Gronwald J, Wong FO, Narod SA, Akbari MR. CA125 and Ovarian Cancer: A Comprehensive Review. Cancers (Basel). 2020;12(12):3730. doi: 10.3390/cancers12123730. PMID: 33322519; PMCID: PMC7763876 3. Sturgeon CM, Duffy MJ, Stenman UH, et al. National Academy of Clinical Biochemistry laboratory medicine practice guidelines for use of tumor markers in testicular, prostate colorectal, breast, and ovarian cancers. Clin Chem. 2008;54(12):11-79 4. The Role of the Obstetrician-Gynecologist in the Early Detection of Epithelial Ovarian Cancer. American College of Obstetricians and Gynecologists. 2011. Committee Opinion Number 477 | The Roche Elecsys CA 125 II (cancer antigen 125) assay is a sandwich electrochemiluminescence immunoassay that employs a biotinylated monoclonal CA 125-specific antibody and a monoclonal CA 125-specific antibody labeled with a ruthenium complex. CA 125 in the specimen reacts with both the biotinylated monoclonal CA 125-specific antibody (mouse) and the monoclonal CA 125-specific antibody (mouse) labeled with ruthenium, forming a sandwich complex. Streptavidin-coated microparticles are added and the mixture is aspirated into the measuring cell where the microparticles are magnetically captured onto the surface of the electrode. Unbound substances are then removed with ProCell. Application of voltage to the electrode induces the chemiluminescent emission, which is then measured against a calibration curve to determine the amount of CA 125 in the patient specimen.(Package insert: Elecsys CA 125 II. Roche Diagnostics; V1.0, 09/2020) | 1 to 3 days | 14 days | This test has been cleared, approved, or is exempt by the US Food and Drug Administration and is used per manufacturer's instructions. Performance characteristics were verified by Mayo Clinic in a manner consistent with CLIA requirements. | 86304 | Cancer Ag 125 (CA 125), S | 83082-8 | CA25 | Cancer Ag 125 (CA 125), S | 83082-8
CA153 | Cancer Antigen 15-3 (CA 15-3), Serum | Managing breast cancer patients when used in conjunction with clinical information and other diagnostic procedures Serial testing to assistinearly detection of disease recurrence in previously treated stage II and III breast cancer patients Monitoring response to therapy in metastatic breast cancer patients This test isnot useful asa cancer screening test. | Electrochemiluminescence Immunoassay (ECLIA) | Yes | Cancer Ag 15-3, (CA 15-3), S | Serum | Patient Preparation:For 12 hours before specimen collection, patientshould nottake multivitamins or dietary supplements (eg, hair, skin, and nail supplements) containing biotin (vitamin B7). Supplies:Sarstedt 5 mL Aliquot Tube (T914) Collection Container/Tube: Preferred:Serum gel Acceptable:Red top Submission Container/Tube:Plastic vial Specimen Volume:1 mL Collection Instructions:Centrifuge and aliquot serum into a plastic vial. | 0.75 mL | Carcinoma of the breast is the most prevalent form of cancer in women. These tumors often produce mucinous antigens, which are large molecular weight glycoproteins with O-linked oligosaccharide chains. Tumor-associated antigens encoded by the humanMUC-1gene are known by several names, including MAM6, milk mucin antigen, cancer antigen (CA) 27.29, and CA 15-3. CA 15-3 assay values are not elevated in most normal individuals and are frequently elevated in sera from breast cancer patients. Nonmammary malignancies in which elevated CA 15-3 assay values have been reported include: lung, colon, pancreas, primary liver, ovary, cervix, and endometrium. | Males: <30 U/mL (use not defined) Females: <30 U/mL | Increasing and decreasing values show correlation with disease progression and regression, respectively.(1) Increasing cancer antigen 15-3 (CA 15-3) assay values in patients at risk for breast cancer recurrence after primary therapy may be indicative of recurrent disease before it can be detected clinically (2,3) and may be used as an indication that additional tests or procedures should be performed. | Testing for cancer antigen 15-3 (CA 15-3) should be performed in conjunction with other clinical methods used for the early detection of recurrence. In rare cases, some individuals can develop antibodies to mouse or other animal antibodies (often referred to as human anti-mouse antibodies [HAMA] or heterophile antibodies), which may cause interference in some immunoassays. The presence of antibodies to streptavidin or ruthenium can also rarely occur and may also interfere in this assay. Caution should be used in interpretation of results and the laboratory should be alerted if the result does not correlate with the clinical presentation. | 1. Molina R, Zanon G, Filella X, et al. Use of serial carcinoembryonic antigen and CA 15-3 assays in detecting relapses in breast cancer patients. Breast Cancer Res Treat. 1995;36(1):41-48 2. Geraghty JG, Coveney EC, Sherry F, O'Higgins NJ, Duffy MJ. CA 15-3 in patients with locoregional and metastatic breast carcinoma. Cancer. 1992;70(12):2831-2834 3. Kallioniemi OP, Oksa H, Aaran RK, Hietanen T, Lehtinen M, Koivula T. Serum CA 15-3 assay in the diagnosis and follow-up of breast cancer. Br J Cancer. 1988;58(2):213-215 4. Lin DC, Genzen JR. Concordance analysis of paired cancer antigen (CA) 15-3 and 27.29 testing. Breast Cancer Research and Treatment. 2018;167:269-276 | The Roche CA 15-3 (cancer antigen 15-3) method is a sandwich electrochemiluminescence immunoassay that employs a biotinylated monoclonal CA 15-3-specific antibody and a monoclonal CA 15-3-specific antibody. CA 15-3 in the automatically prediluted specimen reacts with both the biotinylated monoclonal CA 15-3-specific antibody (mouse) and the monoclonal CA 15-3-specific antibody (mouse) labeled with a ruthenium complex, forming a sandwich complex. Streptavidin-coated microparticles are added and the mixture is aspirated into the measuring cell where the microparticles are magnetically captured onto the surface of the electrode. Unbound substances are then removed with ProCell. Application of voltage to the electrode induces the chemiluminescent emission, which is then measured.(Package insert: Elecsys CA 15-3 II. Roche Diagnostics; V 4.0, 07/2024) | 1 to 3 days | 2 weeks | This test has been cleared, approved, or is exempt by the US Food and Drug Administration and is used per manufacturer's instructions. Performance characteristics were verified by Mayo Clinic in a manner consistent with CLIA requirements. | 86300 | Cancer Ag 15-3, (CA 15-3), S | 83083-6 | CA153 | Cancer Ag 15-3, (CA 15-3), S | 83083-6
FCARP | Cancer-Associated Retinopathy Panel (CARP) by Immunoblot and IHC |  | Immunoblot and IHC | Yes | Cancer Assoc. Retinopathy (CARP) | Varies | Submit only one of the following specimens: Serum: Draw blood in a plain, red-top tube(s), serum gel tube(s) is acceptable. Spin down and send 5 mL serum refrigerated in a plastic vial. Plasma: Draw blood in a lavender-top (EDTA) tube(s). Spin down and send 5 mL EDTA plasma refrigerated in a plastic vial. Complete and submit with specimen: 1.Completed OHSU Ocular request form 2.Clinical history 3.Referring physician information (name & phone number) -NOTE: Without this information, testing cannot be completed. | 3 mL |  | A final report will be provided. |  |  |  |  | 16 to 35 days |  |  | 84182 x 8 | Cancer Assoc. Retinopathy (CARP) | Not Provided | FCARP | Cancer Assoc. Retinopathy (CARP) | Not Provided
CDAB | Candida albicans (Monilia), IgE, Serum | Establishing a diagnosis of an allergy toCandida albicans(Monilia) Defining the allergen responsible for eliciting signs and symptoms Identifying allergens: -Responsible for allergic response and/or anaphylactic episode -To confirm sensitization prior to beginning immunotherapy -To investigate the specificity of allergic reactions to insect venom allergens, drugs, or chemical allergens | Fluorescence Enzyme Immunoassay (FEIA) | Yes | Candida Albicans(Monilia), IgE | Serum | Collection Container/Tube: Preferred:Serum gel Acceptable:Red top Submission Container/Tube:Plastic vial Specimen Volume:0.5 mL for every 5 allergens requested Collection Instructions:Centrifuge and aliquot serum into a plastic vial. | For 1 allergen: 0.3 mL For more than 1 allergen: (0.05 mL x number of allergens) + 0.25 mL deadspace | Clinical manifestations of immediate hypersensitivity (allergic) diseases are caused by the release of proinflammatory mediators (histamine, leukotrienes, and prostaglandins) from IgE-sensitized effector cells (mast cells and basophils) when cell-bound IgE antibodies interact with an allergen. In vitro serum testing for IgE antibodies provides an indication of the immune response to allergens that may be associated with allergic disease. The allergens chosen for testing often depend upon the age of the patient, history of allergen exposure, season of the year, and clinical manifestations. In individuals predisposed to develop allergic disease, the sequence of sensitization and clinical manifestations proceed as follows: eczema and respiratory disease (rhinitis and bronchospasm) in infants and children less than 5 years due to food sensitivity (milk, egg, soy, and wheat proteins) followed by respiratory disease (rhinitis and asthma) in older children and adults due to sensitivity to inhalant allergens (dust mite, mold, and pollen inhalants). | Class,IgE kU/L,Interpretation, 0,<0.10,Negative, 0/1,0.10-0.34,Borderline/equivocal, 1,0.35-0.69,Equivocal, 2,0.70-3.49,Positive, 3,3.50-17.4,Positive, 4,17.5-49.9,Strongly positive, 5,50.0-99.9,Strongly positive, 6,> or =100,Strongly positive, | Detection of IgE antibodies in serum (class 1 or greater) indicates an increased likelihood of allergic disease as opposed to other etiologies and defines the allergens that may be responsible for eliciting signs and symptoms. The level of IgE antibodies in serum varies directly with the concentration of IgE antibodies expressed as a class score or kU/L. | Testing for IgE antibodies is not useful in patients previously treated with immunotherapy to determine if residual clinical sensitivity exists or in patients in whom the medical management does not depend upon identification of allergen specificity. Some individuals with clinically insignificant sensitivity to allergens may have measurable levels of IgE antibodies in serum, and test results must be interpreted in the clinical context. False-positive results for IgE antibodies may occur in patients with markedly elevated serum IgE (>2500 kU/L) due to nonspecific binding to allergen solid phases. | Homburger HA, Hamilton RG: Allergic diseases. In: McPherson RA, Pincus MR, eds. Henry's Clinical Diagnosis and Management by Laboratory Methods. 23rd ed. Elsevier; 2017:1057-1070 | Specific IgE from the patient's serum reacts with the allergen of interest, which is covalently coupled to an ImmunoCAP. After washing away nonspecific IgE, enzyme-labeled anti-IgE antibody is added to form a complex. After incubation, unbound anti-IgE is washed away, and the bound complex incubated with a developing agent. After stopping the reaction, the fluorescence of the eluate is measured. Fluorescence is proportional to the amount of specific IgE present in the patient's sample (ie, the higher the fluorescence value, the more IgE antibody is present).(Package insert: ImmunoCAP System Specific IgE FEIA. Phadia; Rev 06/2020) | Same day/1 to 3 days | 14 days | This test has been cleared, approved, or is exempt by the US Food and Drug Administration and is used per manufacturer's instructions. Performance characteristics were verified by Mayo Clinic in a manner consistent with CLIA requirements. | 86003 | Candida Albicans(Monilia), IgE | 6059-0 | CDAB | Candida Albicans(Monilia), IgE | 6059-0
FCANG | Candida albicans IgG |  | Enzyme immunoassay (FEIA) | Yes | Candida albicans IgG | Serum | Specimen Type: Serum Container/Tube: Red or SST Container/Tube: Red Specimen Volume: 0.5 mL Collection Instructions: Draw blood in a plain red-top tube(s), serum gel tube is acceptable. Spin down and send 0.5 mL of serum Frozen in a sterile, screw top tube. | 0.5 mL | Although there have been many publications concerning the measurement of allergen-specific IgG, the clinical utility of such tests has not been established except in special situations. Thus, the quantitative IgG test should only be ordered by specialists who recognize the limitations of the test. The normal reference ranges reported represent the expected results for individuals who have no unusual exposure and have not been immunized with the indicated allergen. The ranges reported have no disease-associated significance. | <52.0 mcg/mL |  |  |  | Enzyme immunoassay (FEIA). A standard curve is used to calculate the specific IgG concentrations. The calibrators are referenced to the International Reference Preparation for serum immunoglobulins. | 3 to 7 days |  | This test was developed and its performance characteristics determined By Viracor Eurofins. It has not been cleared or approved by the U.S. Food and Drug Administration. | 86001 | Candida albicans IgG | Not Provided | FCANG | Candida albicans IgG | Not Provided
CAURS | Candida auris Surveillance, Molecular Detection, PCR, Varies | DetectingCandida aurisfrom surveillance swabs This test shouldnot be usedto determine cure or to monitor response to therapy. | Real-Time Polymerase Chain Reaction (PCR) | Yes | Candida auris Surveillance, PCR | Swab | Supplies:BD Eswab (T853) Specimen Type:ESwab Source: Axilla and groin composite Container/Tube:ESwabs in liquid Amies medium Specimen Volume:Swab Collection Instructions: 1. Swab transport containers without charcoal must contain a pledget saturated with either Stuart's or Amies liquid media. 2.Swab used for this test cannot be shared with fungal culture. When fungal culture is ordered with this test, send separate swabs for each. | See Specimen Required | Candida auriscan cause serious, and sometimes fatal, infections, is often resistant to one or more classes of antifungal drugs, and inappropriate treatment may occur as it can be misidentified in the laboratory. In addition,C aurisappears to be more resistant to disinfection than other yeasts, leading to prolonged survival in the environment, increasing the possibility of transmission in hospitals and nursing homes. In December 2018, the Centers for Disease Control and Prevention (CDC) recommended that healthcare facilities implement routine surveillance screening of patients who have had an overnight stay in a healthcare facility outside of the US over the past year, particularly if the hospitalization was in a country with confirmed cases ofC auris. The CDC also recommended considering screening of patients who have been hospitalized outside of the US and have a documented infection or colonization with a carbapenemase-producing gram-negative bacteria. These patients have frequently been found to haveC auriscolonization as well. A second group of people for whom screening is recommended includes healthcare workers who have been in close contact with patients who have previously unrecognizedC aurisinfection or colonization. TheC aurispolymerase chain reaction assay detects and identifiesC auriscombination groin/axilla surveillance swabs. | Not applicable | A positive result indicates the presence ofCandida aurisDNA. A negative result indicates the absence of detectableC aurisDNA. | A negative result does not rule out the presence ofCandida aurisbecause the organism may be present at levels below the limit of detection for this assay. This assay detectsC aurisnucleic acid and, therefore, does not distinguish between viable, disease-related organisms and nucleic acid persisting from prior or treated infection. Test results should be correlated with patient symptoms and clinical presentation before a definitive diagnosis is made. | 1. Spivak ES, Hanson KE. Candida auris: an emerging fungal pathogen. J Clin Microbiol. 2018;56(2):e01588-17 2. Centers for Disease Control and Prevention (CDC) National Center for Emerging and Zoonotic Infectious Diseases (NCEZID), Division of Foodborne, Waterborne, and Environmental Diseases (DFWED):Candida auris. CDC; Updated July 31, 2023. Accessed September 22, 2023. Available at: www.cdc.gov/fungal/candida-auris/index.html 3. Navalkele BD, Revankar S, Chandrasekar P.Candida auris: a worrisome, globally emerging pathogen.Expert Rev Anti Infect Ther. 2017;15(9):819-827 | Swabs are processed by placing 50 mcL of the Amies transport medium from an ESwab into neutralization buffer. DNA is extracted. The extracted DNA is placed on the LightCycler 480 instrument, which amplifies and monitors by fluorescence the development of target nucleotide sequences after each polymerase chain reaction (PCR) cycle. A specific 269 base pairs target sequence from a portion of the 28S rDNA gene fromCandida aurisis amplified and the resulting segment is detected by melt-curve analysis using sequence-specific fluorescence resonance energy transfer hybridization probes. (Walchak RC, Buckwalter SP, Zinsmaster NM, et al.Candida aurisdirect detection from surveillance swabs, blood, and urine using a laboratory-developed PCR method. J Fungi (Basel). 2020;6(4):224. doi:10.3390/jof6040224) | 1 to 3 days | 7 days | This test was developed and its performance characteristics determined by Mayo Clinic in a manner consistent with CLIA requirements. It has not been cleared or approved by the US Food and Drug Administration. | 87481 | Candida auris Surveillance, PCR | 95765-4 | SCAR | C auris PCR, Result | 95765-4
CVRNA | Candida Vaginitis, Nucleic Acid Amplification RNA, Vaginal | Aiding in the diagnosis of Candida vaginitis This test isnot intended for usein medico-legal applications. | Transcription Mediated Amplification | Yes | Candida vaginitis, Amplified RNA | Vaginal | Specimen Type:Vaginal Supplies:Aptima Multitest Swab Collection Kit (T584) Container/Tube:Aptima Multitest Swab Specimen Volume:Swab Collection Instructions: 1.Specimens must be collected using the Aptima Multitest Swab Collection Kit. 2. Insert swab (pink shaft) about 5 cm past introitus and rotate gently for 30 seconds. 3. Place swab into transport tube provided in collection kit. Snap off swab at score line so swab fits into closed tube. 4. Cap tube securely, and label tube with patient's entire name and collection date and time. 5. Maintain swab container at 2 to 30 degrees C (refrigerate temperature is preferred) and transport within 30 days of collection. If longer storage is needed, freeze at -20 to -70 degrees C up to 60 days. | See Specimen Required | This test is intended to aid in the diagnosis of vulvovaginal candidiasis from vaginal samples collected from symptomatic individuals.Vaginitis is characterized by a spectrum of signs and symptoms, including vaginal/vulvar irritation, odor, discharge, and pruritus. Vaginitis may develop as a result of mechanical and/or chemical irritants (eg, feminine hygiene products, contraceptive materials), or due to a dysbiosis of the microbiota in the vaginal tract. Up to 90% of vaginitis cases are infectious due to Bacterial vaginosis (BV), vulvovaginal candidiasis (Candidavaginitis, CV) and/or trichomoniasis (Trichomonas vaginalis, TV). BV, CV and TV individually account for 22% to 50%, 17% to 39%, and 4% to 35% of vaginitis cases, respectively. CV, commonly known as a yeast infection, is the second most frequent cause of vaginitis. CV is characterized by an overgrowth ofCandidaspecies in the vaginal tract and is associated with development of inflammation, abnormal vaginal discharge, vaginal soreness, pruritus, dyspareunia, and external dysuria. Up to 89% of CV cases are caused byCalbicans, while non-albicans species may be responsible for 11%.C glabrata, which is responsible for the majority of non-albicans CV in the U.S., has decreased susceptibility to standard antifungal regiments for CV as compared toC albicans, which is whyC glabratais specifically reported by this assay. | Candida glabrata Negative Candidaspecies group (C albicans, C tropicalis, C parapsilosis, C dubliniensis) Negative | Candida species group (C albicans, C tropicalis, C parapsilosis, C dubliniensis): Positive: Candida albicans, C tropicalis, C parapsilosis and/or C dubliniensis RNA detected. Individual organisms are not identified or reported by this assay. Results should be interpreted alongside clinical presentation. Up to 21% of asymptomatic patients may be positive by this assay. Negative: No RNA detected from Candida albicans, C tropicalis, C parapsilosis or C dubliniensis. A negative result does not exclude infection. Inconclusive: Repeat testing on a new sample is recommended if clinically indicated. Candida glabrata: Positive: Candida glabrata RNA detected. Results should be interpreted alongside clinical presentation. Up to 9% of asymptomatic patients may be positive for C glabrata this assay. Negative: No RNA detected from Candida glabrata. A negative result does not exclude infection. Inconclusive: Repeat testing on a new sample is recommended if clinically indicated. | The effects of tampon use, douching, and specimen collection variables have not been evaluated for their impact on assay performance. This report is intended for clinical monitoring or management of patients; it is not intended for use in medico-legal applications. Appropriate specimen collection and handling is necessary for optimal assay performance. Therapeutic failure or success cannot be determined with this assay since nucleic acid may persist following appropriate antimicrobial therapy. A negative result does not preclude a possible infection because results are dependent on adequate specimen collection. Test results may be affected by improper specimen collection, technical error, specimen mix-up, or low numbers of organisms in the specimen (target levels below the assay limit of detection). Therapeutic failure or success cannot be determined since nucleic acid may persist following appropriate antimicrobial therapy. Performance of the assay has not been evaluated in women younger than 14 years. Collection and testing of patient-collected vaginal swab specimens with the assay is not intended to replace clinical examination. Vaginal infections may result from other causes or concurrent infections may occur. Interference with the assay was observed in the presence of the following substances: Tioconazole 6.5% Ointment (3% W/V, all analytes), Vaginal Moisturizing Gel (1% W/V, C spp; 5% W/V,C glabrata; 3% W/V, TV), and Glacial Acetic Acid (5% V/V, C spp only). The following organism was observed to cross-react above the stated concentrations: Candida famataat concentrations higher than 5x105 CFU/mL. Competitive interference was observed in co-infected samples for the combination of low C glabrata(3X LoD) and highT vaginalis(1x105 or 1x104 cells/mL). | 1. Workowski KA, Bachmann LH, Chan PA, et al. Sexually transmitted infections treatment guidelines, 2021. MMWR Recomm Rep. 2021;70(4):1-187. doi:10.15585/mmwr.rr7004a1 2. Huang SH, Hsu HC, Lee TF, et al. Prevalence, Associated Factors, and Appropriateness of Empirical Treatment of Trichomoniasis, Bacterial Vaginosis, and Vulvovaginal Candidiasis among Women with Vaginitis, 2023. American Society for Microbiology. 2023;11(3):e00161-23.doi:10.1128/spectrum.00161-23 3. Farr, A., Effendy, I., Frey Tirri, B., Hof, H., et al. Guideline: Vulvovaginal candidosis (AWMF 015/072, level S2k), 2021. Mycoses. 2021;64(6) 583-602. doi.org/10.1111/myc.13248 | The Aptima CV/TV kit is used for this testing, however only the CV result is reported. This assay is anin vitronucleic acid amplification test for the detection of RNA from microorganisms associated with vulvovaginal candidiasis and trichomoniasis. The assay utilizes real time transcription-mediated amplification (TMA) to detect and qualitatively report results for the following organisms:Candidaspecies group (C albicans, C tropicalis, parapsilosis, C dubliniensis), Candida glabrata,andTrichomonas vaginalis(TV). The Panther system detects and discriminates between four fluorescent signals corresponding to Candida species group, C glabrata, TV, and IC amplification products. The Panther system software uses an Aptima CV/TV assay-specific algorithm that interprets the amplification signal emergence times to generate a Positive or Negative status for each target organism in the sample. Note, the TV component of this kit is not reported. (Package insert: Aptima CV/TV Assay, AW-23713-001. Hologic, Inc; Rev 001, 03/2023) | 1 to 4 days | 7 days | This test has been cleared, approved, or is exempt by the US Food and Drug Administration and is used per manufacturer's instructions. Performance characteristics were verified by Mayo Clinic in a manner consistent with CLIA requirements. | 87481 | Candida vaginitis, Amplified RNA | 92703-8 | 621518 | Candida glabrata, Amplified RNA | 94421-5
FCBDS | Cannabidiol, Serum |  | High Performance Liquid Chromatography/ Tandem Mass Spectrometry (LC-MS/MS) | Yes | Cannabidiol, Serum | Serum Red | ***Must submit one specimen per order. Specimens cannot be shared between multiple orders.*** Specimen Type:Serum Collection Container/Tube:Red top Submission Container/Tube:Plastic vial Specimen Volume:1 mL Collection Instructions: 1.Draw blood in a red-top tube(s).Serum gel tube is not acceptable. 2. Centrifuge and send 1 mL of serum refrigerated in a plastic, preservative-free vial. | 0.5 mL | Mean peak CBD plasma concentrations at 3-4 hours post-dose with Sativex at a low dose (5.4 mg of Delta-9 THC and 5.0 mg of Cannabidiol) were 1.6 +/- 0.4 ng/mL and at a high dose (16 mg of Delta-9 THC and 15 mg of Cannabidiol) were 6.7 +/- 2.0 ng/mL. Following high dose 400 and 800 mg oral synthetic CBD in corn oil administration, mean peak CBD plasma concentrations occurred within 1.5-3 hours post-dose and were 181.2 +/- 39.8 and 221.1 +/- 35.6 ng/mL, respectively. The ratio of blood to serum or plasma concentration is unknown for this analyte. | Reporting limit determined each analysis Units: ng/mL |  | Known Interferences: Excessive amounts of oleamide from plastic tubes |  |  | 11 to 13 days |  | This test was developed and its performance characteristics determined by NMS Labs. It has not been cleared or approved by the U.S. Food and Drug Administration. | 80349G0480, if appropriate | Cannabidiol, Serum | 82964-8 | Z5547 | Cannabidiol | 82964-8
FMARI | Cannabinoid Analysis, Whole Blood |  | Immunoassay (IA) - Screen Gas Chromatography/Mass Spectrometry (GC/MS) - Confirmation, if applicable | Yes | THC, Scr w/Conf, WB | If the Cannabinoid Analysis, Whole Blood is positive, then the THC, GC/MS Confirmation (FMARX) will be performed at an additional charge. | Draw blood in a purple-top (EDTA), green-top (sodium-heparin) or grey-top (NaF/oxalate) tube(s). Send 7 mL of whole blood refrigerated in a plastic vial. | 3 mL |  | Cannabinoid Screen: THC (MARIJUANA) Metabolite- Negative;Cutoff: 5 ng/mL Cannabinoid Confirmation: Tetrahydrocannabinol (THC) Carboxy-THC Hydroxy-THC Cannabidiol Confirmation threshold: 1.0 ng/mL |  |  |  |  | 7 to 9 days |  | This test was developed and its performance characteristics determined by LabCorp. It has not been cleared or approved by the Food and Drug Administration. | 8030780349- if applicableG0480 (if applicable) | THC, Scr w/Conf, WB | 42491-1 | Z4819 | THC (Marijuana) Metabolite | 42491-1
FCDU7 | Cannabinoids, Umbilical Cord Tissue |  | Only orderable as part of a profile-see FCDSU. | Yes | Cannabinoids, UC | If appropriate, confirmation testing will be performed at no additional charge. | Only orderable as part of a profile-see FCDSU. |  |  | Reporting limit determined each analysis. Units: ng/g Only orderable as part of a profile-see FCDSU. | [8 empty] | Cannabinoids, UC | Not Provided | Z6180 | Delta-9 THC | 97586-2
CWAY | Caraway, IgE, Serum | Establishing the diagnosis of an allergy to caraway Defining the allergen responsible for eliciting signs and symptoms Identifying allergens: -Responsible for allergic response and/or anaphylactic episode -To confirm sensitization prior to beginning immunotherapy -To investigate the specificity of allergic reactions to insect venom allergens, drugs, or chemical allergens | Fluorescence Enzyme Immunoassay (FEIA) | Yes | Caraway, IgE | Serum | Collection Container/Tube: Preferred:Serum gel Acceptable:Red top Submission Container/Tube:Plastic vial Specimen Volume:0.5 mL for every 5 allergens requested Collection Instructions:Centrifuge and aliquot serum into a plastic vial. | For 1 allergen: 0.3 mL More than 1 allergen: (0.05 mL x number of allergens) + 0.25 mL dead space | Clinical manifestations of immediate hypersensitivity (allergic) diseases are caused by the release of proinflammatory mediators (histamine, leukotrienes, and prostaglandins) from IgE-sensitized effector cells (mast cells and basophils) when cell-bound IgE antibodies interact with an allergen. In vitro serum testing for IgE antibodies provides an indication of the immune response to allergens that may be associated with allergic disease. The allergens chosen for testing often depend upon the age of the patient, history of allergen exposure, season of the year, and clinical manifestations. In individuals predisposed to develop allergic disease, the sequence of sensitization and clinical manifestations proceed as follows: eczema and respiratory disease (rhinitis and bronchospasm) in infants and children less than 5 years due to food sensitivity (milk, egg, soy, and wheat proteins) followed by respiratory disease (rhinitis and asthma) in older children and adults due to sensitivity to inhalant allergens (dust mite, mold, and pollen inhalants). | Class,IgE kU/L,Interpretation, 0,<0.10,Negative, 0/1,0.10-0.34,Borderline/equivocal, 1,0.35-0.69,Equivocal, 2,0.70-3.49,Positive, 3,3.50-17.4,Positive, 4,17.5-49.9,Strongly positive, 5,50.0-99.9,Strongly positive, 6,> or =100,Strongly positive, | Detection of IgE antibodies in serum (class 1 or greater) indicates an increased likelihood of allergic disease as opposed to other etiologies and defines the allergens that may be responsible for eliciting signs and symptoms. The level of IgE antibodies in serum varies directly with the concentration of IgE antibodies expressed as a class score or kU/L. | Testing for IgE antibodies is not useful in patients previously treated with immunotherapy to determine if residual clinical sensitivity exists or in patients in whom the medical management does not depend upon identification of allergen specificity. Some individuals with clinically insignificant sensitivity to allergens may have measurable levels of IgE antibodies in serum, and test results must be interpreted in the clinical context. False-positive results for IgE antibodies may occur in patients with markedly elevated serum IgE (>2500 kU/L) due to nonspecific binding to allergen solid phases. | Homburger HA, Hamilton RG: Allergic diseases. In: McPherson RA, Pincus MR, eds. Henry's Clinical Diagnosis and Management by Laboratory Methods. 23rd ed.Elsevier; 2017:1057-1070 | Specific IgE from the patient's serum reacts with the allergen of interest, which is covalently coupled to an ImmunoCAP. After washing away nonspecific IgE, enzyme-labeled anti-IgE antibody is added to form a complex. After incubation, unbound anti-IgE is washed away, and the bound complex incubated with a developing agent. After stopping the reaction, the fluorescence of the eluate is measured. Fluorescence is proportional to the amount of specific IgE present in the patient's sample (ie, the higher the fluorescence value, the more IgE antibody is present).(Package insert: ImmunoCAP System Specific IgE FEIA. Phadia; Rev 06/2020) | Same day/1 to 3 days | 14 days | This test was developed and its performance characteristics determined by Mayo Clinic in a manner consistent with CLIA requirements. It has not been cleared or approved by the US Food and Drug Administration. | 86003 | Caraway, IgE | 7178-7 | CWAY | Caraway, IgE | 7178-7
CARBR | Carbamazepine Hypersensitivity Pharmacogenomics, Varies | Identifying individuals with increased risk ofrisk of carbamazepine- or oxcarbazepine-associated cutaneous adverse reactions | Qualitative Allele-Specific Real-Time Polymerase Chain Reaction (PCR) | Yes | Carbamazepine PGx Panel, V | Varies | Multiple genotype tests can be performed on a single specimen after a single extraction. SeeMultiple Genotype Test Listfor a list of tests that can be ordered together. Submit only 1 of the following specimens: Specimen Type:Whole blood Container/Tube:Lavender top (EDTA) Specimen Volume:3 mL Collection Instructions: 1. Invert several times to mix blood. 2. Send whole blood specimen in original tube.Do not aliquot. Specimen Stability Information:Ambient (preferred) 9 days/Refrigerated 30 days Specimen Type:Saliva Supplies:Saliva Swab Collection Kit (T786) Patient Preparation:Patient should not eat, drink, smoke, or chew gum 30 minutes prior to collection. Specimen Volume:1 Swab Collection Instructions:Collect and send specimen per kit instructions. Specimen Stability Information:Ambient 30 days Specimen Type:ExtractedDNA Container/Tube:2-mL screw top tube SpecimenVolume:100 mcL (microliters) Collection Instructions: 1. The preferred volume is 100 mcL at a concentration of 50 ng/mcL. 2. Provide concentration of DNA and volume on tube. Specimen Stability Information:Frozen (preferred) 1 year/Ambient/Refrigerated | Blood: 0.35 mL Saliva, extracted DNA: see Specimen Required | Carbamazepine and oxcarbazepine are aromatic anticonvulsants, as are eslicarbazepine, lamotrigine, phenytoin, fosphenytoin, and phenobarbital. Carbamazepine is FDA-approved for the treatment of epilepsy, trigeminal neuralgia, and bipolar disorder. Oxcarbazepine is FDA-approved for the treatment of partial seizures.A minority of carbamazepine- or oxcarbazepine-treated persons have cutaneous adverse reactions that vary in prevalence and severity, with some forms associated with substantial morbidity and mortality. The most severe reactions, such as the Stevens-Johnson syndrome (SJS) and toxic epidermal necrolysis (TEN), are characterized by a blistering rash affecting a variable percentage of the body-surface area. TEN is the rarest of these phenotypes and is associated with mortality of up to 30%. Drug reaction with eosinophilia and systemic symptoms (DRESS) and maculopapular exanthema (MPE) may also be related to carbamazepine exposure. According to the FDA-approved label for carbamazepine, the estimated incidence of SJS-TEN is 1 to 6 cases in 10,000 persons of European ancestry who are exposed to the drug. The rate of SJS-TEN as a result of carbamazepine exposure is about 10 times higher in some Asian countries. According to the FDA label for oxcarbazepine, the rate of TEN and SJS among individuals exposed to oxcarbazepine exceeds the background incidence by a factor of 3- to 10-fold, but this is expected to be an underestimate due to underreporting. Clinical studies have demonstrated associations between some human leukocyte antigen (HLA) genotypes and drug-associated cutaneous adverse reactions. The presence of theHLA-B*15:02allele varies throughout Asia: 10% to 15% frequency in Chinese; 2% to 4% frequency in Southeast Asians and Indians; and less than 1% frequency in Japanese and Koreans. This allele is strongly associated with greater risk of SJS and TEN in patients treated with carbamazepine or oxcarbazepine and has also been associated with SJS/TEN with phenytoin use. There is very limited evidence associating SJS/TEN/DRESS or MPE and other aromatic anticonvulsants in patients who are positive forHLA-B*15:02. TheHLA-A*31:01allele, which has a prevalence of 2% to 5% in Northern European populations, 6% among Hispanic/South American populations, and 8% among Japanese populations, has been significantly associated withgreater risk of MPE, DRESS, and SJS/TEN among patients treated with carbamazepine. In the absence ofHLA-A*31:01, the risk fordrug-associated cutaneous adverse reactionsis 3.8%, but in the presence of this allele, the risk increases to 26%.The evidence linking other aromatic anticonvulsants with SJS/TEN in the presence of theHLA-A*31:01allele is weaker; however, an alternative medication should be chosen with caution. The FDA-approved label for carbamazepine states that the screening of patients in genetically at-risk populations (ie, patients of Asian descent) for the presence of theHLA-B*15:02allele should be carried out prior to initiating treatment with carbamazepine. The FDA-approved label also notes the association ofHLA-A*31:01allele with drug-associated cutaneous adverse reactions regardless of ethnicity, but it does not specifically mandate screening of patients. The FDA-approved label for oxcarbazepine indicates that testing for the presence of theHLA-B*15:02allele should be considered in patients with ancestry including genetically at-risk populations prior to initiation of therapy. According to the most recent Clinical Pharmacogenetic Implementation Consortium (CPIC) guideline, patients who areHLA-B*15:02positive should not be prescribed carbamazepine or oxcarbamazepine if alternative agents are available; however, caution should be used in selecting an alternative medication as there is weaker evidence that also links other aromatic anticonvulsants with SJS/TEN in patients positive forHLA-B*15:02.Furthermore, phenytoin is the subject of a separate CPIC guideline with recommendations to avoid phenytoin inHLA-B*15:02positive individuals, along with additional recommendations based onCYP2C9genotype. Patients who areHLA-A*31:01positive should not be prescribed carbamazepine if alternative agents are available. However, although very limited evidence links SJS/TEN/DRESS/MPE with other aromatic anticonvulsants, amongHLA-A*31:01-positive patients, caution should be used in selecting an alternative medication. | An interpretive report will be provided. | The presence of theHLA-B*15:02and/orHLA-A*31:01alleleconfers increased risk for hypersensitivity to carbamazepine. The presence of theHLA-B*15:02allele also confers increased risk for hypersensitivity to oxcarbazepine and phenytoin. For additional information regarding pharmacogenomic genes and their associated drugs, see thePharmacogenomic Associations Tables. This resource also includes information regarding enzyme inhibitors and inducers, as well as potential alternate drug choices. | Rare reported or unreportedHLA-AandHLA-Balleles may occur and may interfere with this assay, resulting in a false-positive or false-negative call. Examples of alleles that may interfere include otherHLA-A*31alleles (includingHLA-A *31:01:23),HLA-B*15:13,HLA-B*15:31,HLA-B*15:55,HLA-B*15:88,HLA-B*15:89,HLA-B*18:20,HLA-B*15:112,HLA-B*15:121,HLA-B*15:144, andHLA-B*15:170. However, most of these alleles are rare and exist only in specific ethnicities, and it is not known if any of these subtypes are associated with hypersensitivity. For example,HLA-B*15:13, while rare, has been observed more in Asian populations than other populations. Samples may contain donor DNA if obtained from patients who received non-leukoreduced blood transfusions or allogeneic hematopoietic stem cell transplantation (AHSCT). Results from samples obtained under these circumstances may not accurately reflect the recipient's genotype. For individuals who have received blood transfusions, the genotype usually reverts to that of the recipient within 6 weeks. The impact of AHSCT on risk of adverse cutaneous reactions is not defined in the literature. | 1. Phillips EJ, Sukasem C, Whirl-Carrillo M, et al: Clinical Pharmacogenetics Implementation Consortium guideline for HLA genotype and use of carbamazepine and oxcarbazepine: 2017 Update. Clin Pharmacol Ther. 2018;103(4):574-581 2. Caudle KE, Rettie AE, Whirl-Carrillo M, et al: Clinical pharmacogenetics implementation consortium guidelines for CYP2C9 and HLA-B genotypes and phenytoin dosing. Clin Pharacol Ther. 2014;96(5):542-548 3. McCormack M, Alfirevic A, Bourgeois S, et al: HLA-A*3101 and carbamazepine-induced hypersensitivity reactions in Europeans. N Engl J Med. 2011;364:1134-1143 4. Amstutz U, Shear NH, Rieder MJ, et al: Recommendations for HLA-B*15:02 and HLA-A*31:01 genetic testing to reduce the risk of carbamazepine-induced hypersensitivity reactions. Epilepsia. 2014;55:496-506 5. Caudle KE, Rettie AE, Whirl-Carrillo M, et al: Clinical Pharmacogenetics Implementation Consortium Guidelines for CYP2C9 and HLA-B genotypes and phenytoin dosing. Clin Pharmacol Ther. 2014;96(5):542-548 | Genomic DNA is extracted from whole blood. Amplification for theHLA-B*15:02andHLA-A*31:01alleles and an internal control gene is performed by real-time polymerase chain reaction (PCR) in the presence of SYBR Green, which fluoresces when bound to double-stranded DNA. A genotype is assigned based on the allele-specific SYBR Green fluorescent signals that are detected.(Unpublished Mayo method) | 1 to 5 days | Whole Blood/Saliva: 2 weeks; Extracted DNA: 2 months | This test was developed and its performance characteristics determined by Mayo Clinic in a manner consistent with CLIA requirements. It has not been cleared or approved by the US Food and Drug Administration. | 81381 x 2 | Carbamazepine PGx Panel, V | 94855-4 | 610664 | Reviewed by | 18771-6
CARTF | Carbamazepine Profile, Serum | Monitoring patients exhibiting symptoms of carbamazepine toxicity whose total serum carbamazepine concentration is within the therapeutic range, but who may be producing significant levels of the active metabolite epoxide Free carbamazepine concentration may also be useful to monitor in patients with altered or unpredictable protein binding capacity | CARTA: Homogeneous Microparticle Agglutination Immunoassay 1011E: High-Performance Liquid Chromatography (HPLC) CARF: Ultrafiltration Followed by Homogeneous Microparticle Agglutination Immunoassay | Yes | Carbamazepine Profile, S | Serum Red | Container/Tube:Red top Specimen Volume:2 mL Submission Container/Tube:Plastic vial Collection Instructions: 1. Draw blood 12 hours (trough value) after last dose. 2. Centrifuge and aliquot serum into a plastic vial within 2 hours of collection. | 1 mL | Carbamazepine is a common antiepileptic drug. It is a first-line drug for treatment of partial seizures and trigeminal neuralgia. Carbamazepine is metabolized by the liver to carbamazepine-10,11-epoxide (CBZ10-11), which is pharmacologically active and potentially toxic. CBZ10-11 is, in turn, inactivated by hepatic conversion to a transdiol derivative. CBZ10-11 may be responsible for the congenital abnormalities that are sometimes associated with the use of carbamazepine during early pregnancy. There have been cases of severe seizures exacerbation when serum epoxide levels were increased. Toxic levels of CBZ10-11 can occur during: -Concomitant administration of other drugs that induce hepatic oxidizing enzymes (eg, most antiepileptic drugs [with the exception of valproic acid and the benzodiazepines], propoxyphene) -Concomitant administration of drugs that inhibit its breakdown such as valproic acid, felbamate, and lamotrigine -High-dose carbamazepine therapy, especially in combination with the above conditions | CARBAMAZEPINE, TOTAL Therapeutic: 4.0-12.0 mcg/mL Critical value: > or =15.0 mcg/mL CARBAMAZEPINE-10,11-EPOXIDE Therapeutic: 0.4-4.0 mcg/mL Toxic concentration: > or =8.0 mcg/mL CARBAMAZEPINE,FREE Therapeutic: 1.0-3.0 mcg/mL Critical value: > or =4.0 mcg/mL | The clinically acceptable serum concentration of carbamazepine-10,11-epoxide (CBZ10-11) is not well established, but 4.0 mcg/mL has often been used as an upper limit for its therapeutic range. The ratio of CBZ10-11 to carbamazepine is usually less than or equal to 0.2 mcg/mL in symptomatic adults and less than or equal to 0.3 mcg/mL in children. Clinical correlation is aided by comparing values obtained when the patient is symptomatic with those obtained when the patient has improved. | Routine determination of carbamazepine-10,11-epoxide (CBZ10-11) is not clinically indicated. It should be considered when the source of treatment in associated symptoms is not obvious. | 1. Theodore WH, Narang PK, Holmes MD, et al: Carbamazepine and its epoxide: relation of plasma levels to toxicity and seizure control. Ann Neurol 1989;25:194-196 2. Tomson T, Almkvist O, Nilsson BY, et al: Carbamazepine-10, 11-epoxide in epilepsy. A pilot study. Arch Neurol 1990;47:888-892 3. McKauge L, Tyrer JH, Eadie MI: Factors influencing simultaneous concentrations of carbamazepine and its epoxide in plasma. Ther Drug Monit 1981;3:63-70 4. Brodie MJ, Forrest G, Rapeport WG: Carbamazepine-10,11-epoxide concentrations in epileptics of carbamazepine alone and in combination with other anticonvulsants. Br J Clin Pharmacol 1983;16:747-749 5. Shoeman JF, Elyas AA, Brett EM, Lascelles PT: Correlation between plasma carbamazepine-10,11-epoxide concentration and drug side-effects in children with epilepsy. Dev Med Child Neurol 1984;26:756-764 | Carbamazepine, Total: CARTA: The ONLINE TDM Carbamazepine Gen.4 assay is a homogeneous microparticle agglutination immunoassay. It is a 2-reagent system used for the detection of carbamazepine in serum. Kinetic interaction of microparticles (KIMS) will be measured using automated analyzers. In this technology biotinylated drug hapten attached to streptavidin coated latex beads serves as the binding partner to anticarbamazepine antibody. A competitive reaction to a limited amount of specific anticarbamazepine antibody takes place between the latex bound hapten and free carbamazepine in the serum sample. A decrease in the apparent signal is proportional to the amount of drug present in the sample.(Package insert: Roche Carbamazepine reagent, Roche Diagnostic Corp, Indianapolis, IN) Carbamazepine, Free: Free carbamazepine is isolated from serum by ultrafiltration. CARTA: The ONLINE TDM Carbamazepine Gen.4 assay is a homogeneous microparticle agglutination immunoassay. It is a 2-reagent system used for the detection of carbamazepine in serum. Kinetic interaction of microparticles (KIMS) will be measured using automated analyzers. In this technology biotinylated drug hapten attached to streptavidin coated latex beads serves as the binding partner to anti-carbamazepine antibody. A competitive reaction to a limited amount of specific anti-carbamazepine antibody takes place between the latex bound hapten and free carbamazepine in the serum sample. A decrease in the apparent signal is proportional to the amount of drug present in the sample.(Package insert: Roche Carbamazepine reagent, Roche Diagnostic Corp, Indianapolis, IN) Carbamazepine-10,11-Epoxide: High-performance liquid chromatography (HPLC).(Chelberg RD, Gunawan S, Treiman DM: Simultaneous high-performance liquid chromatography determination of carbamazepine and its principal metabolites in human plasma and urine. Ther Drug Monit 1988;10:188-193) | Same day/1 to 7 days | CARTA: 1 week; CARF: 1 week; 1011E: 2 weeks | This test has been modified from the manufacturer's instructions. Its performance characteristics were determined by Mayo Clinic in a manner consistent with CLIA requirements. This test has not been cleared or approved by the US Food and Drug Administration. | 80156-Carbamazepine, total80157-Carbamazepine, free80161-Carbamazepine-10,11-Epoxide | Carbamazepine Profile, S | 50337-5 | CARF | Carbamazepine, Free, S | 3433-0
CARFT | Carbamazepine, Free and Total, Serum | Monitoring carbamazepine (free and total) therapy in patients who are uremic | CARF: Ultrafiltration Followed by Homogeneous Microparticle Agglutination Immunoassay CARTA: Homogeneous Microparticle Agglutination Immunoassay | Yes | Carbamazepine, Free and Total, S | Serum Red | Container/Tube:Red top (serum gel/SST are not acceptable) Submission Container/Tube:Plastic vial Specimen Volume:2 mL Collection Instructions:Centrifuge and aliquot serum into a plastic vial within 2 hours of collection. | 1 mL | Carbamazepine (Tegretol) is an effective treatment for complex partial seizures, with or without generalization to tonic-clonicseizures. It is frequently administered in conjunction with otherantiepileptic agents, such as phenytoin and valproic acid. Under normal circumstances, 75% of the carbamazepine that circulates in blood is protein bound. In severe uremia, carbamazepine may be displaced from protein, resulting in a higher free (unbound) fraction of the drug circulating in blood. Since neurologic activity and toxicity are directly related to the circulating free fraction of drug, adjustment of dosage based on knowledge of the free carbamazepine level may be useful in patients with severe uremia. | CARBAMAZEPINE, TOTAL Therapeutic: 4.0-12.0 mcg/mL Critical value: > or =15.0 mcg/mL CARBAMAZEPINE, FREE Therapeutic: 1.0-3.0 mcg/mL Critical value: > or =4.0 mcg/mL | In patients with normal kidney function, optimal response is often associated with free (unbound) carbamazepine levels greater than 1.0 mcg/mL, and toxicity may occur when the free carbamazepine is greater than or equal to 4.0 mcg/mL. In uremic patients, the free carbamazepine level may be a more useful guide for dosage adjustments than the total level. In patients with severe uremia, subtherapeutic total carbamazepine levels in the range of 1.0 to 2.0 mcg/mL may be associated with therapeutic free levels. Toxicity may occur in these patients when the free carbamazepine level is greater than or equal to 4.0 mcg/mL (even though the total carbamazepine concentration is <15.0 mcg/mL). As with the serum levels of other anticonvulsant drugs, total and free carbamazepine levels should be correlated with the patient's clinical condition. They are best used as a guide in dose adjustment. | Fresh serum with normal protein content is required for optimal analysis. Specimens subjected to significant heat or other factors that cause protein denaturation demonstrate an artifactually increased free carbamazepine. If hemolysis, lipemia, or icterus exceed the analytical interference threshold, the testing will be canceled. | 1. Svinarov DA, Pippenger CE. Relationships between carbamazepine-diol, carbamazepine-epoxide, and carbamazepine total and free steady-state concentrations in epileptic patients: the influence of age, sex, and comedication. Ther Drug Monit. 1996;18(6):660-665 2. Bernus I, Dickinson RG, Hooper WD, Eadie MJ. The mechanism of the carbamazepine-valproate interactions in humans. Br J Clin Phamacol. 1997;44(1):21-27 3. Dasgupta A, Volk A. Displacement of valproic acid and carbamazepine from protein binding in normal and uremic sera by tolmetin, ibuprofen, and naproxen: presence of inhibitor in uremic serum that blocks valproic acid-naproxen interactions. Ther Drug Monit. 1996;18(3):284-287 4. Moyer TP: Therapeutic drug monitoring. In: Burtis CA, Ashwood ER eds. Tietz Textbook of Clinical Chemistry. 4th ed. WB Saunders Company; 2005: 1237-1285 5. Patsalos PN, Berry DJ, Bourgeois BF, et al. Antiepileptic drugs-best practice guidelines for therapeutic drug monitoring: A position paper by the subcommission on therapeutic drug monitoring, ILAE Commission on Therapeutic Strategies. Epilepsia. 2008;49(7):1239-1276 6. Kanner A.M, Ashman E, Gloss D, et al. Practice guideline update summary: Efficacy and tolerability of the new antiepileptic drugs I: Treatment of new-onset epilepsy Report of the Guideline Development, Dissemination, and Implementation Subcommittee of the American Academy of Neurology and the American Epilepsy Society. Neurology. 2018;91(2):74-81 | Carbamazepine: The ONLINE TDM Carbamazepine Gen.4 assay is a homogeneous microparticle agglutination immunoassay. It is a 2-reagent system used for the detection of carbamazepine in serum. Kinetic interaction of microparticles will be measured using automated analyzers. In this technology biotinylated drug hapten attached to streptavidin coated latex beads serves as the binding partner to anticarbamazepine antibody. A competitive reaction to a limited amount of specific anticarbamazepine antibody takes place between the latex bound hapten and free carbamazepine in the serum sample. A decrease in the apparent signal is proportional to the amount of drug present in the sample.(Package insert: Carbamazepine reagent. Roche Diagnostics; 09/2021) Free Carbamazepine: Free carbamazepine is isolated from serum by ultrafiltration. The ONLINE TDM Carbamazepine Gen.4 assay is a homogeneous microparticle agglutination immunoassay. It is a 2-reagent system used for the detection of carbamazepine in serum. Kinetic interaction of microparticles will be measured using automated analyzers. In this technology biotinylated drug hapten attached to streptavidin coated latex beads serves as the binding partner to anticarbamazepine antibody. A competitive reaction to a limited amount of specific anticarbamazepine antibody takes place between the latex bound hapten and free carbamazepine in the serum sample. A decrease in the apparent signal is proportional to the amount of drug present in the sample.(Package insert: Carbamazepine reagent. Roche Diagnostics; 09/2021) | Same day/1 day | 7 days | This test has been modified from the manufacturer's instructions. Its performance characteristics were determined by Mayo Clinic in a manner consistent with CLIA requirements. This test has not been cleared or approved by the US Food and Drug Administration. | 8015680157 | Carbamazepine, Free and Total, S | 34545-4 | CARF | Carbamazepine, Free, S | 3433-0
CARF | Carbamazepine, Free, Serum | Monitoring unbound or free carbamazepine levels in patients where the total carbamazepine result is within the therapeutic range, but the patient is experiencing side effects Monitoring carbamazepine (free) therapy in patients who are uremic | Ultrafiltration followed by Homogeneous Microparticle Agglutination Immunoassay | Yes | Carbamazepine, Free, S | Serum Red | Collection Container/Tube:Red top (serum gel/SST arenot acceptable) Submission Container/Tube:Plastic vial Specimen Volume:2 mL Collection Instructions:Centrifuge and aliquot serum into a plastic vial within 2 hours of collection. | 1 mL | Carbamazepine (Tegretol) is an effective treatment for complex partial seizures, with or without generalization to tonic-clonic seizures.(1) It is frequently administered in conjunction with other antiepileptic agents, such as phenytoin and valproic acid.(2) Under normal circumstances, the carbamazepine that circulates in blood is 70% to 80% protein-bound;(3) only the free drug is able to enter the interstitial space in the brain where the pharmacological effects occur.(4) Patient management is best guided by monitoring free serum concentrations when protein binding is altered. Altered protein binding occurs in patients with hypoalbuminemia observed during pregnancy, in the malnourished, and liver disease. In patients with kidney disease, uremia may develop whose byproducts can displace bound carbamazepine increasing the unbound fraction. Administration of drugs that can compete for serum protein binding sites may also increase the unbound fraction of carbamazepine. Since neurologic activity and toxicity of carbamazepine are directly related to the circulating free fraction of drug, adjustment of dosage based on knowledge of the free carbamazepine concentration may be more useful in these patient populations. | Therapeutic concentration: 1.0-3.0 mcg/mL Critical value: > or =4.0 mcg/mL | In patients with normal kidney function, optimal response is often associated with free (unbound) carbamazepine levels above 1.0 mcg/mL, and toxicity may occur when the free carbamazepine is greater than or equal to 4.0 mcg/mL. Under normal circumstances, 75% of the carbamazepine that circulates in blood is protein-bound. Therapies or conditions such as uremia that displace carbamazepine from protein cause a higher free (unbound) fraction of the drug circulating in blood. In uremia, the free carbamazepine level may be a more useful guide for dosage adjustments than the total level. In patients with severe uremia, subtherapeutic total carbamazepine levels in the range of 1.0 to 2.0 mcg/mL may be associated with therapeutic free carbamazepine levels. Toxicity may occur when the free carbamazepine level is greater than or equal to 4.0 mcg/mL (even though the total carbamazepine concentration is <15.0 mcg/mL). As with the serum levels of other anticonvulsant drugs, total and free carbamazepine levels should be correlated with the patient's clinical condition. Serum levels are best used as a guide in dose adjustment. | Fresh serum with normal protein content is required foroptimal analysis. Specimens subjected to significant heat or other factors that cause protein denaturation may demonstrate an artifactually increased free carbamazepine level. If hemolysis, lipemia, or icterus exceed the analytical interference threshold, the testing will be canceled. | 1. Svinarov DA, Pippenger CE. Relationships between carbamazepine-diol, carbamazepine-epoxide, and carbamazepine total and free steady-state concentrations in epileptic patients: the influence of age, sex, and comedication. Ther Drug Monit. 1996;18(6):660-665 2. Bernus I, Dickinson RG, Hooper WD, Eadie MJ. The mechanism of the carbamazepine-valproate interactions in humans. Br J Clin Phamacol. 1997;44(1):21-27 3. Dasgupta A, Volk A. Displacement of valproic acid and carbamazepine from protein binding in normal and uremic sera by tolmetin, ibuprofen, and naproxen: presence of inhibitor in uremic serum that blocks valproic acid-naproxen interactions. Ther Drug Monit. 1996;18(3):284-287 4 Patsalos PN, Berry DJ, Bourgeois BF, et al.Antiepileptic drugs-best practice guidelines for therapeutic drug monitoring: A position paper by the subcommission on therapeutic drug monitoring, ILAE Commission on Therapeutic Strategies.Epilepsia.2008;49(7):1239-1276 5. Kanner A.M, Ashman E, Gloss D, et al. Practice guideline update summary: Efficacy and tolerability of the new antiepileptic drugs I: Treatment of new-onset epilepsy: Report of the Guideline Development, Dissemination, and Implementation Subcommittee of the American Academy of Neurology and the American Epilepsy Society. Neurology. 2018;91(2):74-81 | Free carbamazepine is isolated from serum by ultrafiltration. The ONLINE TDM Carbamazepine Gen.4 assay is a homogeneous microparticle agglutination immunoassay. It is a 2-reagent system used for the detection of carbamazepine in serum. Kinetic interaction of microparticles will be measured using automated analyzers. In this technology, biotinylated drug hapten attached to streptavidin-coated latex beads serves as the binding partner to anti-carbamazepine antibody. A competitive reaction to a limited amount of specific anti-carbamazepine antibody takes place between the latex-bound hapten and free carbamazepine in the serum sample. A decrease in the apparent signal is proportional to the amount of drug present in the sample.(Package insert: Carbamazepine reagent. Roche Diagnostics; 09/2021) | Same day/1 day | 7 days | This test has been modified from the manufacturer's instructions. Its performance characteristics were determined by Mayo Clinic in a manner consistent with CLIA requirements. This test has not been cleared or approved by the US Food and Drug Administration. | 80157 | Carbamazepine, Free, S | 3433-0 | CARF | Carbamazepine, Free, S | 3433-0
CARTA | Carbamazepine, Total, Serum | Monitoring therapy Determining compliance Assessing toxicity | Homogeneous Microparticle Agglutination Immunoassay | Yes | Carbamazepine, Tot, S | Serum Red | Collection Container/Tube:Red top Specimen Volume:0.5 mL Submission Container/Tube:Plastic vial Collection Instructions:Centrifuge and aliquot serum into a plastic vial within 2 hours of collection. | 0.25 mL | Carbamazepine(Tegretol)is used in the control of partial seizures with both temporal lobe and psychomotor symptoms as well as for generalized tonic-clonic seizures. It is also used for analgesia in trigeminal neuralgia. Carbamazepine exhibits a volume of distribution of 1.4 L/kg with an elimination half-life of 15 hours. Protein binding averages 70%. Carbamazepine-10,11-epoxide (CBZ10-11) is an active metabolite that represents the predominant form of the drug in children. The volume of distribution of CBZ10-11 is 1.1 L/kg, and the half-life is 5 to 8 hours. Aplastic anemia and agranulocytosis are rare side effects of treatment with carbamazepine; baseline hematologic data should be documented before treatment is initiated. Toxicity associated with carbamazepine overdose occurs when the blood level is 15.0 mcg/mL or higher and is typified by irregular breathing, muscle irritability, and hyperreflexia; followed by hyporeflexia, tachycardia, hypotension, and impaired consciousness with coma in severe toxicity. The higher the blood level, the more severe the symptoms. | Therapeutic: 4.0-12.0 mcg/mL Critical value: > or =15.0 mcg/mL | Dosage adjustments are usually guided by monitoring blood levels. Most patients respond well when the serum concentration is in the range of 4.0 to 12.0 mcg/mL. Toxicity often occurs when levels are greater than or equal to 15.0 mcg/mL. | Carbamazepine-10,11-epoxide (CBZ10-11) is not reported. A separate orderable test for this active metabolite is available (CARBG / Carbamazepine-10,11-Epoxide, Serum). Optimal response occurs when the CBZ10-11 serum level is in the range of 0.4 to 4.0 mcg/mL. | 1. Cereghino JJ, Meter JC, Brock JT, Penry JK, Smith LD, White BG: Preliminary observations of serum carbamazepine concentration in epileptic patients. Neurology. 1973 Apr;23(4):357-366. doi: 10.1212/wnl.23.4.357 2. Patsalos PN, Berry DJ, Bourgeois BF, et al:Antiepileptic drugs--best practice guidelines for therapeutic drug monitoring: a position paper by the subcommission on therapeutic drug monitoring, ILAE Commission on Therapeutic Strategies.Epilepsia.2008 Jul;49(7):1239-1276. doi: 10.1111/j.1528-1167.2008.01561.x 3. Scheuer ML, Pedley TA: The evaluation and treatment of seizures. N Engl J Med. 1990 Nov 22;323(21):1468-1474. 10.1056/NEJM199011223232107 4. Milone MC, Shaw LM: Therapeutic Drug Monitoring. In: Rifai N, Horvath AR, Wittwer CT, eds. Tietz Fundamentals of Clinical Chemistry and Molecular Diagnostics. 8th ed. Saunders; 2019:549 5. Patsalos PN, Zugman M, Lake C, James A, Ratnaraj N, Sander JW. Serum protein binding of 25 antiepileptic drugs in a routine clinical setting: a comparison of free non-protein-bound concentrations. Epilepsia. 2017 Jul;58(7):1234-1243. doi: 10.1111/epi.13802 | The ONLINE TDM Carbamazepine Gen.4 assay is a homogeneous microparticle agglutination immunoassay. It is a 2-reagent system used for the detection of carbamazepine in serum. Kinetic interaction of microparticles will be measured using automated analyzers. In this technology biotinylated drug hapten attached to streptavidin coated latex beads serves as the binding partner to anti-carbamazepine antibody. A competitive reaction to a limited amount of specific anti-carbamazepine antibody takes place between the latex bound hapten and free carbamazepine in the serum sample. A decrease in the apparent signal is proportional to the amount of drug present in the sample.(Package insert: ONLINE TDM Carbamazepine Gen.4. Roche Diagnostics; 04/2016) | Same day/1 day | 7 days | This test has been cleared, approved, or is exempt by the US Food and Drug Administration and is used per manufacturer's instructions. Performance characteristics were verified by Mayo Clinic in a manner consistent with CLIA requirements. | 80156 | Carbamazepine, Tot, S | 3432-2 | CARTA | Carbamazepine, Tot, S | 3432-2
CARBG | Carbamazepine-10,11-Epoxide, Serum | Monitoring patients exhibiting symptoms of carbamazepine toxicity whose total serum carbamazepine concentration is within the therapeutic range, but who may be producing significant levels of the active metabolite epoxide, which can accumulate to concentrations equivalent to carbamazepine | CARTA: Homogeneous Microparticle Agglutination Immunoassay 1011E: High-Performance Liquid Chromatography (HPLC) | Yes | Carbamazepine-10,11-Epoxide, S | Serum Red | Collection Container/Tube:Red top Submission Container/Tube:Plastic vial Specimen Volume:2 mL Collection Instructions: 1. Draw blood 12 hours (trough value) after last dose. 2.Centrifuge and aliquot serum into a plastic vial. | 1 mL | Carbamazepine is a common antiepileptic drug. It is a first-line drug for treatment of partial seizures and trigeminal neuralgia. Carbamazepine is metabolized by the liver to carbamazepine-10,11-epoxide (CBZ10-11) which is pharmacologically active and potentially toxic. CBZ10-11 is, in turn, inactivated by hepatic conversion to a transdiol derivative. CBZ10-11 may be responsible for the congenital abnormalities that are sometimes associated with the use of carbamazepine during early pregnancy. There have been cases of severe seizures exacerbation when serum epoxide levels were increased. Toxic levels of CBZ10-11 can occur during: -Concomitant administration of other drugs that induce hepatic oxidizing enzymes (eg, most antiepileptic drugs [with the exception of valproic acid and the benzodiazepines], propoxyphene) -Concomitant administration of drugs that inhibit its breakdown such as valproic acid, felbamate, and lamotrigine -High-dose carbamazepine therapy, especially in combination with the above conditions | CARBAMAZEPINE, TOTAL Therapeutic: 4.0-12.0 mcg/mL Critical value: > or =15.0 mcg/mL CARBAMAZEPINE-10,11-EPOXIDE Therapeutic concentration: 0.4-4.0 mcg/mL Toxic concentration: > or =8.0 mcg/mL | The clinically acceptable serum concentration of carbamazepine-10,11-epoxide (CBZ10-11) is not well established, but 4.0 mcg/mL has often been used as an upper limit for its therapeutic range. The ratio of CBZ10-11 to carbamazepine is usually < or =0.2 mcg/mL in symptomatic adults and < or =0.3 mcg/mL in children. Clinical correlation is aided by comparing values obtained when the patient is symptomatic with those obtained when the patient has improved. | Routine determination of carbamazepine-10,11-epoxide (CBZ10-11) is not clinically indicated. It should be considered when the source of treatment in associated symptoms is not obvious. | 1. Theodore WH, Narang PK, Holmes MD, et al: Carbamazepine and its epoxide: relation of plasma levels to toxicity and seizure control. Ann Neurol 1989;25:194-196 2. Tomson T, Almkvist O, Nilsson BY, et al: Carbamazepine-10, 11-epoxide in epilepsy. A pilot study. Arch Neurol 1990;47:888-892 3. McKauge L, Tyrer JH, Eadie MI: Factors influencing simultaneous concentrations of carbamazepine and its epoxide in plasma. Ther Drug Monit 1981;3:63-70 4. Brodie MJ, Forrest G, Rapeport WG: Carbamazepine-10,11-epoxide concentrations in epileptics of carbamazepine alone and in combination with other anticonvulsants. Br J Clin Pharmacol 1983;16:747-749 5. Shoeman JF, Elyas AA, Brett EM, Lascelles PT: Correlation between plasma carbamazepine-10,11-epoxide concentration and drug side-effects in children with epilepsy. Dev Med Child Neurol 1984;26:756-764 | CARTA: The ONLINE TDM Carbamazepine Gen.4 assay is a homogeneous microparticle agglutination immunoassay. It is a 2-reagent system used for the detection of carbamazepine in serum. Kinetic interaction of microparticles (KIMS) will be measured using automated analyzers. In this technology biotinylated drug hapten attached to streptavidin coated latex beads serves as the binding partner to anti-carbamazepine antibody. A competitive reaction to a limited amount of specific anti-carbamazepine antibody takes place between the latex bound hapten and free carbamazepine in the serum sample. A decrease in the apparent signal is proportional to the amount of drug present in the sample.(Package insert: Roche Carbamazepine reagent, Roche Diagnostic Corp, Indianapolis, IN) 1011E:High-performance liquid chromatography (HPLC).(Chelberg RD, Gunawan S, Treiman DM: Simultaneous high-performance liquid chromatography determination of carbamazepine and its principal metabolites in human plasma and urine. Ther Drug Monit 1988;10:188-193) | Same day/1 to 7 days | CARTA: 1 week ; 1011E: 2 weeks | This test was developed and its performance characteristics determined by Mayo Clinic in a manner consistent with CLIA requirements. It has not been cleared or approved by the US Food and Drug Administration. | 80156-Carbamazepine, Tot, S80161-Carbamazepine-10,11-Epoxide | Carbamazepine-10,11-Epoxide, S | 50337-5 | CARTA | Carbamazepine, Tot, S | 3432-2
CRPCR | Carbapenem Resistance Genes, Molecular Detection, PCR, Rectal Swab | Detecting and differentiating theblaKPC,blaNDM,blaVIM,blaOXA-48, andblaIMP gene sequences associated with carbapenem intermediate or resistant results Aiding in infection control in the detection of gastrointestinal colonization of patients in healthcare settings with bacterianot susceptible to carbapenemsusing rectal or perirectal swabs | Real-Time Polymerase Chain Reaction (RT-PCR) | Yes | Carbapenem Resistance Genes, PCR | Swab | Specimen Type:Rectal/perirectal swab Supplies:Culturette (BBL Culture Swab) (T092) Container/Tube:Culture transport swab Specimen Volume:Entire collection | See Specimen Required | The global spread of carbapenemase-producingEnterobacterales,Pseudomonas aeruginosa, andAcinetobacterspecies (organisms not susceptible to carbapenem antimicrobials) is a critical public health issue. These bacteria are often resistant to all beta-lactam agents and, frequently, are also resistant to multiple classes of other antimicrobial agents leaving very few treatment options. Tracing the spread of organisms not susceptible to carbapenems is complicated by the diversity of carbapenem-hydrolyzing enzymes that have emerged and the ability of the genes to spread among multiple bacterial species. | Not detected | A detected result is whenblaKPC,blaNDM,blaVIM,blaOXA-48, orblaIMP target DNA is detected. This indicates the presence of gene sequences associated with carbapenem intermediate or resistant results. A not detected result is whenblaKPC,blaNDM,blaVIM,blaOXA-48, andblaIMP target DNA is not detected. A not detected Xpert Carba-R Assay result does not preclude the presence of other carbapenem resistance mechanisms. | The Xpert Carba-R Assay detectsblaKPC,blaNDM,blaVIM,blaOXA-48, andblaIMP from rectal and perirectal specimens and is not for bacterial identification. Detection of these gene sequences does not indicate the presence of viable organisms. The Xpert Carba-R Assay is not a genetic-relatedness subtyping tool and does not report variants of theblaKPC,blaNDM,blaVIM,blaOXA-48, orblaIMPgenes. Imipenemase-type metallo-beta-lactamase (IMP) types detected by this assay include only IMP-1, 2, 4, 6, 10, and 11. Rectal and perirectal specimens from pediatric patients have not been evaluated. Certain bacterial species, such asPseudomonas aeruginosaandAcinetobacter baumannii,have been shown to exhibit resistance to the carbapenem antimicrobial ertapenem due to intrinsic resistance mechanisms. The detection of OXA-carbapenemase genes, besidesblaOXA-48 andblaOXA-181,has not been evaluated with this assay. Variants or alterations in primer or probe binding regions may affect detection of current, new, or unknownblaKPC,blaNDM,blaVIM,blaOXA-48, andblaIMP variants, resulting in a false-negative result. Testing with the Xpert Carba-R assay should be used as an adjunct to other available methods. Cocolonization with 2 or more carbapenemase-producing organisms has been reported with the Xpert Carba-R Assay, but it is rare. Carbapenem-resistant anaerobes potentially present in fecal specimens have not been evaluated by the Xpert Carba-R assay. | 1. McConville TH, Sullivan SB, Gomez-Simmonds A, Whittier S, Uhlemann AC. Carbapenem-resistant Enterobacteriaceae colonization (CRE) and subsequent risk of infection and 90-day mortality in critically ill patients, an observational study. PLoS One. 2017;12(10):e0186195 2. Tenover FC, Nicolau DP, Gill CM. Carbapenemase-producing Pseudomonas aeruginosa an emerging challenge. Emerg Microbes Infect. 2022;11(1):811-814 3. Clinical and Laboratory Standards Institute (CLSI). Methods for Dilution Antimicrobial Susceptibility Tests for Bacteria that Grow Aerobically. 11th ed. CLSI standard M07. CLSI; 2018 | The GeneXpert Dx System automates and integrates sample purification, nucleic acid amplification, and detection of the target sequence in simple or complex specimens using a real-time polymerase chain reaction (PCR) assay. The system requires the use of single-use disposable cartridges that hold the PCR reagents and host the PCR process. Because the cartridges are self-contained, cross-contamination between samples is eliminated. The primers and probes in the Xpert Carba-R Assay detect proprietary sequences for theblaKPC,blaNDM,blaVIM,blaOXA-48, andblaIMP gene sequences associated with carbapenem intermediate or resistant results in gram-negative bacteria.(Package insert: Xpert Carba-R. Cepheid; 01/2018) | Same day/1 day | 5 days | This test has been cleared, approved, or is exempt by the US Food and Drug Administration and is used per manufacturer's instructions. Performance characteristics were verified by Mayo Clinic in a manner consistent with CLIA requirements. | 87798 | Carbapenem Resistance Genes, PCR | 85502-3 | OXACR | OXA-48-like Resistance Gene | 85503-1
CARBI | Carbapenem Resistance Genes, Molecular Detection, PCR, Varies | Detecting and differentiatingblaKPC, blaNDM, blaVIM, blaOXA-48,andblaIMPgene sequences associated with carbapenem intermediate or resistant results Aiding in infection control in the detection of gastrointestinal colonization of patients in healthcare settings with bacteria not susceptible to carbapenems using bacterial isolates from rectal or perirectal swabs | Real-Time Polymerase Chain Reaction (PCR)/Reverse Transcription (RT-PCR) | Yes | Carbapenem Resistance Genes, Varies | Varies | The high sensitivity of amplification by polymerase chain reaction requires the specimen to be processed in an environment in which contamination of the specimen byKlebsiella pneumoniaecarbapenemase (KPC), New Delhi metallo-beta-lactamase (NDM), Verona integron-encoded metallo-beta-lactamase (VIM), oxacillin-hydrolyzing beta-lactamase (OXA-48), and imipenemase-type metallo-beta-lactamase (IMP) DNA is not likely. Supplies:Infectious Container, Large (T146) Container/Tube:Slant Specimen Volume:Isolate Collection Instructions: 1. Perform isolation of infecting bacteria. 2. Bacterial organism must be submitted in pure culture, actively growing.Do not submit mixed cultures. |  | The global spread of carbapenemase-producingEnterobacterales,Pseudomonas aeruginosa, andAcinetobacterbaumannii(organisms not-susceptible to carbapenem antimicrobials) is a critical public health issue. These bacteria are often resistant to all beta-lactam agents and frequently also resistant to multiple classes of other antimicrobial agents, leaving very few treatment options. Tracing the spread of organisms not-susceptible to carbapenems is complicated by the diversity of carbapenem-hydrolyzing enzymes that have emerged and the ability of the genes to spread among multiple bacterial species. | Not Detected | A detected result is whenblaKPC, blaNDM, blaVIM,blaOXA-48, orblaIMPtarget DNA is detected. This indicates the presence of gene sequences associated with carbapenem intermediate or resistant results. A not detected result is whenblaKPC, blaNDM, blaVIM, blaOXA-48,andblaIMPtarget DNA is not detected. A not detected Xpert Carba-R Assay result does not preclude the presence of other carbapenem-resistance mechanisms. | The Xpert Carba-R Assay detectsblaKPC, blaNDM, blaVIM, blaOXA-48,andblaIMPfrom pure colonies and is not for bacterial identification. Detection of these gene sequences does not indicate the presence of viable organisms. The Xpert Carba-R Assay is not a genetic relatedness subtyping tool and does not report variants of theblaKPC, blaNDM, blaVIM, blaOXA-48,orblaIMPgenes. IMP types detected by this assay include only IMP-1, 2, 4, 6, 10 and 11. Certain bacterial species, such asPseudomonas aeruginosaandAcinetobacter baumanniihave been shown to exhibit resistance to the carbapenem antimicrobial ertapenem due to intrinsic resistance mechanisms. The detection of other OXA-carbapenemase genes besidesblaOXA-48andblaOXA-181has not been evaluated with this assay. Variants or alterations in primer or probe binding regions may affect detection of current, new, orunknown blaKPC, blaNDM, blaVIM, blaOXA-48,andblaIMPvariants, resulting in a false-negative result. Testing with the Xpert Carba-R Assay should be used as an adjunct to other available methods. Carbapenem-resistant anaerobes potentially present in fecal specimens have not been evaluated by the Xpert Carba-R Assay. Erroneous test results might occur from improper culture techniques, failure to follow recommended procedure to prepare the 0.5 McFarland suspension, handling and storage procedures, technical error, sample mix-up, or because the number of organisms in the specimen is too low to be detected by the test. Careful compliance with the instructions in the test instructions for use is necessary to avoid erroneous results. | 1. Bush K, Bradford PA. Epidemiology of beta-lactamase-producing pathogens. Clin Microbiol Rev. 2020;33(2): e00047-19 2. Tenover FC, Nicolau DP, Gill CM. Carbapenemase-producing Pseudomonas aeruginosa - an emerging challenge. Emerg Microbes Infect. 2022;11(1):811-814 3. Clinical and Laboratory Standards Institute (CLSI). Methods for Dilution Antimicrobial Susceptibility Tests for Bacteria that Grow Aerobically. 11th ed. CLSI standard M07.CLSI; 2018 | The GeneXpert Dx System automates and integrates sample purification, nucleic acid amplification, and detection of the target sequence in simple or complex specimens using a real-time polymerase chain reaction (PCR) assay. The system requires the use of single-use disposable cartridges that hold the PCR reagents and host the PCR process. Because the cartridges are self-contained, cross-contamination between samples is eliminated. The primers and probes in the Xpert Carba-R Assay detect proprietary sequences for theblaKPC, blaNDM, blaVIM, blaOXA-48,andblaIMPgene sequences associated with carbapenem intermediate or resistant results in gram-negative bacteria.(Package insert: Xpert Carba-R. Cepheid; 301-2438, Rev. G, 7/2020) | 2 to 4 days | 30 days | This test has been cleared, approved, or is exempt by the US Food and Drug Administration and is used per manufacturer's instructions. Performance characteristics were verified by Mayo Clinic in a manner consistent with CLIA requirements. | 87150 | Carbapenem Resistance Genes, Varies | 85502-3 | CRSRC | Specimen Source | 31208-2
CARNB | Carbapenemase Detection-Carba NP Test (Bill Only) |  | This test is for billing purposes only. This is not an orderable test. | Yes | Carbapenemase-Carba NP Test | Varies | This test is for billing purposes only. This is not an orderable test. |  |  | This test is for billing purposes only. This is not an orderable test. | [6 empty] | Not Applicable | 87185
CARNP | Carbapenemase Detection-Carba NP Test, Varies | Confirming carbapenemase production from pure isolates ofEnterobacteralesorPseudomonas aeruginosa | Colorimetric Detection of Carbapenem Hydrolysis | Yes | Carbapenemase-Carba NP Test | Varies | Specimen Type:Organism Supplies:Infectious Container, Large (T146) Container/Tube:Slant Specimen Volume:Isolate Collection Instructions:SubmitEnterobacteralesorPseudomonas aeruginosaisolate in pure culture (ie, not mixed with other organisms), actively growing. | See Specimen Required | Gram-negative bacilli (GNB) with acquired carbapenemases have disseminated worldwide, rendering them a global threat. The therapeutic armamentarium for infections caused by carbapenem-resistantEnterobacterales(CRE) is limited, and CRE infections have been associated with significant mortality.EnterobacteralesharboringKlebsiellapneumoniaecarbapenemase are endemic in some regions of the United States, and although still sporadic, GNB harboring New Delhi metallo-beta-lactamase have been reported from several states. Timely detection of these carbapenemases (along with emerging carbapenemases such as OXA-48 and VIM) is important. Detection is challenging since isolates may have only borderline reductions in susceptibility to carbapenems, and carbapenem resistance may be mediated by mechanisms other than carbapenemases (eg,AmpCor extended-spectrum beta-lactamase with decreased membrane permeability). While molecular methods are confirmatory, testing may not be immediately available and may be limited by the number of targets assayed. The Carba NP test is preferred over themCIM(modified carbapenem inactivation method) test due to faster turnaround time. If an isolate is suspected to possess KPC or NDM carbapenemase (eg, due to local epidemiology), Carbapenem Resistance Genes, Molecular Detection, PCR, Varies (CARBI) may be preferred over the Carba NP test. | Negative | A positive result indicates production of a carbapenemase by the isolate submitted for testing. A negative result indicates lack of production of a carbapenemase by the isolate submitted for testing. | Results of the Carba NP test should be interpreted along with antimicrobial susceptibility testing results. Phenotypic resistance to carbapenems may be due to traits other than carbapenemase production (eg,AmpCor extended-spectrum beta-lactamase production with decreased membrane permeability). Additionally, a positive test is only indicative of carbapenemase production in general; the assay does not determine the type of carbapenemase present (e.g., NDM-1, KPC, OXA-48-like). If an isolate is suspected to possess KPC or NDM carbapenemase (eg, due to local epidemiology), CARBI / Carbapenem Resistance Genes, Molecular Detection, PCR, Varies may be preferred. False-negative results may occur due to plasmid loss in isolates submitted for testing, the presence of a nonexpressed carbapenemase gene, or low-level carbapenemase expression. | 1. Vasoo S, Cunningham SA, Kohner PC, et al. Comparison of a novel, rapid chromogenic biochemical assay, the Carba NP test, with the modified Hodge test for detection of carbapenemase-producing Gram-negative bacilli. J Clin Microbiol. 2013;51(9):3097-3101 2. Nordmann P, Poirel L, Dortet L. Rapid detection of carbapenemase-producingEnterobacteriaceae. Emerg Infect Dis. 2012;18(9):1503-1507 3.Clinical and Laboratory Standards Institute(CLSI): Performance Standards for Antimicrobial Susceptibility Testing. 33rd ed. CLSI Supplement M100, CLSI; 2023 | A pure bacterial isolate is emulsified into cell lysis buffer in 2 tubes: one contains the base indicator solution (phenol red with zinc salts) alone and the other contains the base indicator solution plus imipenem (6 mg/mL). The tubes are incubated at 37 degrees C for 2 hours. A positive reaction is indicated by a color change from red to yellow as a result of hydrolysis of the beta-lactam ring of imipenem.(Vasoo S, Cunningham SA, Kohner PC, et al: Comparison of a novel, rapid chromogenic biochemical assay, the Carba NP test, with the modified Hodge test for detection of carbapenemase-producing Gram-negative bacilli. J Clin Microbiol. 2013;51[9]:3097-3101) | 2 to 4 days |  | This test was developed and its performance characteristics determined by Mayo Clinic in a manner consistent with CLIA requirements. It has not been cleared or approved by the US Food and Drug Administration. |  | Carbapenemase-Carba NP Test | 74676-8 | CARNP | Carbapenemase-Carba NP Test | 74676-8
199PC | Carbohydrate Antigen 19-9 (CA 19-9), Pancreatic Cyst Fluid | As an adjunct in the assessment of pancreatic cysts, when used in conjunction with carcinoembryonic antigen, amylase, imaging studies and cytology | Immunoenzymatic Assay | Yes | CA19-9, Pancreatic Cyst | Pancreatic Cyst Fluid | Patient Preparation: For 12 hours before thisproceduredo nottake multivitamins or dietary supplements containing biotin (vitamin B7), which is commonly found in hair, skin, and nail supplements and multivitamins. Container/Tube:Plain, plastic, screw-top tube Specimen Volume:1 mL | 0.5 mL | Carbohydrate antigen 19-9 (CA 19-9) is a modified Lewis(a) blood group antigen that has been used as a tumor marker. Serum CA 19-9 concentrations may be elevated in patients with gastrointestinal malignancies, such as cholangiocarcinoma, colon cancer, or pancreatic cancer. While serum CA 19-9 is neither sensitive nor specific for pancreatic cancer, concentrations of CA 19-9 in pancreatic cyst fluid may help determine whether a pancreatic cyst is benign. Cystic lesions of the pancreas are of various types: Benign cysts: -Inflammatory cysts (pseudocysts) -Serous cysts (serous cystadenoma) Mucinous cysts: -Premalignant (mucinous cystadenoma) -Malignant (cystadenocarcinoma, intrapapillary mucinous neoplasia) Pancreatic cyst fluid CA 19-9 results should be used in conjunction with imaging studies, cytology, and other cyst-fluid tumor markers, such as carcinoembryonic antigen and amylase. | An interpretive report will be provided. | Cyst fluid carbohydrate antigen 19-9 (CA19-9) concentrations less than 37 U/mL indicate a low risk for a mucinous cyst and are more consistent with serous cystadenoma or pseudocyst. The sensitivity and specificity are approximately 19% and 98%, respectively, at this concentration. Correlation of these test results with cytology and imaging is recommended. | Carbohydrate antigen 19-9 (CA 19-9) and other tumor markers are not specific for malignancy, and CA 19-9 testing has limited utility when used as the sole tumor marker test. Other tests (eg, carcinoembryonic antigen, amylase, cytology) should be performed in conjunction with CA 19-9 for assessing pancreatic cyst aspirates. A low or negative result (<5 U/mL) may be uninformative or misleading since some individuals (Lewis nonsecretors) do not produce the CA 19-9 antigen. In such cases, a serum CA 19-9 measurement is necessary to verify that the patient is (or is not) a CA 19-9 secretor. In rare cases, some individuals can develop antibodies to mouse or other animal antibodies (often referred to as human anti-mouse antibodies [HAMA] or heterophile antibodies), which may cause interference in some immunoassays. Caution should be used in interpretation of results, and the laboratory should be alerted if the result does not correlate with the clinical presentation. | 1. Snozek CL, Jenkins SM, Bryant SC, et al: . Analysis of CEA, CA19-9 and amylase in pancreatic cyst fluid for diagnosis of pancreatic lesions. Clin Chem. 2008;54(6 Suppl S):A126-127 2. van der Waaij LA, van Dullemen HM, Porte RJ. Cyst fluid analysis in the differential diagnosis of pancreatic cystic lesions: a polled analysis. Gastrointest Endosc. 2005;62(3):383-389 3. Khalid A, Brugge W. ACG practice guidelines for the diagnosis and management of neoplastic pancreatic cysts. Am J Gastroenterol. 2007;102(10):2339-2349 4. Elta GH, Enestvedt BK, Sauer BG, Lennon AM. ACG clinical guideline: diagnosis and management of pancreatic cysts. Am J Gastroenterol. 2018;113(4):464-479. doi:10.1038/ajg.2018.14 | The Access GI Monitor assay is a 2-site immunoenzymatic sandwich assay. A sample is added to a reaction vessel along with paramagnetic particles coated with polyclonal goat antibiotin antibody, mouse monoclonal biotin conjugate, and buffered protein solution. After incubation in a reaction vessel, separation in a magnetic field, and washing to remove materials not bound to the solid phase, a monoclonal-alkaline phosphatase conjugate is added. After incubation in a reaction vessel, materials bound to the solid phase are held in a magnetic field, while unbound materials are washed away. The chemiluminescent substrate Lumi-Phos 530 is added to the vessel and light generated by the reaction is measured with a luminometer. The light production is directly proportional to the concentration of CA 19-9 antigen in the sample. The amount of analyte in the sample is determined from a stored, multipoint calibration curve.(Package insert: Access GI Monitor. Beckman Coulter, Inc.; 04/2019) | 1 to 3 days | 12 months | This test has been modified from the manufacturer's instructions. Its performance characteristics were determined by Mayo Clinic in a manner consistent with CLIA requirements. This test has not been cleared or approved by the US Food and Drug Administration. | 86301 | CA19-9, Pancreatic Cyst | 97750-4 | SITE6 | Site | 39111-0
199PT | Carbohydrate Antigen 19-9 (CA 19-9), Peritoneal Fluid | An adjunct to cytology to differentiate between malignancy-related ascites and benign causes of ascites formation | Immunoenzymatic Assay | Yes | CA 19-9, Peritoneal Fluid | Peritoneal | Patient Preparation: For 12 hours before specimen collection do nottake multivitamins or dietary supplements containing biotin (vitamin B7), which is commonly found in hair, skin, and nail supplements and multivitamins. Container/Tube:Plain, plastic, screw-top tube Specimen Volume:2 mL | 0.5 mL | Malignancy accounts for approximately 7% of cases of ascites formation. Malignant disease can cause ascites by various mechanisms, including peritoneal carcinomatosis (53%), massive liver metastasis causing portal hypertension (13%), peritoneal carcinomatosis plus massive liver metastasis (13%), hepatocellular carcinoma plus cirrhosis (7%), and chylous ascites due to lymphoma (7%). The evaluation and diagnosis of malignancy-related ascites is based on the patient clinical history, ascites fluid analysis, and imaging tests. The overall sensitivity of cytology for the detection of malignancy-related ascites ranges from 58% to 75%. Cytology examination is most successful in patients with ascites related to peritoneal carcinomatosis, as viable malignant cells are exfoliated into the ascitic fluid. However, only approximately 53% of patients with malignancy-related ascites have peritoneal carcinomatosis. Patients with other causes of malignancy-related ascites almost always have a negative cytology. Carbohydrate antigen 19-9 (CA 19-9) is a modified Lewis(a) blood group antigen. CA 19-9 may be elevated in the serum patients with gastrointestinal malignancies, such as cholangiocarcinoma, pancreatic cancer, or colon cancer. Measurement of CA 19-9 in ascitic fluid is sometimes used in combination with cytology for detecting malignancy-related ascites. | An interpretive report will be provided. | A peritoneal fluidcarbohydrate antigen 19-9 (CA 19-9)concentration greater than32 U/mLis suspicious, but not diagnostic, of a malignancy-related ascites. Thisclinical decision limitcutoff yielded 44% sensitivity and 93% specificity in a study of 137 patients presenting with ascites. However, ascites caused by malignancies not associated with increase serum CA 19-9 concentrations, including lymphoma, mesothelioma, leukemia, and melanoma, routinely had CA 19-9 concentrations less than32 U/mL. Therefore, negative results should be interpreted with caution, especially in patients who have or are suspected of having a malignancy not associated with elevated CA 19-9 levels in serum. | Do not use peritoneal fluidcarbohydrate antigen 19-9 (CA 19-9)concentrations as absolute evidence of the presence or the absence of malignant disease. The CA 19-9 result should be interpreted in conjunction with information from the clinical evaluation of the patient and other diagnostic procedures. Approximately 10% of theWhite populationdoes not express CA 19-9 due to the deficiencyof a fucosyltransferase enzyme. Consequently, low values in these individuals are not informative regarding malignancy-related ascites. In some immunoassays, the presence of unusually high concentrations of analyte may result in a high-dose "hook" effect. This may result in a lower or even normal measured analyte concentration. If the reported result is inconsistent with the clinical presentation, the laboratory should be alerted for troubleshooting. In rare cases, some individuals can develop antibodies to mouse or other animal antibodies (often referred to as human anti-mouse antibodies [HAMA] or heterophile antibodies), which may cause interference in some immunoassays. Caution should be used in interpretation of results, and the laboratory should be alerted if the result does not correlate with the clinical presentation. CA 19-9values are method-dependent; therefore, the same method should be used to serially monitor patients. | 1. Trape J, Molina R, Sant F: Clinical evaluation of the simultaneous determination of tumor markers in fluid and serum and their ratio in the differential diagnosis of serous effusions. Tumour Biol. 2004 Sep-Dec;25(5-6):276-281 2. SariR, Yildirim B, Sevinc A, Bahceci F, Hilmioglu F: The importance of serum andascitesfluid alpha-fetoprotein, carcinoembryonic antigen, CA 19-9, and CA 15-3 levels in differential diagnosis ofascitesetiology. Hepatogastroenterology. 2001 Nov-Dec;48(42):1616-1621 3. Block DR, Algeciras-Schimnich A:Body fluid analysis: clinical utility and applicability of published studies to guide interpretation of today's laboratory testing in serous fluids.Crit Rev Clin Lab Sci. 2013 Jul-Oct;50(4-5):107-124. doi: 10.3109/10408363.2013.844679 4.Jain T, Ram S, Kumar H, Saroch A, Sharma V, Singh H: Ascitic and serum levels of tumor biomarkers (CA 72-4, CA 19-9, CEA AND CA 125) in discrimination of cause of ascites: A prospective study. Arq Gastroenterol. 2022 Apr-Jun;59(2):198-203. doi: 10.1590/S0004-2803.202202000-37 | The instrument used is a Beckman Coulter DXI 800. The Access GI Monitor assay is a 2-site immunoenzymatic sandwich assay. A sample is added to a reaction vessel along with paramagnetic particles coated with polyclonal goat antibiotin antibody, mouse monoclonal biotin conjugate, and buffered protein solution. After incubation in a reaction vessel, separation in a magnetic field, and washing to remove materials not bound to the solid phase, a monoclonal-alkaline phosphatase conjugate is added. After incubation in a reaction vessel, materials bound to the solid phase are held in a magnetic field, while unbound materials are washed away. The chemiluminescent substrate Lumi-Phos 530 is added to the vessel and light generated by the reaction is measured with a luminometer. The light production is directly proportional to the concentration ofcarbohydrate antigen 19-9 (CA 19-9)in the sample. The amount of analyte in the sample is determined from a stored, multipoint calibration curve.(Package insert: Access GI Monitor Assay, Beckman Coulter, Inc; 2020) | 1 to 3 days | 14 days | This test has been modified from the manufacturer's instructions. Its performance characteristics were determined by Mayo Clinic in a manner consistent with CLIA requirements. This test has not been cleared or approved by the US Food and Drug Administration. | 86301 | CA 19-9, Peritoneal Fluid | 50781-4 | SITEE | Site | 39111-0
PF199 | Carbohydrate Antigen 19-9 (CA 19-9), Pleural Fluid | An adjuvant to cytology and imaging studies to differentiate between nonmalignant and malignant causes of pleural effusions | Immunoenzymatic Assay | Yes | CA 19-9, Pleural Fluid | Pleural Fluid | Patient Preparation:For 12 hours before specimen collection do nottake multivitamins or dietary supplements containing biotin (vitamin B7), which is commonly found in hair, skin, and nail supplements and multivitamins. Container/Tube:Plain, plastic, screw-top tube Specimen Volume:2 mL | 0.5 mL (Samples <0.5 mL may be rejected) | Pleural effusions occur as a consequence of either nonmalignant conditions (including congestive heart failure, pneumonia, pulmonary embolism, and liver cirrhosis) or malignant conditions (including lung, breast, and lymphoma cancers). Diagnosing the cause of an effusion can be difficult, requiring cytological examination of the fluid. Analysis of various tumor markers in pleural fluid has shown that these markers can differentiate between effusions caused by nonmalignant and malignant conditions and can enhance cytology findings. Carbohydrate antigen 19-9 (CA 19-9) is a modified Lewis(a) blood group antigen. Healthy adults typically produce low to undetectable levels of CA 19-9. Serum concentrations of CA 19-9 may be elevated in patients with certain malignancies that secrete CA 19-9 into circulation, including cholangiocarcinoma, colorectal, stomach, bile duct, lung, ovarian, and pancreatic cancers. Pleural fluid concentrations of CA 19-9 have been reported to be elevated in patients with certain malignancies. Malignancies that can secrete CA 19-9 and elevate serum CA 19-9 concentrations, including cholangiocarcinoma, colorectal, stomach, bile duct, lung, ovarian, and pancreatic cancers, typically also elevate CA 19-9 in pleural fluid. In contrast, malignancies that do not secrete CA 19-9, including mesothelioma, lymphoma, leukemia, and melanoma, have low concentrations of CA 19-9 in pleural fluid comparable to concentrations observed in nonmalignant effusions. CA 19-9 results should be used in conjunction with cytological analysis of pleural fluid, imaging studies, and other clinical findings. | An interpretive report will be provided. | A pleural fluid carbohydrate antigen 19-9 (CA 19-9) concentration of 20.0 U/mL or higher is suspicious, but not diagnostic, of a malignant source of the effusion. This cutoff yielded a sensitivity of 35%, specificity of 95%, and positive predictive value of 88% in a study of 200 patients presenting with effusion. CA 19-9 concentrations were significantly higher in effusions caused by CA 19-9-secreting malignancies, including cholangiocarcinoma, colorectal, stomach, bile duct, lung, ovarian, and pancreatic cancers. However, effusions caused by non-CA 19-9-secreting malignancies, including lymphoma, mesothelioma, leukemia, and melanoma, routinely had CA 19-9 concentrations below 20.0 U/mL. Therefore, negative results should be interpreted with caution, especially in patients who have or are suspected of having a non-CA 19-9-secreting malignancy. Correlation of all tumor marker results with cytology and imaging is highly recommended. | This test result should not be the sole basis for diagnosis.Carbohydrate antigen 19-9 (CA 19-9)is not specific for malignancy and testing has limited utility when used as the sole diagnostic test. Test results should be always correlated with cytology, imaging, and other clinical findings. A low or negative CA 19-9 result (<20.0 U/mL) may be uninformative or misleading, as certain malignancies do not secrete CA 19-9 and will not produce elevated CA 19-9 concentrations in pleural effusions. Negative results should be interpreted with caution in patients who have or are suspected of having a non-CA 19-9-secreting malignancy or who have a cancer of unknown primary origin. Alternative methodologies, including cytology, imaging, and other tumor markers, are recommended instead. Certain individuals (Lewis nonsecretors) do not produce the CA 19-9 antigen. A low or negative CA 19-9 result may, therefore, be uninformative or misleading in these individuals. Measuring serum CA 19-9 concentrations may be helpful to determine if the patient is a Lewis nonsecretor. Serum CA 19-9 concentrations have been reported to be elevated as a consequence of certain nonmalignant conditions, including liver cirrhosis, pancreatitis, gallstones, and cholecystitis. It is unknown whether these conditions also cause CA 19-9 elevations in pleural fluid. Results should therefore be interpreted with caution in patients with these conditions. In rare cases, some individuals can develop antibodies to mouse or other animal antibodies (often referred to as human anti-mouse antibodies [HAMA] or heterophile antibodies), which may cause interference in some immunoassays. Caution should be used in interpretation of results, and the laboratory should be alerted if the result does not correlate with the clinical presentation. | 1. Shitrit D, Zingerman B, Shitrit ABG, Shlomi D, Kramer MR: Diagnostic value of CYFRA 21-1, CEA, CA 19-9, CA 15-3, and CA 125 assays in pleural effusions: analysis of 116 cases and review of the literature. Oncologist. 2005 Aug;10(7):501-507 2. Hackbarth JS, Murata K, Reilly WM, Algeciras-Schimnich A: Performance of CEA and CA19-9 in identifying pleural effusions caused by specific malignancies. Clin Biochem. 2010 Sep;43(13-14):1051-1055 3. Block DR, Algeciras-Schimnich A:Body fluid analysis: clinical utility and applicability of published studies to guide interpretation of today's laboratory testing in serous fluids.Crit Rev Clin Lab Sci. 2013 Jul-Oct;50(4-5):107-124. doi: 10.3109/10408363.2013.844679 4. Yang Y, Liu YL, Shi HZ: Diagnostic accuracy of combinations of tumor markers for malignant pleural effusion: An updated meta-analysis. Respiration. 2017;94(1):62-69. doi: 10.1159/000468545 | The instrument used is a Beckman Coulter DXI 800. The Access GI Monitor assay is a 2-site immunoenzymatic sandwich assay. A sample is added to a reaction vessel along with paramagnetic particles coated with polyclonal goat antibiotin antibody, mouse monoclonal biotin conjugate, and buffered protein solution. After incubation in a reaction vessel, separation in a magnetic field, and washing to remove materials not bound to the solid phase, a monoclonal-alkaline phosphatase conjugate is added. After incubation in a reaction vessel, materials bound to the solid phase are held in a magnetic field, while unbound materials are washed away. The chemiluminescent substrate Lumi-Phos 530 is added to the vessel and light generated by the reaction is measured with a luminometer. The light production is directly proportional to the concentration of carbohydrate antigen 19-9 antigen in the sample. The amount of analyte in the sample is determined from a stored, multipoint calibration curve.(Package insert: Access GI Monitor assay. Beckman Coulter, Inc.; 2020) | 1 to 3 days | 14 days | This test has been modified from the manufacturer's instructions. Its performance characteristics were determined by Mayo Clinic in a manner consistent with CLIA requirements. This test has not been cleared or approved by the US Food and Drug Administration. | 86301 | CA 19-9, Pleural Fluid | 19163-5 | SITE8 | Site | 39111-0
CA19 | Carbohydrate Antigen 19-9 (CA 19-9), Serum | As a potential adjunct for diagnosis and monitoring of pancreatic cancer Potentially differentiating patients with cholangiocarcinoma and primary sclerosing cholangitis (PSC) from those with PSC alone | Immunoenzymatic Assay | Yes | Carbohydrate Ag 19-9, S | Serum | Patient Preparation:For 12 hours before specimen collection, patient should not take multivitamins or dietary supplements (eg, hair, skin, and nail supplements) containing biotin (vitamin B7). Collection Container/Tube: Preferred:Serum gel Acceptable:Red top Submission Container/Tube:Plastic vial Specimen Volume:0.6 mL Collection Instructions: 1. Within 2 hours of collection, serum gel tubes should be centrifuged. 2. Within 2 hours of collection, red-top tubes should be centrifuged, and the serum aliquoted into a plastic vial. | 0.5 mL | Carbohydrate antigen 19-9 (CA 19-9) is a modified Lewis(a) blood group antigen. CA 19-9 may be elevated in patients with gastrointestinal malignancies such as cholangiocarcinoma, pancreatic cancer, or colon cancer. Benign conditions, such as cirrhosis, cholestasis, and pancreatitis, also result in elevated serum CA 19-9 concentrations, but in these cases, values are usually below 1000 U/mL. Individuals that are Lewis antigen negative (5%-7% of the population) do not express CA 19-9 due to the lack of the enzyme fucosyltransferase needed for CA 19-9 production. In these individuals, a low or undetectable serum CA 19-9 concentration is not informative regarding cancer recurrence. | <35 U/mL | Serial monitoring of carbohydrate antigen 19-9 (CA 19-9) should begin prior to therapy to verify post therapy decreases in CA 19-9 and to establish a baseline for evaluating possible recurrence. Single values of CA 19-9 are less informative. Elevated values may be caused by a variety of malignant and nonmalignant conditions including cholangiocarcinoma, pancreatic cancer, and colon cancer. | Carbohydrate antigen 19-9 (CA 19-9) is neither specific nor sensitive enough to be used as a cancer screen. Some individuals do not express CA 19-9. Consequently, low values in these individuals are not informative regarding cancer recurrence. Serum CA 19-9 levels should not be interpreted as absolute evidence of the presence or absence of malignant disease. Instead, serum CA 19-9 results should be used in conjunction with information from the clinical evaluation of the patient and other diagnostic procedures. Some patients who have been exposed to animal antigens, either in the environment or as part of treatment or imaging procedures, may have circulating anti-animal antibodies present. These antibodies may interfere with the assay reagents and produce unreliable results. | 1. Torok N, Gores GJ. Cholangiocarcinoma. Semin Gastrointest Dis. 2001;12(2):125-132 2. Scara S, Bottoni P, Scatena R. CA 19-9: Biochemical and clinical aspects. Adv Exp Med Biol. 2015;867:247-260. doi:10.1007/978-94-017-7215-0_15 | The Access GI Monitor assay is a 2-site immunoenzymatic sandwich assay. A sample is added to a reaction vessel along with paramagnetic particles coated with polyclonal goat-antibiotin antibody, mouse monoclonal-biotin conjugate, and a buffered protein solution. After incubation in a reaction vessel, separation in a magnetic field and washing remove materials not bound to the solid phase. A monoclonal-alkaline phosphatase conjugate is then added. After incubation in a reaction vessel, materials bound to the solid phase are held in a magnetic field, while unbound materials are washed away. The chemiluminescent substrate is added to the vessel and light generated by the reaction is measured with a luminometer. The light production is directly proportional to the concentration of carbohydrate antigen 19-9 in the sample. The amount of analyte in the sample is determined from a stored, multipoint calibration curve.(Package insert: Access GI Monitor. Beckman Coulter; 04/2020) | 1 to 3 days | 14 days | This test has been cleared, approved, or is exempt by the US Food and Drug Administration and is used per manufacturer's instructions. Performance characteristics were verified by Mayo Clinic in a manner consistent with CLIA requirements. | 86301 | Carbohydrate Ag 19-9, S | 83084-4 | CA19 | Carbohydrate Ag 19-9, S | 83084-4
CDG | Carbohydrate Deficient Transferrin for Congenital Disorders of Glycosylation, Serum | Screening forcongenital disorders of glycosylation This test isnot usefulforscreening patients for chronic alcohol abuse. | Affinity Chromatography-Mass Spectrometry (MS) | Yes | CDG, S | Suggested Testing Strategy: | Collection Container/Tube: Preferred:Serum gel Acceptable:Red top Submission Container/Tube:Plastic vial Specimen Volume:0.1 mL Collection Instructions:Centrifuge and aliquot serum into a plastic vial. | 0.05 mL | Glycosylation is the post-translational modification of proteins and lipids by the addition of glycans (sugars and sugar chains) in a complex stepwise fashion in the endoplasmic reticulum, Golgi apparatus, cytosol and sarcolemmal membrane. Congenital disorders of glycosylation (CDG) are a group of over 150 inherited metabolic disorders characterized by abnormal protein and lipid glycosylation. There are 2 main groups of CDG: type I, characterized by defects in the assembly or transfer of the dolichol-linked glycan in either the cytosol or endoplasmic reticulum (ER) and type II, involving processing defects of the glycan in the ER and Golgi apparatus. In addition, there are 2 main categories of glycosylation: N-glycosylation where N-linked glycans are attached to a protein backbone via an asparagine residue on the protein, and O-glycosylation where O-glycans are attached to the hydroxyl group of threonine or serine. Apolipoprotein CIII (Apo-CIII) isoforms, with a single core 1 mucin type O-glycosylate protein, is a complementary evaluation for the CDG type II profile. This analysis will evaluate mucin type O-glycosylation, a defect involving the Golgi apparatus, which is detected biochemically by the change in ratios of the 3 isoforms. CDG typically present as multi-systemic disorders with a broad clinical spectrum including, but not limited to, developmental delay, hypotonia, with or without neurological abnormalities, abnormal magnetic resonance imaging findings, skin manifestations, and coagulopathy. There is considerable variation in the severity of this group of diseases ranging from a mild presentation in adults and children to severe multi-organ dysfunctions causing infant lethality. In some subtypes, phosphomannose isomerase-CDG (MPI-CDG or CDG-Ib) in particular, intelligence is not compromised. CDG should be suspected in all patients with neurological abnormalities including developmental delay and seizures, brain abnormalities such as cerebellar atrophy or hypoplasia as well as unexplained liver dysfunction. Abnormal subcutaneous fat distribution and chronic diarrhea each may or may not be present. The differential diagnosis of abnormal transferrin patterns also includes liver disease not related to CDG including galactosemia, hereditary fructose intolerance in acute crisis, and liver disease of unexplained etiology. Transferrin and apolipoprotein CIII isoform analysis are the initial screening tests for CDG. The results of the transferrin and apolipoprotein CIII isoform analysis should be correlated with the clinical presentation to determine the most appropriate follow-up testing strategy including enzyme, molecular, and research-based testing. Enzymatic analysis for phosphomannomutase and phosphomannose isomerase in leukocytes (PMMIL / Phosphomannomutase and Phosphomannose Isomerase, Leukocytes) should be performed if either PMM2-CDG (CDG-Ia) or MPI-CDG (CDG-Ib) is suspected. Other glycosylation pathways, in addition to N- and O-glycosylation, have been elucidated, in particular glycophosphatidylinositol (GPI)-anchored protein glycosylation disorders in which there is absent or decreased expression of all the GPI-linked antigens, and alpha-dystroglycanopathies caused by impaired synthesis of O-mannose glycans. Neither class of disorders are picked up by CDG analysis in serum but are typically diagnosed using molecular methods (CDGGP / Congenital Disorders of Glycosylation Gene Panel, Varies). | Ratio,Normal,Indeterminate,Abnormal, Transferrin mono-oligo/di-oligo ratio,< or =0.06,0.07-0.09,> or =0.10, Transferrin A-oligo/di-oligo ratio,< or =0.011,0.012-0.021,> or =0.022, Transferrin tri-sialo/di-oligo ratio,< or =0.05,0.06-0.12,> or =0.13, Apo CIII-1/Apo CIII-2 ratio,< or =2.91,2.92-3.68,> or =3.69, Apo CIII-0/Apo CIII-2 ratio,< or =0.48,0.49-0.68,> or =0.69, | Positive test results could be due to a genetic or nongenetic condition; additional confirmatory testing is required. In serum, the bi-antennary transferrin (di-oligo) fraction is the most abundant transferrin isoform. Congenital disorders of glycosylation (CDG)-I generally show increases in mono-oligo- and/or a-oligo transferrin isoforms whereas CDG-II shows elevated increased transferrin with truncated glycans of varying degree depending on the type of defect.(1) Results are reported as the mono-oligosaccharide/di-oligosaccharide transferrin ratio, the a-oligosaccharide/di-oligosaccharide transferrin ratio,the tri-sialo/di-oligosaccharide transferrin ratio, and the apolipoprotein CIII-1/apolipoprotein CIII-2 ratio, and the apolipoprotein CIII-0/apolipoprotein CIII-2 ratio. The report will include the quantitative results and an interpretation. The congenital disorders of glycosylation (CDG) profiles are categorized into 5 types: 1. CDG type I profile. Mono-oligosaccharide/di-oligosaccharide transferrin ratio and/or the a-oligosaccharide/di-oligosaccharide transferrin ratio are abnormal. This group should have the apolipoprotein C-III profile within the normal ranges, because the Golgi system is not affected in CDG type I. 2. CDG type II profile. The tri-sialo/di-oligosaccharide transferrin ratio is abnormal. In this category, the apolipoprotein C-III profile will have 2 scenarios: A. The apolipoprotein CIII-1/apolipoprotein CIII-2 ratio and/or the apolipoprotein CIII-0/apolipoprotein CIII-2 ratio will be abnormal. In this case, the defect is most likely glycan processing in the Golgi apparatus; therefore, a CDG (conserved oligomeric Golgi [COG]) defector defect that alters the Golgi apparatus is likely. B. The apolipoprotein CIII-1/apolipoprotein CIII-2 ratio and/or the apolipoprotein CIII-0/apolipoprotein CIII-2 ratio are normal. In this case, the defects most likely do not involve the Golgi system, thus the molecular defect is different. 3. CDG mixed type profile (type I and II together). In this type of profile one can have abnormal tri-sialo/di-oligosaccharide transferrin ratio with the mono-oligosaccharide/di-oligosaccharide transferrin ratio and/or the a-oligosaccharide/di-oligosaccharide transferrin ratio abnormal and may have the apolipoprotein CIII-1/apolipoprotein CIII-2 ratio and the apolipoprotein CIII-0/apolipoprotein CIII-2 ratio normal or abnormal, depending on if the defects involve Golgi apparatus. 4. CDG with normal transferrin and apolipoprotein profile. Some CDG (eg, PGM3, some ALG13, MOGS, NGLY1, SLC35C1, Fut8) pose a problem for their detection. Thus, a careful medical history, physical exam, and analysis of other protein status may be informative for general protein glycosylation defects. If suspicious for either NGLY1- or MOGS-CDG, specific oligosaccharides in urine can be detected (OLIGU / Oligosaccharide Screen, Random, Urine). 5. When the profile cannot be categorized following the above classification, the abnormalities will be reported descriptively according to the molecular mass of the glycan isoform structures. Reports of abnormal results will include recommendations for additionalbiochemical and molecular genetic studies to identifythe correct form of CDG more precisely. If applicable, treatment options, the name and telephonenumber of contacts who may provide studies, and a telephone number for one of thelaboratory directors (if the referring physician has additionalquestions) will be provided. For more information, seeTransferrin and Lipoprotein-CIII Isoform Analysis. | Other conditions such as acute crisis of hereditary fructose intolerance, galactosemia, substance abuse, and acute liver disease may have a congenital disorders of glycosylation (CDG) profile that is indistinguishable from any other true CDG type I cases. Relevant clinical information and the indication for the analysis should be provided with the specimen. Transferrin glycosylation patterns may normalize so repeat testing is warranted in patients with significant clinical suspicion. | 1. Lefeber DJ, Morava E, Jaeken J. How to find and diagnose a CDG due to defective N-glycosylation. J Inherit Metab Dis. 2011;34(4):849-852 2. Peanne R, de Lonlay P, Foulquier F, et al. Congenital disorders of glycosylation (CDG): Quo vadis? Eur J Med Genet. 2018;61(11):643-663 3. Freeze HH, Eklund EA, Ng BG, Patterson MC. Neurology of inherited glycosylation disorders. Lancet Neurol. 2012;11(5):453-466 4. Hennet T, Cabalzar J. Congenital disorders of glycosylation: a concise chart of glycocalyx dysfunction. Trends Biochem Sci. 2015;40(7):377-384 5. Freeze HH, Chong JX, Bamshad MJ, Ng BG. Solving glycosylation disorders: fundamental approaches reveal complicated pathways. Am J Hum Genet. 2014;94(2):161-175 6. Sparks SE, Krasnewich DM. Congenital disorders of N-linked glycosylation and multiple pathway overview. In: Adam MP, Ardinger HH, Pagon RA, et al, eds. GeneReviews [Internet]. University of Washington, Seattle; 2005. Updated January 12, 2017. Accessed January 8, 2024. Available at www.ncbi.nlm.nih.gov/books/NBK1332/ 7. Ng BG, Freeze HH. Human genetic disorders involving glycosylphosphatidylinositol (GPI) anchors and glycosphingolipids (GSL). J Inherit Metab Dis. 2015;38(1):171-178. doi:10.1007/s10545-014-9752-1 8. Bouchet-Seraphin C, Vuillaumier-Barrot S, Seta N. Dystroglycanopathies: About numerous genes involved in glycosylation of one single glycoprotein. J Neuromuscul Dis. 2015;2(1):27-38 | Serum is diluted with water and then subjected to online immunoaffinity chromatography coupled to a quadrupole time-of-flight mass spectrometer. Relative quantitation of carbohydrate deficient transferrin and apolipoprotein CIII is achieved by comparing glycoform ratios in each protein.(Unpublished Mayo method). | 3 to 6 days | 1 month | This test was developed and its performance characteristics determined by Mayo Clinic in a manner consistent with CLIA requirements. It has not been cleared or approved by the US Food and Drug Administration. | 82373 | CDG, S | 90417-7 | 34475 | Apo CIII-0/Apo CIII-2 Ratio | 90419-3
CDTA | Carbohydrate Deficient Transferrin, Adult, Serum | Indicating chronic alcohol abuse This test isnot appropriatefor screening patients for congenital disorders of glycosylation. | Affinity Chromatography/Mass Spectrometry (MS) | Yes | Carb Def Transferrin, Adult, S | Serum | Collection Container/Tube: Preferred:Serum gel Acceptable:Red top Submission Container/Tube:Plastic vial Specimen Volume:0.1 mL Collection Instructions:Centrifuge and aliquot serum into a plastic vial. | 0.05 mL | Chronic alcoholism causes a transient change in the glycosylation pattern of transferrin where the relative amounts of disialo- and asialotransferrin (carbohydrate deficient transferrin: [CDT]) are increased over the amount of normally glycosylated tetrasialotransferrin. This recognition led to the use of CDT in serum as a marker for chronic alcohol abuse. CDT typically normalizes within several weeks of abstinence of alcohol use. However, it is important to recognize that there are other causes of abnormal CDT levels, which include congenital disorders of glycosylation and other genetic and nongenetic causes of acute or chronic liver disease. CDT testing alone is not recommended for general screening for alcoholism; however, when combined with other methods (ie, gamma-glutamyltransferase, mean corpuscular volume, patient self-reporting, ethylglucuronide analysis), clinicians can expect to identify the majority of patients who consume a large amount of alcohol. | < or =0.10 0.11-0.12 (indeterminate) | Patients with chronic alcoholism may develop abnormally glycosylated transferrin isoforms (ie, carbohydrate deficient transferrin: CDT >0.12). CDT results from0.11 to 0.12 are considered indeterminate. Patients with liver disease due to genetic or nongenetic causes may also have abnormal results. | This assay has not been fully validated for the investigation of alcoholism. Carbohydrate deficient transferrin (CDT) testing alone is not recommended for general screening for alcoholism. Analysis of more than one biomarker is recommended to avoid misinterpretation of results. The abnormal transferrin isoform pattern in patients withchronic alcoholism is similar to that observed in congenital disorders of glycosylation (CDG).However, unlike most patients with CDG, the relative amountof monoglycosylated transferrin is much lower. Other conditions such as hereditary fructose intolerance, galactosemia, and liver disease may result in increased levels of CDT. In addition, preanalytic variables such as bacterial contamination may cause falsely elevated CDT values. Several factors may cause variability in CDT analysis, including ethnicity, gender, pregnancy, body mass index, smoking, blood pressure, iron metabolism, drug interactions, chronic medical illness. | 1. De Giovanni N, Cittadini F, Martello S. The usefulness of biomarkers of alcohol abuse in hair and serum carbohydrate-deficient transferrin: a case report. Drug Test Anal. 2015;7(8):703-707 2. Fleming MF, Anton RF, Spies CD. A review of genetic, biological, pharmacological, and clinical factors that affect carbohydrate-deficient transferrin levels. Alcohol Clin Exp Res. 2004;28(9):1347-1355 3. Gough G, Heathers L, Puckett D, et al. The Utility of Commonly Used Laboratory Tests to Screen for Excessive Alcohol Use in Clinical Practice. Alcohol Clin Exp Res. 2015;39(8):1493-1500 4. Shibamoto A, Namisaki T, Suzuki J, et al. Clinical significance of gamma-glutamyltranspeptidase combined with carbohydrate-deficient transferrin for the assessment of excessive alcohol consumption in patients with alcoholic cirrhosis. Medicines (Basel). 2021;8(7):39 5. Torrente MP, Freeman WM, Vrana KE. Protein biomarkers of alcohol abuse. Expert Rev Proteomics. 2012;9(4):425-436 | This method is a qualitative assay that measures transferrin isoform ratios using a combination of immunoaffinity capture and liquid chromatography-mass spectrometry analysis.(Lacey JM, Bergen R, Magera MJ, et al: Rapid determination of transferrin isoforms by immunoaffinity liquid chromatography and electrospray mass spectrometry. Clin Chem. 2001; Mar;47(3):513-518; Helander A, Wielders J, Anton R, et al. Standardisation and use of the alcohol biomarker carbohydrate-deficient transferrin [CDT],Clin Chim Acta. 2017;467:15-20 doi:10.1016/j.cca.2017.03.018) | 3 to 9 days | 1 month | This test was developed and its performance characteristics determined by Mayo Clinic in a manner consistent with CLIA requirements. It has not been cleared or approved by the US Food and Drug Administration. | 82373 | Carb Def Transferrin, Adult, S | 53803-3 | 31715 | Interpretation | 59462-2
CHOU | Carbohydrate, Urine | Screening for conditions associated with increased excretion of fructose, galactose, and xylose This test isnot recommendedas a follow up test for abnormal newborn screening for galactosemia. | Thin-Layer Chromatography (TLC), Qualitative | Yes | Carbohydrate, U | Testing begins with carbohydrate analysis. If qualitative results are normal or abnormal but not indicative of galactose, testing is complete. | Supplies:Urine Tubes, 10 mL (T068) Container/Tube:Plastic,10-mL urine tube Specimen Volume:5 mL Collection Instructions:Collect an early-morning (preferred) random urine specimen. | 1 mL | Carbohydrates are a group of mono-, di-, and oligosaccharides of endogenous and exogenous sources. Their presence frequently reflects dietary consumption but can indicate specific pathology if either a particular saccharide or a particular excretory pattern is present. Most saccharides (except glucose) have low renal thresholds and are readily excreted in the urine. In addition to several other saccharide species, chromatography of urinary saccharides identifies galactose and fructose and is, therefore, useful to screen for inborn errors of galactose and fructose metabolism. Xylose may also be detected in individuals with hereditary pentosuria, a benign trait with high frequency among individuals with Ashkenazi Jewish descent. | Negative If positive, carbohydrate is identified. | An interpretive comment is provided. | A number of compounds interfere with the assay and microbial contamination can lead to uninterpretable patterns of urinary saccharides. Retesting is recommended in these cases. | 1. Steinmann B, Gitzelmann R, Van den Berghe G:Disorders of fructose metabolism. In: Valle D, Antonarakis S, Ballabio A, Beaudet A, Mitchell GA, eds. The Online Metabolic and Molecular Bases of Inherited Disease McGraw-Hill; 2019. Accessed January 09, 2020. Available at http://ommbid.mhmedical.com/content.aspx?bookid=2709&sectionid=225080452 2. OMIM. #260800 Pentosuria; PNTSU. Johns Hopkins University; 1986. Updated July 9, 2016. Accessed April 23, 2021. Available at https://omim.org/entry/260800 3.Gaughan S, Ayres L, Baker P II: Hereditary fructose intolerance. In: Adam MP, Ardinger HH, Pagon RA, et al, eds. GeneReviews [Internet]. University of Washington, Seattle;2015. Updated February 18, 2021. Accessed April 23, 2021. Available atwww.ncbi.nlm.nih.gov/books/NBK333439 | The urine is chromatographed on a silica gel thin-layer plate. The sugars are located with naphthoresorcinol spray reagent and are identified by visual comparison with a sugar standard chromatographed on the same plate. If galactose is found, it is quantitated by an enzymatic method.(Prinz W, Meldrum W, Wilkinson L: A simple and rapid thin-layer chromatographic method for the identification of urinary carbohydrates. Clin Chim Acta. 1978;82:229-232; Cowan T, Pasquali M: Laboratory Investigations of Inborn Errors of Metabolism. In: Sarafoglou K, Hoffman GF, Roth KS, eds. Pediatric Endocrinology and Inborn Errors of Metabolism. 2nd ed. Elsevier; 2017:1139-1158) | 8 to 15 days | 14 days | This test was developed and its performance characteristics determined by Mayo Clinic in a manner consistent with CLIA requirements. It has not been cleared or approved by the US Food and Drug Administration. | 84377-Carbohydrate82760-Galactose (if appropriate) | Carbohydrate, U | 16550-6 | 9255 | Carbohydrate, U | 16550-6
FCMEB | Carbon Monoxide Exposure, Blood |  | Gas Chromatography/Mass Spectrometry (GC/MS) | Yes | Carbon Monoxide Exposure, Blood | Whole Blood EDTA | ***Must submit one specimen per order. Specimens cannot be shared between multiple orders.*** Specimen Type: Blood Collection Container/Tube: Lavender top EDTA Specimen Volume: 4 mL Collection Instructions: Draw blood in a lavender top EDTA tube(s). Send 4 mL refrigerated. | 1.7 mL |  | Reporting limit determined each analysis. | Normal: Nonsmokers up to 3.5% Smokers up to 8% Toxic symptoms above 10% Biological Exposure Index (ACGIH): Less than 3.5% measured in an end of shift Blood. |  |  |  | 7-16 days |  | This test was developed and its performance characteristics determined by NMS Labs. It has not been cleared or approved by the US Food and Drug Administration. | 82375 | Carbon Monoxide Exposure, Blood | 20563-3 | Z6353 | Carboxyhemoglobin | 20563-3
COHBB | Carbon Monoxide, Blood | Verifying carbon monoxide toxicity in cases of suspected exposure | Carboxyhemoglobin Co-oximetry | Yes | Carbon Monoxide, B | Whole Blood EDTA | Container/Tube:Lavender top (EDTA) Specimen Volume:1 mL Collection Instructions: 1. Avoid exposure of specimen to atmosphere. 2. Send specimen in original collection tube.Do not aliquot. | 0.1 mL | Carbon monoxide (CO) is a colorless, odorless, tasteless gas that is a product of incomplete combustion of carbonaceous material.CO poisoning causes hypoxia because CO binds to hemoglobin with an affinity 250 times greater than that of oxygen, thus preventing delivery of oxygen to the tissues. Concentrations greater than 20% are associated with symptoms of toxicity (eg, headache, fatigue, dizziness, confusion, nausea, vomiting, increased pulse and respiratory rate). CO levels greater than 50% are potentially fatal.Common exogenous sources of carbon monoxide include cigarette smoke, gasoline engines, and improperly ventilated home heating units. Small amounts of carbon monoxide are produced endogenously in the metabolic conversion of heme to biliverdin. This endogenous production of carbon monoxide is accelerated in hemolytic anemias. | Normal Concentration Non-Smokers: 0-2% Smokers: < or =9% Toxic concentration: > or =20% | The toxic effects of carbon monoxide can be seen in levels above 20% carboxyhemoglobin. It must be emphasized that the carboxyhemoglobin concentration, although helpful in diagnosis, does not always correlate with the clinical findings or prognosis. Factors other than carboxyhemoglobin concentration that contribute to toxicity include length of exposure, metabolic activity, and underlying disease, especially cardiac or cerebrovascular disease. Moreover, low carboxyhemoglobin concentrations relative to the severity of poisoning may be observed if the patient was removed from the carbon monoxide-contaminated environment a significant amount of time before blood sampling. An insidious effect of carbon monoxide poisoning is the delayed development of neuropsychiatric sequelae, which may include personality changes, motor disturbances, and memory impairment. These manifestations do not correlate with the length of exposure or with the maximum blood carboxyhemoglobin concentration. | No significant cautionary statements | 1. Langman LJ, Bechtel LK, Holstege CP. Clinical toxicology. In: Rifai N, Chiu RWK, Young I, Burnham C-AD, Wittwer CT, eds. Tietz Textbook of Laboratory Medicine. 7th ed. Elsevier; 2023;454-484 2. Baselt RC.Disposition of Toxic Drugs and Chemical in Man. 12th ed. Biomedical Publications; 2020 | The ABL80 OSM CO-OX analyzer is a portable, automated analyzer that measures oximetry in whole blood. Total hemoglobin oxygen saturation,carboxyhemoglobin, and methemoglobin are measured bymultiwavelengthspectrophotometry. Light passes through a cuvette containing hemolyzed blood sample. The specific wavelengths absorbed and their intensity generates an absorption spectrum used to calculate oximetry parameters.(Instruction manual: ABL80 FLEX CO-OX analyzer-OSM version, Radiometer Medical ApS, 01/2016) | Same day/1 to 3 days |  | This test has been cleared, approved, or is exempt by the US Food and Drug Administration and is used per manufacturer's instructions. Performance characteristics were verified by Mayo Clinic in a manner consistent with CLIA requirements. | 82375 | Carbon Monoxide, B | 20563-3 | 8649 | Carbon Monoxide, B | 20563-3
CAIX | Carbonic Anhydrase IX (CA-IX) Immunostain, Technical Component Only | Diagnosis of clear cell renal cell carcinoma and clear cell papillary renal cell carcinoma | Immunohistochemistry (IHC) | Yes | CAIX IHC, Tech Only | For the initial technical component only immunohistochemical (IHC) stain performed, the appropriate bill-only test ID will be reflexed and charged (IHTOI). For each additional technical component only IHC stain performed, an additional bill-only test ID will be reflexed and charged (IHTOA). | Supplies:Immunostain Technical Only Envelope (T693) Specimen Type:Tissue Container/Tube:Immunostain Technical Only Envelope Preferred:2 Unstained positively charged glass slide (25- x 75- x 1-mm) per test ordered; sections 4-microns thick. Acceptable:Formalin-fixed, paraffin-embedded (FFPE) tissue block |  | Carbonic anhydrase IX (CA-IX) is a hypoxia-induced protein expressed in the gastrointestinal tract, mainly in the stomach. Expression of CA-IX is useful in the diagnosis of clear cell renal cell carcinoma and clear cell papillary renal cell carcinoma. It can assist in distinguishing clear cell carcinoma from chromophobe carcinoma, oncocytoma, and several other renal cell carcinomas. |  | This test does not include pathologist interpretation, only technical performance of the stain. If interpretation is required, order PATHC / Pathology Consultation for a full diagnostic evaluation or second opinion of the case. The positive and negative controls are verified as showing appropriate immunoreactivity. If a control tissue is not included on the slide, a scanned image of the relevant quality control tissue is available upon request; call 855-516-8404. Interpretation of this test should be performed in the context of the patient's clinical history and other diagnostic tests by a qualified pathologist. | Age of a cut paraffin section can affect immunoreactivity. Stability thresholds vary widely among published literature and are antigen-dependent. Best practice is for paraffin sections to be cut within 6 weeks. | 1. Alshenawy HA. Immunohistochemical panel for differentiating renal cell carcinoma with clear and papillary features. J Microsc Ultrastruct. 2015;3(2):68-74 2. Genega EM, Ghebremichael M, Najarian R, et al. Carbonic anhydrase IX expression in renal neoplasms: correlation with tumor type and grade. Am J Clin Pathol. 2010;134(6):873-879 3. Stillebroer AB, Mulders PF, Boerman OC, Oyen WJ, Oosterwijk E. Carbonic anhydrase IX in renal cell carcinoma: implications for prognosis, diagnosis, and therapy. Euro Urol. 2010;58(1):75-83 4. Bing Z, Lal P, Lu S, Ziober A, Tomaszewski JE. Role of carbonic anhydrase IX, a-methylacyl coenzyme a racemase, cytokeratin 7, and galectin-3 in the evaluation of renal neoplasms: a tissue microarray immunohistochemical study. Ann Diag Pathol. 2013;17(1):58-62 5. Magaki S, Hojat SA, Wei B, So A, Yong WH. An introduction to the performance of immunohistochemistry. Methods Mol Biol. 2019;1897:289-298. doi:10.1007/978-1-4939-8935-5_25 | Immunohistochemistry on sections of paraffin-embedded tissue.(Unpublished Mayo method) | 1 to 3 days | Until staining is complete | This test has been cleared, approved, or is exempt by the US Food and Drug Administration and is used per manufacturer's instructions. Performance characteristics were verified by Mayo Clinic in a manner consistent with CLIA requirements. | 88342-TC, primary88341-TC, if additional IHC | CAIX IHC, Tech Only | Order only;no result | 606252 | CAIX IHC, Tech Only | Bill only; no result
CEAPC | Carcinoembryonic Antigen (CEA), Pancreatic Cyst Fluid | When used in conjunction with imaging studies, cytology, andother pancreatic cyst fluid tumor markers: -Distinguishing between mucinous and nonmucinous pancreatic cysts -Determining the likely type of malignant pancreatic cyst | Immunoenzymatic Assay | Yes | CEA, Pancreatic Cyst | Pancreatic Cyst Fluid | Supplies:Sarstedt Aliquot Tube, 5 mL (T914) Container/Tube:Plain, plastic, screw-top tube Specimen Volume:1 mL | 0.5 mL | Cystic lesions of the pancreas are of various types including: Benign cysts: -Inflammatory cysts (pseudocysts) -Serous cysts (serous cystadenoma) Mucinous cysts: -Premalignant (mucinous cystadenoma) -Malignant (cystadenocarcinoma, intrapapillary mucinousneoplasia) The diagnosis of pancreatic cyst type is often difficult and may require correlating imaging studies with results of cytological examination and tumor marker testing performed on cyst aspirates. Various tumor markers have been evaluated to distinguish non-mucinous, nonmalignant pancreatic cysts from mucinous cysts, which have a high likelihood of malignancy. Carcinoembryonic antigen (CEA) has been found to be the most reliable tumor marker for identifying pancreatic cysts that are likely mucinous. In cyst aspirates, CEA concentrations of 200 ng/mL and above are highly suspicious for mucinous cysts. The greater the CEA concentration, the greater the likelihood the mucinous cyst is malignant. However, CEA testing does not reliably distinguish between benign, premalignant, or malignant mucinous cysts. CEA test results should be correlated with the results of imaging studies, cytology, other cyst fluid tumor markers (ie, amylase and CA [carbohydrate antigen] 19-9), and clinical findings for diagnosis. | An interpretive report will be provided. | A pancreatic cyst fluid carcinoembryonic antigen (CEA) concentration greater than or equal to 200 ng/mL is very suggestive for a mucinous cyst but is not diagnostic. The sensitivity and specificity for mucinous lesions are approximately 62% and 93%, respectively, at this concentration. Cyst fluid CEA concentrations less than 5 ng/mL indicate a low risk for a mucinous cyst and are more consistent with serous cystadenoma, fluid collections complicating pancreatitis, cystic neuroendocrine tumor, or metastatic lesions. CEA values between these extremes have limited diagnostic value. | These test results should not be the sole basis for diagnosis. Test results should be always correlated with imaging and cytology. This test does not distinguish between malignant and nonmalignant mucinous cysts. In rare cases, some individuals can develop antibodies to mouse or other animal antibodies (often referred to as human anti-mouse antibodies [HAMA] or heterophile antibodies), which may cause interference in some immunoassays. Caution should be used in interpretation of results and the laboratory should be alerted if the result does not correlate with the clinical presentation. | 1. Brugge WR, Lewandrowski K, Lee-Lewandrowski E, et al. Diagnosis of pancreatic cystic neoplasms: a report of cooperative pancreatic cyst study. Gastroenterology. 2004;126(5):1330-1336 2. Snozek CL, Jenkins SM, Bryant SC, et al.: Analysis of CEA, CA 19-9, and amylase in pancreatic cyst fluid for diagnosis of pancreatic lesions. Clin Chem. 2008;54(Suppl S):A126-127 3. Khalid A, Brugge W. ACG practice guidelines for the diagnosis and management of neoplastic pancreatic cysts. Am J Gastroenterol. 2007;102(10):2339-2349 4. Elta GH, Enestvedt BK, Sauer BG, Lennon AM. ACG clinical guideline: diagnosis and management of pancreatic cysts. Am J Gastroenterol. 2018;113(4):464-479. doi:10.1038/ajg.2018.14 | The Access carcinoembryonic antigen (CEA) assay is a 2-site immunoenzymatic sandwich assay using 2 mouse monoclonal anti-CEA antibodies (Mab) that react with different epitopes of CEA. A sample is added to a reaction vessel, along with the first anti-CEA Mab-alkaline phosphatase conjugate and the second anti-CEA Mab bound to paramagnetic particles. The incubation is followed by a magnetic separation and washing. The chemiluminescent substrate Lumi-Phos 530 is added to the vessel and light generated by the reaction is measured with a luminometer. The light production is proportional to the concentration of CEA in the sample. The amount of analyte in the sample is determined by means of a stored, multipoint calibrator curve.(Package insert: Access CEA. Beckman Coulter, Inc.; 2019) | 1 to 3 days | 12 months | This test has been modified from the manufacturer's instructions. Its performance characteristics were determined by Mayo Clinic in a manner consistent with CLIA requirements. This test has not been cleared or approved by the US Food and Drug Administration. | 82378 | CEA, Pancreatic Cyst | 97747-0 | CEAP | CEA, Pancreatic Cyst | 97747-0
CEAPT | Carcinoembryonic Antigen (CEA), Peritoneal Fluid | An adjunct to cytology to differentiate between malignancy-related and benign causes of ascites formation | Immunoenzymatic Assay | Yes | CEA, Peritoneal Fluid | Peritoneal | Container/Tube:Plain, plastic, screw top tube Specimen Volume:2 mL | 0.5 mL | Malignancy accounts for approximately 7% of cases of ascites formation. Malignant disease can cause ascites by various mechanisms including peritoneal carcinomatosis (53%), massive liver metastasis causing portal hypertension (13%), peritoneal carcinomatosis plus massive liver metastasis (13%), hepatocellular carcinoma plus cirrhosis (7%), and chylous ascites due to lymphoma (7%). The evaluation and diagnosis of malignancy-related ascites is based on the patient clinical history, ascites fluid analysis, and imaging tests. The overall sensitivity of cytology for the detection of malignancy-related ascites ranges from 58% to 75%. Cytology examination is most successful in patients with ascites related to peritoneal carcinomatosis as viable malignant cells are exfoliated into the ascitic fluid. However, only approximately 53% of patients with malignancy-related ascites have peritoneal carcinomatosis. Patients with other causes of malignancy-related ascites almost always have a negative cytology. Carcinoembryonic antigen (CEA) is a glycoprotein that is shed from the surface of malignant cells. Measurement of CEA in ascitic fluid has been proposed as a helpful test in detecting malignancy-related ascites given the limited sensitivity of cytology. | An interpretive report will be provided. | A peritoneal fluid carcinoembryonic antigen (CEA) concentration greater than 6.0 ng/mLis suspicious, but not diagnostic, of malignancy-related ascites. Thisclinical decision limitcutoff yielded 48% sensitivity and 99% specificity in a study of 137 patients presenting with ascites. CEA concentrations were significantly higher in ascites caused by malignancies known to be associated with elevated serum CEA levels, including lung, breast, ovarian, gastrointestinal, and colorectal cancers. However, ascites caused by other malignancies, such as lymphoma, mesothelioma, leukemia, and melanoma and hepatocellular carcinoma, routinely had CEA concentrations less than 6.0 ng/mL. Therefore, negative results should be interpreted with caution, especially in patients who have, or are suspected of having, a malignancy not associated with elevated CEA levels in serum. | Do not use peritoneal fluidcarcinoembryonic antigen (CEA) concentration as absolute evidence of the presence or the absence of malignant disease. The CEA result should be interpreted in conjunction with information from the clinical evaluation of the patient and other diagnostic procedures. In some immunoassays, the presence of unusually high concentrations of analyte may result in a high-dose "hook" effect. This may result in a lower or even normal measured analyte concentration. If the reported result is inconsistent with the clinical presentation, the laboratory should be alerted for troubleshooting. In rare cases, some individuals can develop antibodies to mouse or other animal antibodies (often referred to as human anti-mouse antibodies [HAMA] or heterophile antibodies), which may cause interference in some immunoassays. Caution should be used in interpretation of results and the laboratory should be alerted if the result does not correlate with the clinical presentation. CEA values are method-dependent; therefore, the same method should be used if patients are serially monitored. | 1. Torresini RJ, Prolla JC, Diehl AR, Morais EK, Jobim LF: Combined carcinoembryonic antigen and cytopathologic examination in ascites. Acta Cytol. 2000 Sep-Oct;44(5):778-782 2. Tuzun Y, Yilmaz S, Dursun M, et al: How to increase the diagnostic value of malignancy-related ascites: discriminative ability of the ascitic tumour markers. J Int Med Res. 2009 Jan-Feb;37(1):87-95 3. Kaleta EJ, Tolan NV, Ness KA, O'Kane D, Algeciras-Schimnich A: CEA, AFP and CA 19-9 analysis in peritoneal fluid to differentiate causes of ascites formation. Clin Biochem. 2013 Jun;46(9):814-818. doi: 10.1016/j.clinbiochem.2013.02.010 4. Trape J, Sant F, Montesinos J, et al: Comparative assessment of two strategies for interpreting tumor markers in ascitic effusions. In Vivo. 2020 Mar-Apr;34(2):715-722. doi: 10.21873/invivo.11829 | The instrument used is Beckman Coulter UniCel DXI 800. The Access CEA assay is a 2-site immunoenzymatic sandwich assay using mouse monoclonal carcinoembryonic antigen (CEA) antibodies that react with different epitopes of CEA. A sample is added to a reaction vessel, along with the first CEA monoclonal antibodies-alkaline phosphatase conjugate and the second CEA monoclonal antibodies bound to paramagnetic particles. The incubation is followed by a magnetic separation and washing. A chemiluminescent substrate is added to the vessel, and the light generated by the reaction is measured with a luminometer. The light production is proportional to the concentration of CEA in the sample. The amount of analyte in the sample is determined by means of a stored, multipoint calibrator curve.(Package insert: Access CEA Assay, Beckman Coulter, Inc; 2020) For all samples with CEA concentrations greater than 3 ng/mL, a dilution series is performed. A linear dilution excludes hooking and most major interferences. Samples that contain CEA concentrations less than or equal to 3 ng/mL are spiked with exogenous CEA to identify possible interferences that may cause a false-low result. | 1 to 3 days | 12 months | This test has been modified from the manufacturer's instructions. Its performance characteristics were determined by Mayo Clinic in a manner consistent with CLIA requirements. This test has not been cleared or approved by the US Food and Drug Administration. | 82378 | CEA, Peritoneal Fluid | 40622-3 | SITED | Site | 39111-0
PFCEA | Carcinoembryonic Antigen (CEA), Pleural Fluid | An adjuvant to cytology and imaging studies to differentiate between nonmalignant and malignant causes of pleural effusions | Immunoenzymatic Assay | Yes | CEA, Pleural Fluid | Pleural Fluid | Container/Tube:Plain, plastic, screw-top tube Specimen Volume:2 mL | 0.5 mL | Pleural effusions occur as a consequence of either nonmalignant conditions (including congestive heart failure, pneumonia, pulmonary embolism, and liver cirrhosis) or malignant conditions (including lung, breast, and lymphoma cancers). Diagnosing the cause of an effusion can be difficult, often requiring cytological examination of the pleural fluid and imaging studies of the pleural tissue. Analysis of various tumor markers in pleural fluid has shown that these markers can differentiate between effusions caused by nonmalignant and malignant conditions and can enhance cytology and imaging findings. Carcinoembryonic antigen (CEA) is a glycoprotein produced during fetal development. Nonsmoking, healthy adults typically produce low to undetectable levels of CEA. Serum concentrations of CEA may be elevated in patients with certain malignancies that secrete CEA into circulation, including medullary thyroid carcinoma and breast, gastrointestinal tract, colorectal, liver, lung, ovarian, pancreatic, and prostate cancers. Pleural fluid concentrations of CEA have been reported to be elevated in patients with certain malignancies. Malignancies that can secrete CEA and elevate serum CEA concentrations, including lung, breast, ovarian, gastrointestinal, and colorectal cancers, typically also elevate CEA in pleural fluid. In contrast, malignancies that do not secrete CEA, including mesothelioma, lymphoma, leukemia, and melanoma, have low concentrations of CEA in pleural fluid comparable to concentrations observed in non-malignant effusions. Elevated CEA concentrations in pleural fluid have also been reported with certain nonmalignant conditions, includingliver cirrhosis, pancreatitis, complicated parapneumonic effusions and empyemas, and rarely with tuberculosis. CEA results should be used in conjunction with cytological analysis of pleural fluid, imaging studies, and other clinical findings. | An interpretive report will be provided. | A pleural fluid carcinoembryonic antigen (CEA) concentration of 3.5 ng/mL or higher is suspicious but not diagnostic of a malignant source of the effusion. This cutoff yielded a sensitivity of 52%, specificity of 95%, and part per volume of 93% in a study of 200 patients presenting with effusion. CEA concentrations were significantly higher in effusions caused by CEA-secreting malignancies, including lung, breast, ovarian, gastrointestinal, and colorectal cancers. However, effusions caused by non-CEA-secreting malignancies, including lymphoma, mesothelioma, leukemia, and melanoma, routinely had CEA concentrations below 3.5 ng/mL. Therefore, negative results should be interpreted with caution, especially in patients who have or are suspected of having a non-CEA-secreting malignancy. Correlation of all tumor marker results with cytology and imaging is highly recommended. | This test result should not be the sole basis for diagnosis. Carcinoembryonic antigen (CEA) and other tumor markers are not specific for malignancy and CEA testing has limited utility when used as the sole diagnostic test. Test results should always be correlated with cytology, imaging, and other clinical findings. A low or negative CEA result may be misleading, as certain malignancies do not secrete CEA and will not produce elevated CEA concentrations in pleural effusions. Negative results should be interpreted with caution in patients who have, or are suspected of having, a non-CEA-secreting malignancy or who have a cancer of unknown primary origin. Alternative methodologies, including cytology, imaging, and other tumor markers should be considered. CEA concentrations have been reported to be elevated in pleural fluid as a consequence of certain nonmalignant conditions, including liver cirrhosis, pancreatitis, complicated parapneumonic effusions and empyemas, and rarely with tuberculosis. Results should be interpreted with caution in patients with those conditions. In rare cases, some individuals can develop antibodies to mouse or other animal antibodies (often referred to as human anti-mouse antibodies [HAMA] or heterophile antibodies), which may cause interference in some immunoassays. Caution should be used in interpretation of results and the laboratory should be alerted if the result does not correlate with the clinical presentation. | 1. Shitrit D, Zingerman B, Shitrit ABG, Shlomi D, Kramer MR: Diagnostic value of CYFRA 21-1, CEA, CA 19-9, CA 15-3, and CA 125 assays in pleural effusions: analysis of 116 cases and review of the literature. Oncologist. 2005 Aug;10(7):501-507 2. Hackbarth JS, Murata K, Reilly WM, Algeciras-Schimnich A: Performance of CEA and CA19-9 in identifying pleural effusions caused by specific malignancies. Clin Biochem. 2010 Sep;43(13-14):1051-1055 3. Garcia-Pachon E, Padilla-Navas I, Dosda MD, Miralles-Llopis A: Elevated level of carcinoembryonic antigen in nonmalignant pleural effusions. Chest. 1997 Mar;111(3):643-647 4. Hackner K, Errhalt P, Handzhiev S: Ratio of carcinoembryonic antigen in pleural fluid and serum for the diagnosis of malignant pleural effusion. Ther Adv Med Oncol. 2019 May 22;11:1758835919850341. doi: 10.1177/1758835919850341 5. Tozzoli R, Basso SMM, D'Aurizio F, Metus P, Lumachi F: Evaluation of predictive value of pleural CEA in patients with pleural effusions and histological findings: A prospective study and literature review. Clin Biochem. 2016 Nov;49(16-17):1227-1231. doi: 10.1016/j.clinbiochem.2016.08.006 | The instrument used is Beckman Coulter UniCel DXI 800. The Access CEA assay is a 2-site immunoenzymatic sandwich assay using mouse monoclonal carcinoembryonic antigen (CEA) antibodies that react with different epitopes of CEA. A sample is added to a reaction vessel, along with the first CEA monoclonal antibody-alkaline phosphatase conjugate and the second CEA monoclonal antibody bound to paramagnetic particles. The incubation is followed by a magnetic separation and washing. A chemiluminescent substrate is added to the vessel, and the light generated by the reaction is measured with a luminometer. The light production is proportional to the concentration of CEA in the sample. The amount of analyte in the sample is determined by means of a stored, multipoint calibrator curve.(Package insert: Access CEA Assay, Beckman Coulter, Inc; 2020) | 1 to 3 days | 14 days | This test has been modified from the manufacturer's instructions. Its performance characteristics were determined by Mayo Clinic in a manner consistent with CLIA requirements. This test has not been cleared or approved by the US Food and Drug Administration. | 82378 | CEA, Pleural Fluid | 19169-2 | SITE9 | Site | 39111-0
CEA | Carcinoembryonic Antigen (CEA), Serum | Monitoring colorectal cancer and selected other cancers such asmedullary thyroid carcinoma May be useful in assessing the effectiveness of chemotherapy orradiation treatment This test isnot usefulforscreening the general population for undetected cancers. | Immunoenzymatic Assay | Yes | Carcinoembryonic Ag (CEA), S | Serum | Container/Tube: Preferred:Serum gel Acceptable:Red top Submission Container/Tube:Plastic vial Specimen Volume:0.6 mL Collection Instructions: 1. Serum gel tubes should be centrifuged within 2 hours of collection. 2. Red-top tubes should be centrifuged, and the serum aliquoted into a plastic vial within 2 hours of collection. | 0.5 mL | Carcinoembryonic antigen (CEA) is a glycoprotein normallyfound in embryonic entodermalepithelium. Increased levels may be found in patients with primary colorectalcancer or other malignancies including medullary thyroid carcinomaand breast, gastrointestinal tract, liver, lung, ovarian, pancreatic,andprostatic cancers. Serial monitoring of CEA should begin prior to therapy to verify post therapy decrease in concentration and to establish a baseline for evaluating possible recurrence. Levels generally return to normal within 1 to 4 months after removal of cancerous tissue. | Nonsmokers: < or =3.0 ng/mL Some smokers may have elevated CEA, usually <5.0 ng/mL. Serum markers are not specific for malignancy, andvalues may vary by method. | Grossly elevated carcinoembryonic antigen (CEA) concentrations (>20 ng/mL) in a patient with compatible symptoms are strongly suggestive of the presence of cancer and suggest metastasis. Most healthy subjects (97%) have values less than or equal to 3.0 ng/mL. After removal of a colorectal tumor, the serum CEA concentration should return to normal by 6 weeks, unless there is residual tumor. Increases in test values over time in a patient with a history of cancer suggest tumor recurrence. | The concentration of carcinoembryonic antigen (CEA) in serum should not be used to screenasymptomatic individuals for neoplastic disease, and the diagnosticefficacy of CEA measurements in high-risk groups has not beenestablished. Single values of CEA are less informative than changes assessedover time. CEA values are method-dependent; therefore, the same methodshould be used to serially monitor patients. Do not interpret serum CEA levels as absolute evidence of thepresence or the absence of malignant disease. Use serum CEAin conjunction with information from the clinical evaluation of thepatient and other diagnostic procedures. Some patients who have been exposed to animal antigens, eitherin the environment or as part of treatment or imaging procedures,may have circulating antianimal antibodies present. These antibodiesmay interfere with the assayreagents to produce unreliable results. | 1. Sturgeon C: Tumor markers. In:Rifai N, Horvath AR, Wittwer CT, eds:Tietz Textbook of Clinical Chemistry and Molecular Diagnostics. 6th ed. Elsevier;2018:436-478 2. Locker, GY, Hamilton S, Harris J, et al: ASCO 2006 update of recommendations for the use of tumor markers in gastrointestinal cancer. J Clin Oncol. 2006;24:5313-5327 3. Moertel CG, Fleming TR, Macdonald JS, et al: An evaluation of the carcinoembryonic antigen (CEA) test for monitoring patients with resected colon cancer. JAMA. 1993;270:943-947 | Instrument used is Beckman Coulter UniCel DXI 800. The Access carcinoembryonic antigen (CEA) assay is a 2-site immunoenzymatic sandwich assay using 2 mouse monoclonal anti-CEA antibodies (MAb) that react with different epitopes of CEA. A sample is added to a reaction vessel, along with the first anti-CEA MAb-alkaline phosphatase conjugate and the second anti-CEA Mab bound to paramagnetic particles. The incubation is followed by a magnetic separation and washing. The chemiluminescent substrate Lumi-Phos 530 is added to the vessel and light generated by the reaction is measured with a luminometer. The light production is proportional to the concentration of CEA in the sample. The amount of analyte in the sample is determined by means of a stored, multipoint calibrator curve.(Package insert: Access CEA. Beckman Coulter; 05/2020 | 1 to 3 days | 14 days | This test has been cleared, approved, or is exempt by the US Food and Drug Administration and is used per manufacturer's instructions. Performance characteristics were verified by Mayo Clinic in a manner consistent with CLIA requirements. | 82378 | Carcinoembryonic Ag (CEA), S | 83085-1 | CEA | Carcinoembryonic Ag (CEA), S | 83085-1
CEASF | Carcinoembryonic Antigen (CEA), Spinal Fluid | Detecting meningeal carcinomatosis and intradural or extradural infiltration Differentiating brain parenchymal metastasis from adenocarcinoma or squamous-cell carcinoma | Immunoenzymatic Assay | Yes | Carcinoembryonic Ag (CEA), CSF | CSF | Collection Container/Tube:Sterile vial Submission Container/Tube:13 x 75-mm tube Specimen Volume:0.5 mL | 0.4 mL | Carcinoembryonic antigen (CEA) normally is present incerebrospinal fluid (CSF) in very low concentrations.Elevations in serum CEA can cause passive transfer to CSF.Tumors of the brain, especially metastatic tumors, canelevate CSF CEA. | <0.6 ng/mL Tumor markers are not specific for malignancy, and values may vary by method. | Increased values are seen in approximately 60% of patientswith meningeal carcinomatosis. | Although the assay appears to be specific for adenocarcinoma and squamous cell carcinoma, increased carcinoembryonic antigen (CEA) values in cerebrospinal fluid (CSF) are not seen in all patients with such tumors of the brain. Mildly elevated CEA values in CSF may be secondary to passive transfer from the serum in individuals with high serum CEA concentrations. In rare cases, some individuals can develop antibodies to mouse or other animal antibodies (often referred to as human anti-mouse antibodies [HAMA] or heterophile antibodies), which may cause interference in some immunoassays. Caution should be used in interpretation of results and the laboratory should be alerted if the result does not correlate with the clinical presentation. | 1. Klee GG, Tallman RD, Goellner JR, Yanagihara T: Elevation of carcinoembryonic antigen in cerebrospinal fluid among patients with meningeal carcinomatosis. Mayo Clin Proc. 1986 Jan;61(1):9-13 2. Moertel CG, Fleming TR, Macdonald JS, Haller DG, Laurie JA, Tangen C: An evaluation of the carcinoembryonic antigen (CEA) test for monitoring patients with resected colon cancer. JAMA. 1993 Aug 25;270(8):943-947 3. Duffy MJ: Carcinogenic antigen as a marker for colorectal cancer: is it clinically useful? Clin Chem. 2001 Apr;47(4):624-630 4. Block DR, Algeciras-Schimnich A: Body fluid analysis: clinical utility and applicability of published studies to guide interpretation of today's laboratory testing in serous fluids. Crit Rev Clin Lab Sci. 2013 Jul-Oct;5(4-5):107-124 | The Access carcinoembryonic antigen (CEA) assay is a 2-site immunoenzymatic sandwich assay using 2 mouse monoclonal anti-CEA antibodies (MAb) that react with different epitopes of CEA. A sample is added to a reaction vessel, along with the first anti-CEA MAb-alkaline phosphatase conjugate and the second anti-CEA MAb bound to paramagnetic particles. The incubation is followed by a magnetic separation and washing. The chemiluminescent substrate Lumi-Phos 530 is added to the vessel and light generated by the reaction is measured with a luminometer. The light production is proportional to the concentration of CEA in the sample. The amount of analyte in the sample is determined by means of a stored, multipoint calibrator curve.(Package insert: Access CEA, Beckman Coulter Inc; 2020) | 1 to 3 days | 12 months | This test has been modified from the manufacturer's instructions. Its performance characteristics were determined by Mayo Clinic in a manner consistent with CLIA requirements. This test has not been cleared or approved by the US Food and Drug Administration. | 82378 | Carcinoembryonic Ag (CEA), CSF | 2037-0 | CEASF | Carcinoembryonic Ag (CEA), CSF | 2037-0
MCEA | Carcinoembryonic Antigen, Monoclonal Immunostain, Technical Component Only | Marker of epithelial cells | Immunohistochemistry (IHC) | Yes | M-CEA IHC, Tech Only | For the initial technical component only immunohistochemical (IHC) stain performed, the appropriate bill-only test ID will be reflexed and charged (IHTOI). For each additional technical component only IHC stain performed, an additional bill-only test ID will be reflexed and charged (IHTOA). | Supplies:Immunostain Technical Only Envelope (T693) Specimen Type:Tissue Container/Tube:Immunostain Technical Only Envelope Preferred:2 Unstained positively charged glass slide (25- x 75- x 1-mm) per test ordered; sections 4-microns thick. Acceptable:Formalin-fixed, paraffin-embedded tissue block |  | In tissue sections of normal colon, carcinoembryonic antigen (CEA) is mainly localized at the apical border of the epithelial cells. Monoclonal CEA antibodies label the epithelium of colonic adenocarcinoma, normal adult colonic mucosa, and normal gastric foveolar mucus-producing cells. |  | This test does not include pathologist interpretation, only technical performance of the stain. If interpretation is required, order PATHC / Pathology Consultation for a full diagnostic evaluation or second opinion of the case. The positive and negative controls are verified as showing appropriate immunoreactivity. If a control tissue is not included on the slide, a scanned image of the relevant quality control tissue is available upon request; call 855-516-8404. Interpretation of this test should be performed in the context of the patient's clinical history and other diagnostic tests by a qualified pathologist. | Age of a cut paraffin section can affect immunoreactivity. Stability thresholds vary widely among published literature and are antigen dependent. Best practice is for paraffin sections to be cut within 6 weeks. | 1. Costa MJ, Kenny MB, Judd R. Adenocarcinoma and adenosquamous carcinoma of the uterine cervix. Histologic and immunohistochemical features with clinical correlation. Int J Surg Pathol. 1994;1:181-189 2. Sheahan K, O'Brien MJ, Burke B, et al. Differential reactivities of carcinoembryonic antigen (CEA) and CEA-related monoclonal and polyclonal antibodies in common epithelial malignancies. Am J Clin Pathol. 1990;94:157-164 3. Sumitoma S, Kumasa S, Mitani H, Mori M. Comparison of CEA distribution in lesions and tumors of salivary glands as determined with monoclonal and polyclonal antibodies. Circhows Arch B. 1987;53:133-139 4. Wong HH, Chu P: Immunohistochemical features of the gastrointestinal tract tumors. J Gastrointest Oncol. 2012;3(3):262-284 5. Magaki S, Hojat SA, Wei B, So A, Yong WH. An Introduction to the Performance of Immunohistochemistry. Methods Mol Biol. 2019;1897:289-298. doi:10.1007/978-1-4939-8935-5_25 | Immunohistochemistry on sections of paraffin-embedded tissue.(Unpublished Mayo method) | 1 to 3 days | Until staining is complete. | This test has been cleared, approved, or is exempt by the US Food and Drug Administration and is used per manufacturer's instructions. Performance characteristics were verified by Mayo Clinic in a manner consistent with CLIA requirements. | 88342-TC, primary88341-TC, if additional IHC | M-CEA IHC, Tech Only | Order only;no result | 70818 | M-CEA IHC, Tech Only | Bill only; no result
PCEAI | Carcinoembryonic Antigen, Polyclonal Immunostain, Technical Component Only | Marker of epithelial cells | Immunohistochemistry (IHC) | Yes | P-CEA IHC, Tech Only | For the initial technical component only immunohistochemical (IHC) stain performed, the appropriate bill-only test ID will be reflexed and charged (IHTOI). For each additional technical component only IHC stain performed, an additional bill-only test ID will be reflexed and charged (IHTOA). | Supplies:Immunostain Technical Only Envelope (T693) Specimen Type:Tissue Container/Tube:Immunostain Technical Only Envelope Preferred:2 Unstained positively charged glass slide (25- x 75- x 1-mm) per test ordered; sections 4-microns thick. Acceptable:Formalin-fixed, paraffin-embedded tissue block |  | Polyclonal carcinoembryonic antigen (pCEA) labels normal and neoplastic epithelium of the small and large intestine, stomach, and pancreatic ducts. The polyclonal antibody also reacts with biliary canaliculi and granulocytes |  | This test does not include pathologist interpretation, only technical performance of the stain. If interpretation is required, order PATHC / Pathology Consultation for a full diagnostic evaluation or second opinion of the case. The positive and negative controls are verified as showing appropriate immunoreactivity. If a control tissue is not included on the slide, a scanned image of the relevant quality control tissue is available upon request; call 855-516-8404. Interpretation of this test should be performed in the context of the patient's clinical history and other diagnostic tests by a qualified pathologist. | Age of a cut paraffin section can affect immunoreactivity. Stability thresholds vary widely among published literature and are antigen dependent. Best practice is for paraffin sections to be cut within 6 weeks. | 1. Costa MJ, Kenny MB, Judd R. Adenocarcinoma and adenosquamous carcinoma of the uterine cervix. Histologic and immunohistochemical features with clinical correlation. Int J Surg Pathol. 1994;1:181-189 2. Sheahan K, O'Brien MJ, Burke B, et al. Differential reactivities of carcinoembryonic antigen (CEA) and CEA-related monoclonal and polyclonal antibodies in common epithelial malignancies. Am J Clin Pathol. 1990(2);94:157-164 3. Sumitoma S, Kumasa S, Mitani H, Mori M. Comparison of CEA distribution in lesions and tumors of salivary glands as determined with monoclonal and polyclonal antibodies. Circhows Arch B. 1987;53(3):133-139 4. Wong HH, Chu P. Immunohistochemical features of the gastrointestinal tract tumors. J Gastrointest Oncol. 2012;3(3):262-284 5.Magaki S, Hojat SA, Wei B, So A, Yong WH. An Introduction to the Performance of Immunohistochemistry. Methods Mol Biol. 2019;1897:289-298. doi:10.1007/978-1-4939-8935-5_25 | Immunohistochemistry on sections of paraffin-embedded tissue.(Unpublished Mayo method) | 1 to 3 days | Until staining is complete. | This test has been cleared, approved, or is exempt by the US Food and Drug Administration and is used per manufacturer's instructions. Performance characteristics were verified by Mayo Clinic in a manner consistent with CLIA requirements. | 88342-TC, Primary88341-TC, If additional IHC | P-CEA IHC, Tech Only | Order only;no result | 70847 | P-CEA IHC, Tech Only | Bill only; no result
CRMP1 | Cardiovascular Risk Marker Panel, Serum | Assessment for risk of developing cardiovascular disease, major adverse cardiovascular events, or ischemic cerebrovascular events | LIPA1, HSCRP, APOLB: Immunoturbidimetry Assay CHOL, TRIG, HDCH: Enzymatic Colorimetric CLDL1, HNDCH: Calculation | Yes | Cardiovascular Risk Marker Panel, S | Serum | Patient Preparation:Fasting is preferred but not required unless directed by the ordering provider. Collection Container/Tube: Preferred:Serum gel Acceptable:Red top Submission Container/Tube:Plastic vial Specimen Volume:2.5 mL Collection Instructions:Centrifuge and aliquot serum into plastic vial. Send refrigerated. | 1.25 mL | Lipoprotein cholesterol measures are essential in managing risk for atherosclerotic cardiovascular disease (ASCVD). Atherosclerosis is defined by a buildup of plaque within arterial walls. ASCVD includes coronary heart disease, strokes, and peripheral artery disease.ASCVD develops over decades and is often asymptomatic until the patient experiences a life-threatening event such as a heart attack, stroke, or aneurysm. Cholesterol is a lipid that is synthesized in most tissues and actively absorbed from the diet. There is a strong association between serum cholesterol concentrations and cardiovascular disease. Cholesterol is carried in the blood by lipoproteins. Some lipoproteins carry a stronger risk of cardiovascular disease while others are associated with reduced cardiovascular risk. Total cholesterol concentration includes the sum of all "good" and "bad" cholesterol. Therefore, total cholesterol is recommended to be interpreted in context of a lipid panel that includes high-density lipoprotein cholesterol (HDL-C) and triglyceride measures. Low-density lipoprotein cholesterol (LDL-C) is the primary lipoprotein responsible for atherogenic plaque. Very low-density lipoprotein cholesterol (VLDL-C) is also atherogenic and the combination of LDL-C and VLDL-C is called non-HDL-C and often referred to as "bad" cholesterol. Serum total cholesterol, LDL-C and non-HDL-C are all directly associated with risk for ASCVD. HDL-C is associated with lower risk of cardiovascular disease. Excess cholesterol is actively pumped into HDL to be carried in the blood circulation and cleared by the liver in a process known as reverse cholesterol transport. For these reasons, HDL-C is often referred to as "good" cholesterol. Triglycerides are oily lipids carried in the blood by lipoproteins. Triglycerides are primarily carried by VLDL, chylomicrons and remnant lipoproteins. Recent evidence supports triglycerides as an independent risk factor for ASCVD. Several conditions are associated with increased plasma triglycerides, including obesity, pregnancy, physical inactivity, excess alcohol intake, kidney disease, and diabetes. Elevated triglycerides are often associated with reduced HDL-C, insulin resistance, hypertension, fatty liver disease, and increased waist circumference. In addition to cardiovascular risk, elevated triglycerides confer a risk for acute pancreatitis. Apolipoprotein B (ApoB), high-sensitivity C-reactive protein (hsCRP), and lipoprotein (a) (Lp[a]) are serological risk factors endorsed by multiple international guidelines for use in cardiovascular disease risk assessment. Several recent guidelines havesuggestedthat clinicians utilize ApoB, hsCRP, and Lp(a) in selected personsto augment risk classification, guide intensity of risk-reduction therapy, and modulate clinicaljudgment when making therapeutic decision.(1-3) | Age,2-17 years,> or =18 years, CALCULATED NON-HDL CHOLESTEROL (mg/dL),**Acceptable: <120Borderline High: 120-144High: > or =145,*Desirable: <130 mg/dLAbove Desirable: 130-159 mg/dLBorderline High: 160-189 mg/dLHigh: 190-219 mg/dLVery high: > or =220 mg/dL, CALCULATED LDL CHOLESTEROL (mg/dL),**Acceptable: <110Borderline High: 110-129High: > or =130,***Desirable: <100Above Desirable: 100-129Borderline High: 130-159High: 160-189Very high: > or =190, HDL CHOLESTEROL (mg/dL),**Low: <40Borderline Low: 40-45Acceptable: > 45,***Males: > or =40Females: > or =50, TOTAL CHOLESTEROL (mg/dL),**Acceptable: <170Borderline High: 170-199High: > or =200,*Desirable: < 200Borderline High: 200 - 239High: > or = 240, LIPOPROTEIN (a) (nmol/L),Not established,< 75 nmol/LValues >= 75 nmol/L may suggest increased risk of coronary heart disease., C-REACTIVE PROTEIN, HIGH SENSITVITY,*Lower risk: <2.0 mg/LHigher risk: >=2.0 mg/LAcute inflammation: >10.0 mg/L,*Lower risk: <2.0 mg/LHigher risk: >=2.0 mg/LAcute inflammation: >10.0 mg/L, APOLIPOPROTEIN B(mg/dL),Acceptable: <90Borderline High: 90-109High: > or =110,Desirable: <90Above Desirable: 90-99Borderline High: 100-119High: 120-139Very High: > or =140, Age,2-9 years,10-17 years,> or =18 years, TRIGLYCERIDES (mg/dL),**Acceptable: <75Borderline High: 75-99High: > or =100,**Acceptable: <90Borderline High: 90-129High: > or =130,*Normal: <150Borderline High: 150-199High: 200-499Very High: > or =500, | Maintaining desirable concentrations of lipids lowersatherosclerotic cardiovascular diseaserisk. Establishing appropriate treatment strategies and lipid goals require that blood lipid values be considered in context with other risk factors including, age, sex, smoking status, and medical history of hypertension, diabetes, and cardiovascular disease. Triglycerides results of 500 mg/dL or above are severely elevated increasing the risk of pancreatitis. Triglycerides can be lowered by increasing physical activity, low-fat diet, weight loss and/or triglyceride lowering pharmaceuticals. Low high-density lipoprotein cholesterol (HDL-C) is a risk factor for cardiovascular disease. HDL-C can be increased by the same lifestyle changes that reduce risk for cardiovascular disease; physical activity, smoking cessation, and eating healthier. However, medications that specifically increase HDL levels have failed to reduce cardiovascular disease. Extremely low HDL values (<20 mg/dL) may indicate liver disease or inherited dyslipidemia. Low-density lipoprotein cholesterol results of 190 mg/dL or above in adults (> or =160 mg/dL in children) are severely elevated and may indicate familial hypercholesterolemia. For non-HDL cholesterol results of 220 mg/dL or above, consider possible inherited hyperlipidemia. | Consuming alcohol or fatty foods 24 hours prior to specimen collection can increase serum triglycerides. Eating a meal 12 hours prior to specimen collection can increase serum triglycerides. Calculated low-density lipoprotein cholesterol is not applicable when triglycerides are greater than 800 mg/dL. Consider repeat measurement of lipids prior to initiating or changing lipid therapy. Result can be falsely decreased in patients with elevated levels of N-acetyl-p-benzoquinone imine -a metabolite of acetaminophen, N-acetylcysteine , and metamizole. | 1. Grundy SM, Stone NJ, Bailey AL, et al: 2018 AHA/ACC/AACVPR/AAPA/ABC/ACPM/ADA/AGS/APhA/ASPC/NLA/PCNA Guideline on the Management of Blood Cholesterol: A Report of the American College of Cardiology/American Heart Association Task Force on Clinical Practice Guidelines. Circulation. 2019 Jun 18;139(25):e1082-e1143 2.Jacobson TA, Ito MK, Maki KC, et al:National Lipid Association recommendations for patient-centered management of dyslipidemia: Part 1-executive summary. J Clin Lipidol. 2014 Sep-Oct;8(5):473-488. doi: 10.1016/j.jacl.2014.07.007 3.Expert Panel on Integrated Guidelines for Cardiovascular Health and Risk Reduction in Children and Adolescents; National Heart, Lung, and Blood Institute. Expert panel on integrated guidelines for cardiovascular health and risk reduction in children and adolescents: Summary report. Pediatrics. 2011 Dec;128 Suppl 5(Suppl 5):S213-S256. doi: 10.1542/peds.2009-2107C 4.Sampson M, Ling C, Sun Q, et al: A new equation for calculation of low-density lipoprotein cholesterol in patients with normolipidemia and/or hypertriglyceridemia. JAMA Cardiol. 2020 May 1;5(5):540-548 | The following calculations are performed in the laboratory information system, SCC Soft. Non-high-density lipoprotein (HDL) cholesterol = Total cholesterol – HDL cholesterol Low-density lipoprotein (LDL) cholesterol = TC _ HDLc _ ( TG + TG*nonHDLc _ TG(2) )- 9.44 0.948 0.971 8.56 2140 16,100 TC = total cholesterol HDLc = HDL cholesterol TG = triglycerides HDL Cholesterol: Non-HDL lipoproteins such as LDL,very low-density lipoprotein (VLDL), and chylomicrons are combined with polyanions and a detergent forming a water-soluble complex. In this complex, the enzymatic reaction of cholesterol esterase (CHER) and cholesterol oxidase (CHOD) towards non-HDL lipoproteins is blocked. Finally, only HDL particles can react with CHER and CHOD. The concentration of HDL-cholesterol is determined enzymatically by CHER and CHOD. Cholesterol esters are broken down quantitatively into free cholesterol and fatty acids by CHER. In the presence of peroxidase, the hydrogen peroxide generated reacts with 4-amino-antipyrine and N-ethyl-N-(3-methylphenyl)-N'-succinylethylenediamine) to form a dye. The color intensity of this dye is directly proportional to the cholesterol concentration and is measured photometrically.(Package insert: HDL-Cholesterol Gen4. Roche Diagnostics; V 2.0, 08/2018) Total Cholesterol: Cholesterol esters are cleaved by the action of cholesterol esterase to yield free cholesterol and fatty acids. Cholesterol oxidase then catalyzes the oxidation of cholesterol to cholest-4-en-3-one and hydrogen peroxide. In the presence of peroxidase, the hydrogen peroxide formed effects the oxidative coupling of phenol and 4-aminophenazone to form a red quinone-imine dye. The color intensity of the dye formed is directly proportional to the cholesterol concentration. It is determined by measuring the increase in absorbance.(Package insert: Cholesterol Gen2 Reagent. Roche Diagnostics; V 10.0, 03/2020) Triglycerides: This test uses a lipoprotein lipase from microorganisms for the rapid and complete hydrolysis of triglycerides to glycerol followed by oxidation to dihydroxyacetone phosphate and hydrogen peroxide. The hydrogen peroxide produced then reacts with 4-aminophenazone and 4-chlorophenol under the catalytic action of peroxidase to form a red dyestuff (Trinder endpoint reaction). The color intensity of the red dyestuff formed is directly proportional to the triglyceride concentration and can be measured photometrically.(Package insert: Triglycerides. Roche Diagnostics; V 9.0, 01/2020) Lipoprotein (a): This test is a particle enhanced immunoturbidimetric assay. Human lipoprotein (a)(Lp[a]) agglutinates with the latex particles coated with anti-Lp(a) antibodies.(Package insert: Lipoprotein (a) Gen.2 reagent. Roche Diagnostics; V 2.0, 01/2015) C-Reactive Protein: Particle-enhanced immunoturbidimetric assay. Human C-reactive protein (CRP) agglutinates with latex particles coated with monoclonal anti-CRP antibodies. The precipitate is determined turbidimetrically.(Package insert: Cardiac C-Reactive Protein (Latex) High Sensitive. Roche Diagnostics; V 12.0, 03/2019) Apolipoprotein B: Anti-apolipoprotein B antibodies react with the antigen in the sample to form antigen:antibody complexes, which, following agglutination, can be measured turbidimetrically.(Package insert: Tina-quant Apolipoprotein B, Roche Diagnostics; V 1.0 07/2020) | 1 to 2 days | 7 days | This test has been modified from the manufacturer's instructions. Its performance characteristics were determined by Mayo Clinic in a manner consistent with CLIA requirements. This test has not been cleared or approved by the US Food and Drug Administration. | 80061-Lipid panel (includes: HDL [CPT Code 83718], total cholesterol [CPT Code 82465], and triglycerides [CPT Code 84478])83695-Lipoprotein (a)86141-C-reactive protein; high sensitivity (hsCRP)82172-Apolipoprotein B | Cardiovascular Risk Marker Panel, S | In Process | INTC1 | Fasting (8 HR or more) | 87527-8
FCRDE | Carmine Dye/Red Dye Cochineal (Dactylopius coccus) IgE (Red # 4) |  | ImmunoCAP FEIA | Yes | Carmine Dye/Red Dye IgE | Serum | Specimen Type:Serum Container/Tube:Red or SST Specimen Volume:0.5 mL Collection Instructions:Draw blood in a plain red-top tube(s), serum gel tube is acceptable. Spin down and send 0.5 mL of serum refrigerated in a plastic vial. | 0.5 mL |  | <0.35 kU/L | ClassIgE (kU/L)Comment 0<0.10Negative 0/10.10-0.34Equivocal 10.35-0.69Low Positive 20.70-3.49Moderate Positive 33.50-17.49High Positive 417.50-49.99Very High Positive 550.00-99.99Very High Positive 6> 99.99Very High Positive |  |  |  | 3 to 7 days |  | This test was developed and its performance characteristics determined by Eurofins Viracor. It has not been cleared or approved by the U.S. Food and Drug Administration. | 86003 | Carmine Dye/Red Dye IgE | 25609-9 | Z3083 | Class | 102895-0
CARN | Carnitine, Plasma | Evaluation of patients with a clinical suspicion of a wide range of conditions including organic acidemias, fatty acid oxidation disorders, and primary carnitine deficiency using plasma specimens | Flow Injection Analysis-Tandem Mass Spectrometry (FIA-MS/MS) | Yes | Carnitine, P | Plasma | Supplies:Sarstedt Aliquot Tube, 5 mL (T914) Collection Container/Tube: Preferred:Green top (sodium heparin) Acceptable:Lavender top (EDTA), green top (lithium heparin) Submission Container/Tube:Plastic vial Specimen Volume:0.5 mL Collection Instructions:Centrifuge and aliquot plasma into a plastic vial | 0.2 mL | Carnitine and its esters are required for normal energy metabolism and serve 4 primary functions: -Importing long-chain fatty acids into the mitochondria -Exporting naturally-occurring short-chain acyl-CoA groups from the mitochondria -Maintaining the ratio of free CoA to esterified CoA -Removing potentially toxic acyl-CoA groups from the cells and tissues Evaluation of carnitine in serum, plasma, and urine is a biochemical screening test for suspected primary disorders of the carnitine cycle or secondary disturbances in carnitine levels as a result of organic acidemias and fatty acid oxidation disorders. In the latter, acyl-CoA groups accumulate and are excreted into the urine and bile as carnitine derivatives, resulting in a secondary carnitine deficiency. More than 100 such primary and secondary disorders have been described. Collectively, their incidence is approximately 1 in 1000 live births. Primary carnitine deficiency has an incidence of approximately 1 in 21,000 live births based on Minnesota newborn screening data. Other conditions that could cause an abnormal carnitine level include neuromuscular diseases, gastrointestinal disorders, familial cardiomyopathy, renal tubulopathies and chronic renal failure (dialysis), and prolonged treatment with steroids, antibiotics (pivalic acid), anticonvulsants (valproic acid), and total parenteral nutrition. Follow-up testing is required to differentiate primary and secondary carnitine deficiencies and to elucidate the exact cause. | ,Total carnitine (TC),Free carnitine (FC),Acylcarnitine (AC),AC/FC Ratio, Age Group,Range*,Range*,Range*,Range, < or =1 day,23-68,12-36,7-37,0.4-1.7, 2-7 days,17-41,10-21,3-24,0.2-1.4, 8-31 days,19-59,12-46,4-15,0.1-0.7, 32 days-12 months,38-68,27-49,7-19,0.2-0.5, 13 months-6 years,35-84,24-63,4-28,0.1-0.8, 7-10 years,28-83,22-66,3-32,0.1-0.9, 11-17 years,34-77,22-65,4-29,0.1-0.9, > or =18 years,34-78,25-54,5-30,0.1-0.8, | When abnormal results are detected, a detailed interpretation is given, including an overview of the results and of their significance, a correlation to available clinical information, elements of differential diagnosis, recommendations for additional biochemical testing, and a phone number to reach one of the laboratory directors in case the referring physician has additional questions. | Increased values may be obtained after carnitine supplementation or meat consumption. | 1. Magoulas PL, El-Hattab AW. Systemic primary carnitine deficiency: an overview of clinical manifestations, diagnosis, and management. Orphanet J Rare Dis. 2012;18;7:68 2. Longo N, Amat di San Filippo C, Pasquali M. Disorders of carnitine transport and the carnitine cycle. Am J Med Genet C Semin Med Genet. 2006;142C(2):77-85 3. Zammit VA, Ramsay RR, Bonomini M, Arduini A. Carnitine, mitochondrial function and therapy. Adv Drug Deliv Rev. 2009;61(14):1353-1362 4. El-Hattab AW. Systemic primary carnitine deficiency. In: Adam MP, Ardinger HH, Pagon RA, et al, eds. GeneReviews [Internet]. University of Washington, Seattle; 2012. Updated November 3, 2016. Accessed November 27, 2023. Available at www.ncbi.nlm.nih.gov/books/NBK84551/ 5. Longo N., Frigeni M., Pasquali M. Carnitine transport and fatty acid oxidation.Biochim. Biophys. Acta.2016;1863:2422-2435 6. Almannai M, Alfadhel M, El-Hattab AW: Carnitine inborn errors of metabolism. Molecules. 2019;24(18):3251 | Free and total carnitines are measured by tandem mass spectrometry (MS/MS) stable isotope dilution analysis. Hydrolysis enables measurement of total carnitine, and esterified carnitine (acylcarnitine) is calculated as the difference between the total and free carnitine. Quantification is enabled using deuterium-labeled carnitine (d3-carnitine) added as internal standard. A selected reaction monitoring experiment is performed by MS/MS. The first mass spectrometer detects carnitine and d3-carnitine precursors and transmits them to a collision cell within the mass spectrometer where they are fragmented. Specific fragments derived from the carnitine and internal standard are monitored in the second mass spectrometer.(Stevens RD, Hillman SL, Worthy S, Sanders D, Millington DS. Assay for free and total carnitine in human plasma using tandem mass spectrometry. Clin Chem. 2000;46(5):727-729;Miller MJ, Cusmano-Ozog K, Oglesbee D, Young S. ACMG Laboratory Quality Assurance Committee. Laboratory analysis of acylcarnitines, 2020 update: a technical standard of the American College of Medical Genetics and Genomics [ACMG]. Genet Med. 2021;23[2]:249-258) | 3 to 5 days | 1 month | This test was developed and its performance characteristics determined by Mayo Clinic in a manner consistent with CLIA requirements. It has not been cleared or approved by the US Food and Drug Administration. | 82379 | Carnitine, P | 97182-0 | 21549 | Interpretation | 59462-2
CARNU | Carnitine, Random, Urine | Evaluation of patients with a clinical suspicion of a wide range of conditions including organic acidemias and fatty acidoxidation disorders Monitoring carnitine treatment | Flow Injection Analysis-Tandem Mass Spectrometry (FIA-MS/MS) | Yes | Carnitine, U | Urine | Supplies:Urine Tubes, 10 mL (T068) Container/Tube:Plastic, 10-mL urine tube Specimen Volume:1.5 mL Collection Instructions: 1. Collect a random urine specimen. 2. No preservative. | 0.5 mL | Carnitine and its esters are required for normal energy metabolism and serve 4 primary functions: -Importing long-chain fatty acids into the mitochondria -Exporting naturally occurring short-chain acyl-CoA groups from the mitochondria -Maintaining the ratio of free CoA to esterified CoA -Removing potentially toxic acyl-CoA groups from the cells and tissues Evaluation of carnitine in serum, plasma, and urine is a biochemical screening test for suspected primary disorders of the carnitine cycle or for secondary disturbances in carnitine levels as a result of organic acidemias and fatty acid oxidation disorders. In the latter, acyl-CoA groups accumulate and are excreted into the urine and bile as carnitine derivatives, resulting in a secondary carnitine deficiency. More than 100 such primary and secondary disorders have been described. Collectively, their incidence is approximately 1 in 1000 live births. Primary carnitine deficiency has an incidence of approximately 1 in 21,000 live births based on Minnesota newborn screening data. Other conditions that could cause an abnormal carnitine level include neuromuscular diseases, gastrointestinal disorders, familial cardiomyopathy, renal tubulopathies and chronic kidney failure (dialysis), and prolonged treatment with steroids, antibiotics (pivalic acid), anticonvulsants (valproic acid), and total parenteral nutrition. Follow-up testing is required to differentiate primary and secondary carnitine deficiencies and to elucidate the exact cause. | FREE CARNITINE: 77-214 nmol/mg of creatinine TOTAL CARNITINE: 180-412 nmol/mg of creatinine RATIO: Acylcarnitine to free carnitine: 0.7-3.4 | When abnormal results are detected, a detailed interpretation is given, including an overview of the results and of their significance,a correlation to available clinical information, elements of differentialdiagnosis, recommendations for additional biochemical testing anda phone number to reach one of the laboratory directors in case thereferring physician has additional questions. | Increased values may be obtained after carnitine supplementation or meat consumption. | 1. Magoulas PL, El-Hattab AW. Systemic primary carnitine deficiency: an overview of clinical manifestations, diagnosis, and management. Orphanet J Rare Dis. 2012; 18;7:68 2. Longo N, Amat di San Filippo C, Pasquali M. Disorders of carnitine transport and the carnitine cycle. Am J Med Genet C Semin Med Genet. 2006 15;142C(2):77-85 3. Zammit VA, Ramsay RR, Bonomini M, Arduini A. Carnitine, mitochondrial function and therapy. Adv Drug Deliv Rev. 2009;61(14):1353-1362 4. El-Hattab AW: Systemic primary carnitine deficiency. In: Adam MP, Ardinger HH, Pagon RA, et al, eds. GeneReviews [Internet]. University of Washington, Seattle; 2012. Updated November 3, 2016. Accessed November 27, 2023. Available at www.ncbi.nlm.nih.gov/books/NBK84551/ 5. Almannai M, Alfadhel M, El-Hattab AW. Carnitine inborn errors of metabolism. Molecules. 2019;24(18):3251 6. Longo N., Frigeni M., Pasquali M. Carnitine transport and fatty acid oxidation.Biochim. Biophys. Acta.2016;1863(10):2422-2435 | Free and total carnitines are measured by tandem mass spectrometry (MS/MS) stable isotope dilution analysis. Hydrolysis enables measurement of total carnitine, and esterified carnitine (acylcarnitine) is calculated as the difference between the total and free carnitine. Quantification is enabled using deuterium-labeled carnitine (d3-carnitine) added as internal standard. A selected reaction monitoring experiment is performed by MS/MS. The first mass spectrometer detects carnitine and d3-carnitine precursors and transmits them to a collision cell within the mass spectrometer where they are fragmented. Specific fragments derived from the carnitine and internal standard are monitored in the second mass spectrometer.(Stevens RD, Hillman SL, Worthy S, Sanders D, Millington DS. Assay for free and total carnitine in human plasma using tandem mass spectrometry. Clin Chem. 2000;46(5):727-729;Miller MJ, Cusmano-Ozog K, Oglesbee D, Young S. ACMG Laboratory Quality Assurance Committee. Laboratory analysis of acylcarnitines, 2020 update: a technical standard of the American College of Medical Genetics and Genomics [ACMG]. Genet Med. 2021;23[2]:249-258) | 3 to 9 days | 1 month | This test was developed and its performance characteristics determined by Mayo Clinic in a manner consistent with CLIA requirements. It has not been cleared or approved by the US Food and Drug Administration. | 82379 | Carnitine, U | 100428-2 | 21550 | Interpretation | 59462-2
CARNS | Carnitine, Serum | Evaluation of patients with a clinical suspicion of a wide range of conditions including organic acidemias, fatty acid oxidation disorders, and primary carnitine deficiency using serum specimens | Flow Injection Analysis-Tandem Mass Spectrometry (FIA-MS/MS) | Yes | Carnitine, S | Serum | Supplies:Sarstedt Aliquot Tube, 5 mL (T914) Collection Container/Tube: Preferred:Red top Acceptable:Serum gel Submission Container/Tube:Plastic vial Specimen Volume:0.5 mL Collection Instructions:Centrifuge and aliquot serum into a plastic vial. | 0.2 mL | Carnitine and its esters are required for normal energy metabolism and serve 4 primary functions: -Importing long-chain fatty acids into the mitochondria -Exporting naturally-occurring short-chain acyl-CoA groups from the mitochondria -Maintaining the ratio of free CoA to esterified CoA -Removing potentially toxic acyl-CoA groups from the cells and tissues Evaluation of carnitine in serum, plasma, and urine is a biochemical screening test for suspected primary disorders of the carnitine cycle or secondary disturbances in carnitine levels as a result of organic acidemias and fatty acid oxidation disorders. In the latter disorders, acyl-CoA groups accumulate and are excreted into the urine and bile as carnitine derivatives, resulting in a secondary carnitine deficiency. More than 100 such primary and secondary disorders have been described. Collectively, their incidence is approximately 1 in 1000 live births. Primary carnitine deficiency has an incidence of approximately 1 in 21,000 live births based on Minnesota newborn screening data. Other conditions that could cause an abnormal carnitine level include neuromuscular diseases, gastrointestinal disorders, familial cardiomyopathy, renal tubulopathies and chronic renal failure (dialysis), and prolonged treatment with steroids, antibiotics (pivalic acid), anticonvulsants (valproic acid), and total parenteral nutrition. Follow-up testing is required to differentiate primary and secondary carnitine deficiencies and to elucidate the exact cause. | ,Total carnitine (TC),Free carnitine (FC),Acylcarnitine (AC),AC/FC Ratio, Age Group,Range*,Range*,Range*,Range, < or =1 day,23-68,12-36,7-37,0.4-1.7, 2-7 days,17-41,10-21,3-24,0.2-1.4, 8-31 days,19-59,12-46,4-15,0.1-0.7, 32 days-12 months,38-68,27-49,7-19,0.2-0.5, 13 months-6 years,35-84,24-63,4-28,0.1-0.8, 7-10 years,28-83,22-66,3-32,0.1-0.9, 11-17 years,34-77,22-65,4-29,0.1-0.9, > or =18 years,34-78,25-54,5-30,0.1-0.8, | When abnormal results are detected, a detailed interpretation is given, including an overview of the results and of their significance, a correlation to available clinical information, elements of differential diagnosis, recommendations for additional biochemical testing, and a phone number to reach one of the laboratory directors in case the referring physician has additional questions. | Increased values may be obtained after carnitine supplementation or meat consumption. | 1. Magoulas PL, El-Hattab AW. Systemic primary carnitine deficiency: an overview of clinical manifestations, diagnosis, and management. Orphanet J Rare Dis. 2012;18;7:68 2. Longo N, Amat di San Filippo C, Pasquali M. Disorders of carnitine transport and the carnitine cycle. Am J Med Genet C Semin Med Genet. 2006;142C(2):77-85 3. Zammit VA, Ramsay RR, Bonomini M, Arduini A. Carnitine, mitochondrial function and therapy. Adv Drug Deliv Rev. 2009;61(14):1353-1362 4. El-Hattab AW: Systemic primary carnitine deficiency. In: Adam MP, Ardinger HH, Pagon RA, et al, eds. GeneReviews [Internet]. University of Washington, Seattle; 2012. Updated November 3, 2016. Accessed November 27, 2023. Available at www.ncbi.nlm.nih.gov/books/NBK84551/ 5. Longo N., Frigeni M., Pasquali M. Carnitine transport and fatty acid oxidation.Biochim. Biophys. Acta.2016;1863:2422-2435 6. Almannai M, Alfadhel M, El-Hattab AW. Carnitine inborn errors of metabolism. Molecules. 2019;24(18):3251 | Free and total carnitines are measured by tandem mass spectrometry (MS/MS) stable isotope dilution analysis. Hydrolysis enables measurement of total carnitine, and esterified carnitine (acylcarnitine) is calculated as the difference between the total and free carnitine. Quantification is enabled using deuterium-labeled carnitine (d3-carnitine) added as internal standard. A selected reaction monitoring experiment is performed by MS/MS. The first mass spectrometer detects carnitine and d3-carnitine precursors and transmits them to a collision cell within the mass spectrometer where they are fragmented. Specific fragments derived from the carnitine and internal standard are monitored in the second mass spectrometer.(Stevens RD, Hillman SL, Worthy S, Sanders D, Millington DS. Assay for free and total carnitine in human plasma using tandem mass spectrometry. Clin Chem. 2000;46(5):727-729;Miller MJ, Cusmano-Ozog K, Oglesbee D, Young S. ACMG Laboratory Quality Assurance Committee. Laboratory analysis of acylcarnitines, 2020 update: a technical standard of the American College of Medical Genetics and Genomics [ACMG]. Genet Med. 2021;23[2]:249-258) | 3 to 5 days | 1 month | This test was developed and its performance characteristics determined by Mayo Clinic in a manner consistent with CLIA requirements. It has not been cleared or approved by the US Food and Drug Administration. | 82379 | Carnitine, S | 97182-0 | 32049 | Interpretation | 59462-2
CAROB | Carob, IgE, Serum | Establishing the diagnosis of an allergy to carob Defining the allergen responsible for eliciting signs and symptoms Identifying allergens: -Responsible for allergic response and/or anaphylactic episode -To confirm sensitization prior to beginning immunotherapy -To investigate the specificity of allergic reactions to insect venom allergens, drugs, or chemical allergens | Fluorescence Enzyme Immunoassay (FEIA) | Yes | Carob, IgE | Serum | Collection Container/Tube: Preferred:Serum gel Acceptable:Red top Submission Container/Tube:Plastic vial Specimen Volume:0.5 mL for every 5 allergens requested Collection Instructions:Centrifuge and aliquot serum into a plastic vial. | For 1 allergen: 0.3 mL More than 1 allergen: (0.05 mL x number of allergens) + 0.25 mL dead space | Clinical manifestations of immediate hypersensitivity (allergic) diseases are caused by the release of proinflammatory mediators (histamine, leukotrienes, and prostaglandins) from IgE-sensitized effector cells (mast cells and basophils) when cell-bound IgE antibodies interact with an allergen. In vitro serum testing for IgE antibodies provides an indication of the immune response to allergens that may be associated with allergic disease. The allergens chosen for testing often depend upon the age of the patient, history of allergen exposure, season of the year, and clinical manifestations. In individuals predisposed to develop allergic disease, the sequence of sensitization and clinical manifestations proceed as follows: eczema and respiratory disease (rhinitis and bronchospasm) in infants and children less than 5 years due to food sensitivity (milk, egg, soy, and wheat proteins) followed by respiratory disease (rhinitis and asthma) in older children and adults due to sensitivity to inhalant allergens (dust mite, mold, and pollen inhalants). | Class,IgE kU/L,Interpretation, 0,<0.10,Negative, 0/1,0.10-0.34,Borderline/equivocal, 1,0.35-0.69,Equivocal, 2,0.70-3.49,Positive, 3,3.50-17.4,Positive, 4,17.5-49.9,Strongly positive, 5,50.0-99.9,Strongly positive, 6,> or =100,Strongly positive, | Detection of IgE antibodies in serum (class 1 or greater) indicates an increased likelihood of allergic disease as opposed to other etiologies and defines the allergens that may be responsible for eliciting signs and symptoms. The level of IgE antibodies in serum varies directly with the concentration of IgE antibodies expressed as a class score or kU/L. | Testing for IgE antibodies is not useful in patients previously treated with immunotherapy to determine if residual clinical sensitivity exists or in patients in whom the medical management does not depend upon identification of allergen specificity. Some individuals with clinically insignificant sensitivity to allergens may have measurable levels of IgE antibodies in serum, and test results must be interpreted in the clinical context. False-positive results for IgE antibodies may occur in patients with markedly elevated serum IgE (>2500 kU/L) due to nonspecific binding to allergen solid phases. | Homburger HA, Hamilton RG: Allergic diseases. In: McPherson RA, Pincus MR, eds. Henry's Clinical Diagnosis and Management by Laboratory Methods. 23rd ed.Elsevier; 2017:1057-1070 | Specific IgE from the patient's serum reacts with the allergen of interest, which is covalently coupled to an ImmunoCAP. After washing away nonspecific IgE, enzyme-labeled anti-IgE antibody is added to form a complex. After incubation, unbound anti-IgE is washed away, and the bound complex incubated with a developing agent. After stopping the reaction, the fluorescence of the eluate is measured. Fluorescence is proportional to the amount of specific IgE present in the patient's sample (ie, the higher the fluorescence value, the more IgE antibody is present).(Package insert: ImmunoCAP System Specific IgE FEIA. Phadia; Rev 06/2020) | Same day/1 to 3 days | 14 days | This test was developed and its performance characteristics determined by Mayo Clinic in a manner consistent with CLIA requirements. It has not been cleared or approved by the US Food and Drug Administration. | 86003 | Carob, IgE | 7179-5 | CAROB | Carob, IgE | 7179-5
FCARO | Carotene, Beta | Confirm the diagnosis of carotenoderma; detect fat malabsorption; depressed carotene levels may be found in cases of steatorrhea. | High-pressure liquid chromatography (HPLC) | Yes | Carotene, Beta | Serum | Supplies: Sarstedt 5 mL Aliquot Tube (Amber) (T915) Specimen Type: Serum Container/Tube: Red Specimen Volume:1 mL Collection Instructions: Draw blood in a plain, red-top tube(s). (Serum gel tube is acceptable.) Spin Down and send 1 mL of serum ambient in an amber vial to protect from light. Note: 1. Protect from light within 1 hour of collection. 2. Patient must be fasting overnight (12 hours). Blood should be collected before breakfast in the morning and prior to any medication. 3. Abstain from alcohol for 24 hours prior to collection. | 0.5 mL |  | 3 - 91 ug/dL | High levels are useful to rule out steatorrhea but lower values lack specificity. There is poor sensitivity. High in the serum of those ingesting large amounts of vegetables. |  |  |  | 5 to 10 days |  |  | 82380 | Carotene, Beta | 2053-7 | FCARO | Carotene, Beta | 2053-7
CSFP | Carrier Screen, Focused Panel, Varies | Expanded carrier screening for reproductive risk assessment purposes This test isnotuseful forclinical diagnosis of an affected individual. | Targeted Genotyping Array/Polymerase Chain Reaction (PCR) | Yes | Carrier Screen, Focused Panel | Varies | Specimen Type:Whole blood Patient Preparation:A previous bone marrow transplant from an allogenic donor will interfere with testing. Call 800-533-1710 for instructions for testing patients who have received a bone marrow transplant. Container/Tube: Preferred:Lavender top (EDTA) or yellow top (ACD) Acceptable:Any anticoagulant Specimen Volume:3 mL Collection Instructions: 1. Invert several times to mix blood. 2. Send whole blood specimen in original tube.Do notaliquot. Additional Information:To ensure minimum volume and concentration of DNA is met, the preferred volume of blood must be submitted. Testing may be canceled if DNA requirements are inadequate. | 1 mL | Because an individual can be a carrier for an autosomal recessive condition without showing signs or symptoms, there is often no family history of such disorders. Therefore, without a family history, a reproductive couple may not know if they have an increased risk to have a child with a given genetic disorder. Carrier screening either before or during a pregnancy can help a reproductive couple further understand their risk to have a child with a genetic condition. Carrier screening for genetic variants associated with cystic fibrosis (CF) and spinal muscular atrophy (SMA) are considered standard of care byAmerican College of Obstetricians and Gynecologists (ACOG) and American College of Medical Genetics and Genomics (ACMG).(1,2) However, screening for CF and SMA alone would miss other common conditions. This focused test screens for select variants associated with the following conditions: alpha thalassemia, beta thalassemia, cystic fibrosis, fragile X syndrome, sickle cell anemia, and spinal muscular atrophy. It is recommended that screening tests be offered to all couples regardless of their ancestry.(2) If there is a history of a genetic condition in the family, it is recommended that the at-risk partner be tested for the known variant in the family. In order to confirm that the familial variant is covered by this test, contact the laboratory to facilitate testing; call 800-533-1710. | An interpretive report will be provided. | All reported variants are evaluated according to American College of Medical Genetics and Genomics recommendations.(3) Variants are classified based on known, predicted, or possible pathogenicity and reported with interpretive comments detailing their potential or known significance. | A negative result does not eliminate the risk of carrier status for any of the included conditions, due to the possibility that the patient carries a variant that is not interrogated with this assay or the rare chance of a false-negative result for a tested variant. For tested variants, the negative predictive value of this screen is greater than 98%. The patient's residual risk to be a carrier after a negative screen is dependent on ethnic background and family history. A positive control was not available for all variants targeted on this panel. For more information regarding availability of a positive control for each variant seeTargeted Variants Detected by Focused Carrier Screening Tests. The negative predictive value of these targets is unknown. Rare variants (ie, polymorphisms) exist that could lead to false-negative or false-positive results. If results obtained do not match the clinical findings, additional testing should be considered. All detected variants are evaluated according to American College of Medical Genetics and Genomics recommendations.(3) This assay was designed to specifically target known pathogenic or likely pathogenic variants. In rare cases, DNA variants of undetermined significance may be identified. The laboratory encourages healthcare providers to contact the laboratory at any time to learn how the status of a particular variant may have changed over time. Multiple in-silico evaluation tools may have been used to assist in the interpretation of these results. Of note, the sensitivity and specificity of these tools for the determination of pathogenicity is currently unvalidated. Test results should be interpreted in the context of clinical findings, family history, and other laboratory data. Misinterpretation of results may occur if the information provided is inaccurate or incomplete. Bone Marrow transplants from allogenic donors will interfere with testing. Call Mayo Clinic Laboratories for instructions for testing patients who have received a bone marrow transplant. An online research opportunity called GenomeConnect (genomeconnect.org), a project of ClinGen, is available for the recipient of this genetic test. This patient registry collects deidentified genetic and health information to advance the knowledge of genetic variants. Mayo Clinic is a collaborator of ClinGen. This may not be applicable for all tests. | 1. Finucane B, Abrams L, Cronister A, Archibald AD, Bennett RL, McConkie-Rosell A: Genetic Counseling and Testing for FMR1 Gene Mutations: Practice Guidelines of the National Society of Genetic Counselors. J Genet Couns. 2012 Dec;21(6):752-760 2. Carrier Testing for Cystic Fibrosis. Cystic Fibrosis Foundation; Accessed May 24, 2021. Available atwww.cff.org/What-is-CF/Testing/Carrier-Testing-for-Cystic-Fibrosis/ 3. Richards S, Aziz N, Bale S, et al: Standards and guidelines for the interpretation of sequence variants: a joint consensus recommendation of the American College of Medical Genetics and Genomics and the Association for Molecular Pathology. Genet Med. 2015 May;17(5):405-424. doi: 10.1038/gim.2015.30 4. Langfelder-Schwind E, Karczeki B, Strecker MN, et al: Molecular testing for cystic fibrosis carrier status practice guidelines: recommendations of the National Society of Genetic Counselors. J Genet Couns. 2014; 23:5-15 5. Watson MS, Cutting GR, Desnick RJ, et al: Cystic fibrosis population carrier screening: 2004 revision of American College of Medical Genetics mutation panel. Genet Med. 2004;6 (5):387-391 6. Prior TW, Professional Practice and Guidelines Committee: Carrier screening for spinal muscular atrophy. Genet Med. 2008;10:840842 7. Monaghan K, Lyon E, Spector E: ACMG Standards and Guidelines for fragile X testing: a revision to the disease-specific supplements to the Standards and Guidelines for Clinical Genetics Laboratories of the American College of Medical Genetics and Genomics. Genet Med. 2013;15(7):575-586 8. Committee Opinion No. 691: Carrier Screening for Genetic Conditions. Obstet Gynecol. 2017 Mar;129(3):e41-e55. doi: 10.1097/AOG.0000000000001952 9. Sugarman EA, Nagan N, Zhu H, et al: Pan-ethnic carrier screening and prenatal diagnosis for spinal muscular atrophy: clinical laboratory analysis of >72,400 specimens. Eur J Hum Genet. 2012;20(1):27-32. doi:10.1038/ejhg.2011.134 | The targeted genotyping array utilizing the Thermofisher GeneTitan platform is used to detect select variants in the following genes associated with heritable conditions:CFTR,HBA1,HBA2,HBB,SMN1.SMN2may be reported in conjunction with relevant genotype findings. A polymerase chain reaction (PCR)-based assay is used to detect expansions of a CGG trinucleotide tract in the 5'UTR of theFMR1gene. Methylation status isnotincluded in this assay. For details regarding the targeted mutations identified by this test seeTargeted Variants Detected by Focused Carrier Screening Tests. Multiplex ligation-dependent probe amplification,PCR, relative quantitative PCR, droplet digital PCR, and Sanger sequencing are used to confirm variants detected by microarray when appropriate.(Unpublished Mayo method) | 7 to 21 days | Whole Blood: 2 weeks (if available); Extracted DNA: 3 months | This test was developed and its performance characteristics determined by Mayo Clinic in a manner consistent with CLIA requirements. It has not been cleared or approved by the US Food and Drug Administration. | 81220813298147981257813618122281479 (if appropriate for government payers) | Carrier Screen, Focused Panel | In Process | 608348 | Released By | 18771-6
FCRTG | Carrot IgG |  | Enzyme Immunoassay (FEIA) | No | Carrot IgG | Serum | Collection Container/Tube: Preferred: Red Top Acceptable: Serum gel Submission Container/tube: Plastic vial Specimen Volume: 0.5 mL Collection Instructions: 1. Draw blood in a plain red-top tube(s), serum gel tube(s) is acceptable. 2. Centrifuge and aliquot 0.5 mL of serum into a plastic vial. 3. Send refrigerate. | See Specimen Required |  | Reference ranges have not been established for food-specific IgG tests. | The clinical utility of food-specific IgG tests has not been established. These tests can be used in special clinical situations to select foods for evaluation by diet elimination and challenge in patients who have food-related complaints. It should be recognized that the presence of food-specific IgG alone cannot be taken as evidence of food allergy and only indicates immunologic sensitization by the food allergen in question. This test should only be ordered by physicians who recognize the limitations of the test. |  |  |  | 5 to 7 days |  | This test was developed and its performance characteristics determined by Eurofins Viracor. It has not been cleared or approved by the U.S. Food and Drug Administration. | 86001 | Carrot IgG | 60360-5 | FCRTG | Carrot IgG | 60360-5
CROT | Carrot, IgE, Serum | Establishing a diagnosis of an allergy to carrot Defining the allergen responsible for eliciting signs and symptoms Identifying allergens: -Responsible for allergic response and/or anaphylactic episode -To confirm sensitization prior to beginning immunotherapy -To investigate the specificity of allergic reactions to insect venom allergens, drugs, or chemical allergens | Fluorescence Enzyme Immunoassay (FEIA) | Yes | Carrot, IgE | Serum | Collection Container/Tube: Preferred:Serum gel Acceptable:Red top Submission Container/Tube:Plastic vial Specimen Volume:0.5 mL for every 5 allergens requested Collection Instructions:Centrifuge and aliquot serum into a plastic vial. | For 1 allergen: 0.3 mL For more than 1 allergen: (0.05 mL x number of allergens) + 0.25 mL deadspace | Clinical manifestations of immediate hypersensitivity (allergic) diseases are caused by the release of proinflammatory mediators (histamine, leukotrienes, and prostaglandins) from IgE-sensitized effector cells (mast cells and basophils) when cell-bound IgE antibodies interact with an allergen. In vitro serum testing for IgE antibodies provides an indication of the immune response to allergens that may be associated with allergic disease. The allergens chosen for testing often depend upon the age of the patient, history of allergen exposure, season of the year, and clinical manifestations. In individuals predisposed to develop allergic disease, the sequence of sensitization and clinical manifestations proceed as follows: eczema and respiratory disease (rhinitis and bronchospasm) in infants and children less than 5 years due to food sensitivity (milk, egg, soy, and wheat proteins) followed by respiratory disease (rhinitis and asthma) in older children and adults due to sensitivity to inhalant allergens (dust mite, mold, and pollen inhalants). | Class,IgE kU/L,Interpretation, 0,<0.10,Negative, 0/1,0.10-0.34,Borderline/equivocal, 1,0.35-0.69,Equivocal, 2,0.70-3.49,Positive, 3,3.50-17.4,Positive, 4,17.5-49.9,Strongly positive, 5,50.0-99.9,Strongly positive, 6,> or =100,Strongly positive, | Detection of IgE antibodies in serum (class 1 or greater) indicates an increased likelihood of allergic disease as opposed to other etiologies and defines the allergens that may be responsible for eliciting signs and symptoms. The level of IgE antibodies in serum varies directly with the concentration of IgE antibodies expressed as a class score or kU/L. | Testing for IgE antibodies is not useful in patients previously treated with immunotherapy to determine if residual clinical sensitivity exists or in patients in whom the medical management does not depend upon identification of allergen specificity. Some individuals with clinically insignificant sensitivity to allergens may have measurable levels of IgE antibodies in serum, and test results must be interpreted in the clinical context. False-positive results for IgE antibodies may occur in patients with markedly elevated serum IgE (>2500 kU/L) due to nonspecific binding to allergen solid phases. | Homburger HA, Hamilton RG: Allergic diseases. In: McPherson RA, Pincus MR, eds. Henry's Clinical Diagnosis and Management by Laboratory Methods. 23rd ed.Elsevier; 2017:1057-1070 | Specific IgE from the patient's serum reacts with the allergen of interest, which is covalently coupled to an ImmunoCAP. After washing away nonspecific IgE, enzyme-labeled anti-IgE antibody is added to form a complex. After incubation, unbound anti-IgE is washed away, and the bound complex incubated with a developing agent. After stopping the reaction, the fluorescence of the eluate is measured. Fluorescence is proportional to the amount of specific IgE present in the patient's sample (ie, the higher the fluorescence value, the more IgE antibody is present). (Package insert: ImmunoCAP System Specific IgE FEIA. Phadia; Rev 06/2020) | Same day/1 to 3 days | 14 days | This test has been cleared, approved, or is exempt by the US Food and Drug Administration and is used per manufacturer's instructions. Performance characteristics were verified by Mayo Clinic in a manner consistent with CLIA requirements. | 86003 | Carrot, IgE | 6061-6 | CROT | Carrot, IgE | 6061-6
FCASG | Casein IgG |  | Enzyme Immunoassay (FEIA) | No | Casein IgG | Serum | Collection Container/Tube: Preferred:Red top Acceptable:Serum gel Submission Container/Tube:Plastic vial Specimen Volume:0.5 mL Collection Instructions: 1. Draw blood in a plain red-top tube(s), serum gel tube(s) is acceptable. 2. Centrifuge and aliquot 0.5 mL of serum in a plastic vial. 3. Send refrigerate. | See Specimen Required |  | Reference ranges have not been established for food-specific IgG tests. | The clinical utility of food-specific IgG tests has not been established. These tests can be used in special clinical situations to select foods for evaluation by diet elimination and challenge in patients who have food-related complaints. It should be recognized that the presence of food-specific IgG alone cannot be taken as evidence of food allergy and only indicates immunologic sensitization by the food allergen in question. This test should only be ordered by physicians who recognize the limitations of the test. |  |  |  | 5 to 7 days |  | This test was developed and its performance characteristics determined by Eurofins Viracor. It has not been cleared or approved by the U.S. Food and Drug Administration. | 86001 | Casein IgG | 53829-8 | FCASG | Casein IgG | 53829-8
CASE | Casein, IgE, Serum | Establishing a diagnosis of an allergy to casein Defining the allergen responsible for eliciting signs and symptoms Identifying allergens: -Responsible for allergic response and/or anaphylactic episode -To confirm sensitization prior to beginning immunotherapy -To investigate the specificity of allergic reactions to insect venom allergens, drugs, or chemical allergens | Fluorescence Enzyme Immunoassay (FEIA) | Yes | Casein, IgE | Serum | Collection Container/Tube: Preferred:Serum gel Acceptable:Red top Submission Container/Tube:Plastic vial Specimen Volume:0.5 mL for every 5 allergens requested Collection Instructions:Centrifuge and aliquot serum into a plastic vial. | For 1 allergen: 0.3 mL For more than 1 allergen: (0.05 mL x number of allergens) + 0.25 mL deadspace | Clinical manifestations of immediate hypersensitivity (allergic) diseases are caused by the release of proinflammatory mediators (histamine, leukotrienes, and prostaglandins) from IgE-sensitized effector cells (mast cells and basophils) when cell-bound IgE antibodies interact with an allergen. In vitro serum testing for IgE antibodies provides an indication of the immune response to allergens that may be associated with allergic disease. The allergens chosen for testing often depend upon the age of the patient, history of allergen exposure, season of the year, and clinical manifestations. In individuals predisposed to develop allergic disease, the sequence of sensitization and clinical manifestations proceed as follows: eczema and respiratory disease (rhinitis and bronchospasm) in infants and children less than 5 years due to food sensitivity (milk, egg, soy, and wheat proteins) followed by respiratory disease (rhinitis and asthma) in older children and adults due to sensitivity to inhalant allergens (dust mite, mold, and pollen inhalants). | Class,IgE kU/L,Interpretation, 0,<0.10,Negative, 0/1,0.10-0.34,Borderline/equivocal, 1,0.35-0.69,Equivocal, 2,0.70-3.49,Positive, 3,3.50-17.4,Positive, 4,17.5-49.9,Strongly positive, 5,50.0-99.9,Strongly positive, 6,> or =100,Strongly positive, | Detection of IgE antibodies in serum (class 1 or greater) indicates an increased likelihood of allergic disease as opposed to other etiologies and defines the allergens that may be responsible for eliciting signs and symptoms. The level of IgE antibodies in serum varies directly with the concentration of IgE antibodies expressed as a class score or kU/L. | Testing for IgE antibodies is not useful in patients previously treated with immunotherapy to determine if residual clinical sensitivity exists or in patients in whom the medical management does not depend upon identification of allergen specificity. Some individuals with clinically insignificant sensitivity to allergens may have measurable levels of IgE antibodies in serum, and test results must be interpreted in the clinical context. False-positive results for IgE antibodies may occur in patients with markedly elevated serum IgE (>2500 kU/L) due to nonspecific binding to allergen solid phases. | Homburger HA, Hamilton RG: Allergic diseases. In: McPherson RA, Pincus MR, eds. Henry's Clinical Diagnosis and Management by Laboratory Methods. 23rd ed. Elsevier; 2017:1057-1070 | Specific IgE from the patient's serum reacts with the allergen of interest, which is covalently coupled to an ImmunoCAP. After washing away nonspecific IgE, enzyme-labeled anti-IgE antibody is added to form a complex. After incubation, unbound anti-IgE is washed away, and the bound complex incubated with a developing agent. After stopping the reaction, the fluorescence of the eluate is measured. Fluorescence is proportional to the amount of specific IgE present in the patient's sample (ie, the higher the fluorescence value, the more IgE antibody is present).(Package insert: ImmunoCAP System Specific IgE FEIA. Phadia; Rev 06/2020) | Same day/1 to 3 days | 14 days | This test has been cleared, approved, or is exempt by the US Food and Drug Administration and is used per manufacturer's instructions. Performance characteristics were verified by Mayo Clinic in a manner consistent with CLIA requirements. | 86008 | Casein, IgE | 6062-4 | CASE | Casein, IgE | 6062-4
FCCA3 | Cashew Component rAna o 3 |  | Phadia ImmunoCAP | Yes | Cashew Component rAna o 3 | Serum | Specimen Type: Serum Container/Tube: Red or SST Specimen Volume: 0.5 mL Collection Instructions: Draw blood in a plain red-top tube(s), serum gel tube is acceptable. Spin down and send 0.5 mL of serum refrigerated in a plastic vial. | 0.5 mL |  | <0.10 kU/L | Class IgE (kU/L) Comment 0 <0.10 Negative 0/1 0.10 - 0.34 Equivocal/Borderline 1 0.35 - 0.69 Low Positive 2 0.70 - 3.49 Moderate Positive 3 3.50 - 17.49 High Positive 4 17.50 - 49.99 Very High Positive 5 50.00 - 99.99 Very High Positive 6 >99.99 Very High Positive |  |  |  | 3 to 6 days |  |  | 86008 | Cashew Component rAna o 3 | 82539-8 | Z5622 | Class | 103115-2
CASHX | Cashew Component, IgE, Serum | Evaluation of patients with suspected cashew allergy to component Ana o 3 | Only orderable as a reflex. For more information see CASHR / Cashew, IgE, with Reflex to Cashew Component, IgE, Serum Fluorescent Enzyme Immunoassay (FEIA) | Yes | Cashew Component, IgE, S | If cashew-specific total IgE result is 0.10 kU/L or more, then cashew component (Ana o 3) testing is performed at an additional charge. | Only orderable as a reflex. For more information see CASHR / Cashew, IgE, with Reflex to Cashew Component, IgE, Serum Collection Container/Tube: Preferred:Serum gel Acceptable:Red top Submission Container/Tube:Plastic vial Specimen Volume:0.6 mL Collection Instructions:Centrifuge and aliquot serum into a plastic vial. | 0.4 mL | Allergies to tree nuts are relatively prevalent and can result in severe reactions. The main culprits in tree nut allergies include walnut, almond, pistachio, cashew, pecan, hazelnut, macadamia, Brazil nut, and pine nuts. Tree nut allergy often appears in young children and estimates of prevalence range from 0.1 % to greater than 5% of the population, dependent on geographical region. In the case of nut-induced allergic reactions, as with many other foods, symptoms usually present within minutes of ingestion. Over 80% of reactions to tree nuts involve allergy related respiratory symptoms. Tree nut allergies are one of the most dangerous types of allergic reaction with 20% to 40% of cases of related anaphylaxis, and 70% to 90% of fatalities attributable to nut exposure, including peanut exposure. Ana o 3 is a heat and digestion stable storage protein found in high abundance in cashew nuts. Approximately 80% of those with cashew allergy exhibit reactivity to the Ana o 3 component. Cashew nut allergy is often associated with severe reactions. Sensitization with Ana o 3 is associated with anaphylaxis in system reactions. Severe reactions in those with cashew nut allergy occur at a higher frequency than in those with peanut allergy. Cashews can be found in Asian cuisines, pesto, and nut butter. Cooking will not destroy the allergenic potential of Ana o 3 f. In addition to being severe, cashew nut allergy is persistent and can manifest early in life. Co-sensitization has been repeated between pistachio, walnuts, and, to a lesser extent, hazelnut. | Class,IgE kU/L,Interpretation, 0,<0.10,Negative, 0/1,0.10-0.34,Borderline/Equivocal, 1,0.35-0.69,Equivocal, 2,0.70-3.49,Positive, 3,3.50-17.4,Positive, 4,17.5-49.9,Strongly positive, 5,50.0-99.9,Strongly positive, 6,> or =100,Strongly positive, | When detectable total cashew IgE antibody is present (> or =0.10 IgE kUa/L), additional specific component IgE antibody testing will be performed. If a potential specific allergenic cashew component IgE is detectable (> or =0.10 IgE kUa/L), an interpretive report will be provided. When the sample is negative for total cashew IgE antibody (<0.10 IgE kUa/L), further testing for specific cashew component IgE antibodies will not be performed. A negative IgE result for total cashew antibody may indicate a lack of sensitization to the potential cashew allergenic component. | Clinical correlation of results from in vitro IgE testing with patient history of allergic or anaphylactic responses to cashew nuts is recommended. Negative results for IgE antibodies against cashew nut extract or allergenic components do not completely exclude the possibility of clinically relevant allergic responses upon exposure. Positive results for IgE to cashew nuts or any potential cashew allergenic components are not diagnostic for allergy and only indicate patient may be sensitized to cashew nuts or a cross-reactive allergen. Testing for IgE antibodies may not be useful in patients previously treated with immunotherapy to determine if residual clinical sensitivity exists or in patients whose medical management does not depend upon the identification of allergen specificity. False-positive results for IgE antibodies may occur in patients with markedly elevated serum IgE (>2500 kU/L) due to nonspecific binding to allergen solid phases. Cross-reacting carbohydrate determinants may also result in positive total cashew specific IgE testing. | 1. Salo PM, Arbes SJ Jr, Jaramillo R, et al. Prevalence of allergic sensitization in the United States: results from the National Health and Nutrition Examination Survey (NHANES) 2005-2006. J Allergy Clin Immunol. 2014;134(2):350-359 2. Waserman S, Watson W. Food allergy. Allergy Asthma Clin Immunol. 2011;7 Suppl 1(Suppl 1):S7 3. Abrams EM, Sicherer SH. Diagnosis and management of food allergy. CMAJ. 2016;188(15):1087-1093 4. Weinberger T, Sicherer S. Current perspectives on tree nut allergy: a review. J Asthma Allergy. 2018;11:41-51 5. Lomas JM, Jarvinen KM. Managing nut-induced anaphylaxis: challenges and solutions. J Asthma Allergy. 2015;8:115-123 6. Maloney JM, Rudengren M, Ahlstedt S, Bock SA, Sampson HA. The use of serum-specific IgE measurements for the diagnosis of peanut, tree nut, and seed allergy. J Allergy Clin Immunol. 2008;122(1):145-151 7. Sicherer SH, Burks AW, Sampson HA. Clinical features of acute allergic reactions to peanut and tree nuts in children. Pediatrics. 1998;102(1):e6 8. Crespo JF, James JM, Fernandez-Rodriguez C, Rodriguez J. Food allergy: nuts and tree nuts. Br J Nutr. 2006;96 Suppl 2:S95-S102 9. Yang L, Clements S, Joks R. A retrospective study of peanut and tree nut allergy: Sensitization and correlations with clinical manifestations [published online ahead of print, 2015 Feb 27]. Allergy Rhinol (Providence). 2015;doi:10.2500/ar.20105.6.0108 10. Masthoff LJ, Hoff R, Verhoeckx KC, et al. A systematic review of the effect of thermal processing on the allergenicity of tree nuts. Allergy. 2013;68(8):983-993 11. Davoren M, Peake J. Cashew nut allergy is associated with a high risk of anaphylaxis. Arch Dis Child. 2005;90(10):1084-1085 12. Robotham JM, Wang F, Seamon V, et al. Ana o 3, an important cashew nut (Anacardium occidentale L.) allergen of the 2S albumin family. J Allergy Clin Immunol. 2005;115(6):1284-1290 13. Clark AT, Anagnostou K, Ewan PW. Cashew nut causes more severe reactions than peanut: case-matched comparison in 141 children. Allergy. 2007;62(8):913-916 14. Mendes C, Costa J, Vicente AA, Oliveira MBPP, Mafra I. Cashew nut allergy: Clinical relevance and allergen characterisation. Clin Rev Allergy Immunol. 2019;57(1):1-22 15. Blazowski L, Majak P, Kurzawa R, Kuna P, Jerzynska J. Food allergy endotype with high risk of severe anaphylaxis in children-Monosensitization to cashew 2S albumin Ana o 3. Allergy. 2019;74(10):1945-1955 16. Bastiaan-Net S, Batstra MR, Aazamy N, et al. IgE cross-reactivity measurement of cashew nut, hazelnut and peanut using a novel IMMULITE inhibition method. Clin Chem Lab Med. 2020;58(11):1875-1883 | Specific IgE from the patient's serum reacts with the allergen of interest, which is covalently coupled to an ImmunoCAP. After washing away nonspecific IgE, enzyme-labeled anti-IgE antibody is added to form a complex. After incubation, unbound anti-IgE is washed away, and the bound complex is then incubated with a developing agent. After stopping the reaction, the fluorescence of the eluate is measured. Fluorescence is proportional to the amount of specific IgE present in the patient's sample (ie, the higher the fluorescence value, the more IgE antibody is present).(Package insert: ImmunoCAP System Specific IgE FEIA. Phadia; Rev 06/2020) | Same day/1 to 3 days | 14 days | This test has been cleared, approved, or is exempt by the US Food and Drug Administration and is used per manufacturer's instructions. Performance characteristics were verified by Mayo Clinic in a manner consistent with CLIA requirements. | 86008 | Cashew Component, IgE, S | 6718-1 | O3ANA | Ana o 3 (Cashew), IgE, S | 6718-1
FCASH | Cashew IgG |  | Enzyme Immunoassay (FEIA) | No | Cashew IgG | Serum | Collection Container/Tube: Preferred:Red top Acceptable: Serum gel Submission Container/tube:Plastic vial Specimen Volume:0.5 mL Collection Instructions: 1. Draw blood in a plain red-top tube(s), serum gel tube(s) is acceptable. 2. Centrifuge and aliquot 0.5 mL of serum into a plastic vial. 3. Send refrigerate. | See Specimen Required |  | Reference ranges have not been established for food-specific IgG tests. | The clinical utility of food-specific IgG tests has not been established. These tests can be used in special clinical situations to select foods for evaluation by diet elimination and challenge in patients who have food-related complaints. It should be recognized that the presence of food-specific IgG alone cannot be taken as evidence of food allergy and only indicates immunologic sensitization by the food allergen in question. This test should only be ordered by physicians who recognize the limitations of the test. |  |  |  | 5 to 7 days |  | This test was developed and its performance characteristics determined by Eurofins Viracor. It has not been cleared or approved by the U.S. Food and Drug Administration. | 86001 | Cashew IgG | 63109-3 | FCASH | Cashew IgG | 63109-3
CASHR | Cashew, IgE with Reflex to Cashew Component, IgE, Serum | Evaluation of patients with suspected cashew allergy | Fluorescent Enzyme Immunoassay (FEIA) | Yes | Cashew Component Reflex, S | Testing begins with analysis of cashew-specific total IgE. If the cashew-specific total IgE result is negative (<0.10 kU/L), testing is complete. | Collection Container/Tube: Preferred:Serum gel Acceptable:Red top Submission Container/Tube:Plastic vial Specimen Volume:0.6 mL Collection Instructions:Centrifuge and aliquot serum into a plastic vial. | 0.4 mL | Allergies to tree nuts are relatively prevalent and can result in severe reactions. The main culprits in tree nut allergies include walnut, almond, pistachio, cashew, pecan, hazelnut, macadamia, Brazil nut, and pine nuts. Tree nut allergy often appears in young children and estimates of prevalence range from 0.1% to greater than 5% of the population, dependent on geographical region. In the case of nut-induced allergic reactions, as with many other foods, symptoms usually present within minutes of ingestion. Over 80% of reactions to tree nuts involve allergy related respiratory symptoms. Tree nut allergies are one of the most dangerous types of allergic reaction with 20% to 40% of cases of related anaphylaxis and 70% to 90% of fatalities attributable to nut exposure, including peanut exposure. Ana o 3 is a heat and digestion stable storage protein found in high abundance in cashew nuts. Approximately 80% of those with cashew allergy exhibit reactivity to the Ana o 3 component. Cashew nut allergy is often associated with severe reactions. Sensitization with Ana o 3 is associated with anaphylaxis in system reactions. Severe reactions in those with cashew nut allergy occur at a higher frequency than in those with peanut allergy. Cashews can be found in Asian cuisines, pesto, and nut butter. Cooking will not destroy the allergenic potential of Ana o 3 f. In addition to being severe, cashew nut allergy is persistent and can manifest early in life. Co-sensitization has been repeated between pistachio, walnuts, and, to a lesser extent, hazelnut. | Class,IgE kU/L,Interpretation, 0,<0.10,Negative, 0/1,0.10-0.34,Borderline/Equivocal, 1,0.35-0.69,Equivocal, 2,0.70-3.49,Positive, 3,3.50-17.4,Positive, 4,17.5-49.9,Strongly positive, 5,50.0-99.9,Strongly positive, 6,> or =100,Strongly positive, | When detectable total cashew IgE antibody is present (> or =0.10 IgE kUa/L), additional specific component IgE antibody testing will be performed. If a potential specific allergenic cashew component IgE is detectable (> or =0.10 IgE kUa/L), an interpretive report will be provided. When the sample is negative for total cashew IgE antibody (<0.10 IgE kUa/L), further testing for specific cashew component IgE antibodies will not be performed. A negative IgE result for total cashew antibody may indicate a lack of sensitization to the potential cashew allergenic component. | Clinical correlation of results from in vitro IgE testing with patient history of allergic or anaphylactic responses to cashew nuts is recommended. Negative results for IgE antibodies against cashew nut extract or allergenic components do not completely exclude the possibility of clinically relevant allergic responses upon exposure. Positive results for IgE to cashew nuts or any potential cashew allergenic components are not diagnostic for allergy and only indicate patient may be sensitized to cashew nuts or a cross-reactive allergen. Testing for IgE antibodies may not be useful in patients previously treated with immunotherapy to determine if residual clinical sensitivity exists or in patients whose medical management does not depend upon the identification of allergen specificity. False-positive results for IgE antibodies may occur in patients with markedly elevated serum IgE (>2500 kU/L) due to nonspecific binding to allergen solid phases. Cross-reacting carbohydrate determinants may also result in positive total cashew specific IgE testing. | 1. Salo PM, Arbes SJ Jr, Jaramillo R, et al. Prevalence of allergic sensitization in the United States: results from the National Health and Nutrition Examination Survey (NHANES) 2005-2006. J Allergy Clin Immunol. 2014;134(2):350-359 2. Waserman S, Watson W. Food allergy. Allergy Asthma Clin Immunol. 2011;7 Suppl 1(Suppl 1):S7 3. Abrams EM, Sicherer SH. Diagnosis and management of food allergy. CMAJ. 2016;188(15):1087-1093 4. Weinberger T, Sicherer S. Current perspectives on tree nut allergy: a review. J Asthma Allergy. 2018;11:41-51 5. Lomas JM, Jarvinen KM. Managing nut-induced anaphylaxis: challenges and solutions. J Asthma Allergy. 2015;8:115-123 6. Maloney JM, Rudengren M, Ahlstedt S, Bock SA, Sampson HA. The use of serum-specific IgE measurements for the diagnosis of peanut, tree nut, and seed allergy. J Allergy Clin Immunol. 2008;122(1):145-151 7. Sicherer SH, Burks AW, Sampson HA. Clinical features of acute allergic reactions to peanut and tree nuts in children. Pediatrics. 1998;102(1):e6 8. Crespo JF, James JM, Fernandez-Rodriguez C, Rodriguez J. Food allergy: nuts and tree nuts. Br J Nutr. 2006;96 Suppl 2:S95-S102 9. Yang L, Clements S, Joks R. A retrospective study of peanut and tree nut allergy: Sensitization and correlations with clinical manifestations [published online ahead of print, 2015 Feb 27]. Allergy Rhinol (Providence). 2015;doi:10.2500/ar.20105.6.0108 10. Masthoff LJ, Hoff R, Verhoeckx KC, et al. A systematic review of the effect of thermal processing on the allergenicity of tree nuts. Allergy. 2013;68(8):983-993 11. Davoren M, Peake J. Cashew nut allergy is associated with a high risk of anaphylaxis. Arch Dis Child. 2005;90(10):1084-1085 12. Robotham JM, Wang F, Seamon V, et al. Ana o 3, an important cashew nut (Anacardium occidentale L.) allergen of the 2S albumin family. J Allergy Clin Immunol. 2005;115(6):1284-1290 13. Clark AT, Anagnostou K, Ewan PW. Cashew nut causes more severe reactions than peanut: case-matched comparison in 141 children. Allergy. 2007;62(8):913-916 14. Mendes C, Costa J, Vicente AA, Oliveira MBPP, Mafra I. Cashew nut allergy: Clinical relevance and allergen characterisation. Clin Rev Allergy Immunol. 2019;57(1):1-22 15. Blazowski L, Majak P, Kurzawa R, Kuna P, Jerzynska J. Food allergy endotype with high risk of severe anaphylaxis in children-Monosensitization to cashew 2S albumin Ana o 3. Allergy. 2019;74(10):1945-1955 16. Bastiaan-Net S, Batstra MR, Aazamy N, et al. IgE cross-reactivity measurement of cashew nut, hazelnut and peanut using a novel IMMULITE inhibition method. Clin Chem Lab Med. 2020;58(11):1875-1883 | Specific IgE from the patient's serum reacts with the allergen of interest, which is covalently coupled to an ImmunoCAP. After washing away nonspecific IgE, enzyme-labeled anti-IgE antibody is added to form a complex. After incubation, unbound anti-IgE is washed away, and the bound complex is then incubated with a developing agent. After stopping the reaction, the fluorescence of the eluate is measured. Fluorescence is proportional to the amount of specific IgE present in the patient's sample (ie, the higher the fluorescence value, the more IgE antibody is present).(Package insert: ImmunoCAP System Specific IgE FEIA. Phadia; Rev 06/2020) | Same day/1 to 3 days | 14 days | This test has been cleared, approved, or is exempt by the US Food and Drug Administration and is used per manufacturer's instructions. Performance characteristics were verified by Mayo Clinic in a manner consistent with CLIA requirements. | 86003 | Cashew Component Reflex, S | 6718-1 | CASH1 | Cashew, IgE, S | 6718-1
CASH | Cashew, IgE, Serum | Establishing a diagnosis of an allergy to cashew Defining the allergen responsible for eliciting signs and symptoms Identifying allergens: -Responsible for allergic response and/or anaphylactic episode -To confirm sensitization prior to beginning immunotherapy -To investigate the specificity of allergic reactions to insect venom allergens, drugs, or chemical allergens | Fluorescence Enzyme Immunoassay (FEIA) | Yes | Cashew, IgE | Serum | Collection Container/Tube: Preferred:Serum gel Acceptable:Red top Submission Container/Tube:Plastic vial Specimen Volume:0.5 mL for every 5 allergens requested Collection Instructions:Centrifuge and aliquot serum into a plastic vial. | For 1 allergen: 0.3 mL For more than 1 allergen: (0.05 mL x number of allergens) + 0.25 mL deadspace | Clinical manifestations of immediate hypersensitivity (allergic) diseases are caused by the release of proinflammatory mediators (histamine, leukotrienes, and prostaglandins) from IgE-sensitized effector cells (mast cells and basophils) when cell-bound IgE antibodies interact with an allergen. In vitro serum testing for IgE antibodies provides an indication of the immune response to allergens that may be associated with allergic disease. The allergens chosen for testing often depend upon the age of the patient, history of allergen exposure, season of the year, and clinical manifestations. In individuals predisposed to develop allergic disease, the sequence of sensitization and clinical manifestations proceed as follows: eczema and respiratory disease (rhinitis and bronchospasm) in infants and children less than 5 years due to food sensitivity (milk, egg, soy, and wheat proteins) followed by respiratory disease (rhinitis and asthma) in older children and adults due to sensitivity to inhalant allergens (dust mite, mold, and pollen inhalants). | Class,IgE kU/L,Interpretation, 0,<0.10,Negative, 0/1,0.10-0.34,Borderline/equivocal, 1,0.35-0.69,Equivocal, 2,0.70-3.49,Positive, 3,3.50-17.4,Positive, 4,17.5-49.9,Strongly positive, 5,50.0-99.9,Strongly positive, 6,> or =100,Strongly positive, | Detection of IgE antibodies in serum (class 1 or greater) indicates an increased likelihood of allergic disease as opposed to other etiologies and defines the allergens that may be responsible for eliciting signs and symptoms. The level of IgE antibodies in serum varies directly with the concentration of IgE antibodies expressed as a class score or kU/L. | Testing for IgE antibodies is not useful in patients previously treated with immunotherapy to determine if residual clinical sensitivity exists or in patients in whom the medical management does not depend upon identification of allergen specificity. Some individuals with clinically insignificant sensitivity to allergens may have measurable levels of IgE antibodies in serum, and test results must be interpreted in the clinical context. False-positive results for IgE antibodies may occur in patients with markedly elevated serum IgE (>2500 kU/L) due to nonspecific binding to allergen solid phases. | Homburger HA, Hamilton RG: Allergic diseases. In: McPherson RA, Pincus MR, eds. Henry's Clinical Diagnosis and Management by Laboratory Methods. 23rd ed. Elsevier; 2017:1057-1070 | Specific IgE from the patient's serum reacts with the allergen of interest, which is covalently coupled to an ImmunoCAP. After washing away nonspecific IgE, enzyme-labeled anti-IgE antibody is added to form a complex. After incubation, unbound anti-IgE is washed away, and the bound complex incubated with a developing agent. After stopping the reaction, the fluorescence of the eluate is measured. Fluorescence is proportional to the amount of specific IgE present in the patient's sample (ie, the higher the fluorescence value, the more IgE antibody is present).(Package insert: ImmunoCAP System Specific IgE FEIA. Phadia; Rev 06/2020) | Same day/1 to 3 days | 14 days | This test has been cleared, approved, or is exempt by the US Food and Drug Administration and is used per manufacturer's instructions. Performance characteristics were verified by Mayo Clinic in a manner consistent with CLIA requirements. | 86003 | Cashew, IgE | 6718-1 | CASH | Cashew, IgE | 6718-1
FCFS | Caspofungin Susceptibility Testing |  | CLSI Broth dilution | Yes | Caspofungin Susceptibility Testing | Varies | Container/Tube: Agar slant or other appropriate media Specimen Volume:Organism in pure culture Complete and submit with specimen: 1. Fungus Testing Lab request form Collection Instructions: 1. Organism must be in pure culture, actively growing. 2. Place specimen in a large infectious container (T146) and label as etiologic agent/infectious substance. | [7 empty] | 6 to 21 days |  |  | 87999-Unlisted Microbiology Procedure (Refer to patient report to apply the appropriate CPT code in place of this unlisted CPT code based on specimen organism.)87188 - mould - MIC microdilution or agar dilution (if appropriate)87186 - yeast - MIC microdilution or agar dilution (if appropriate) | Caspofungin Susceptibility Testing | Not Provided | FCFS | Caspofungin Susceptibility Testing | Not Provided
CASRG | CASR Full Gene Sequencing with Deletion/Duplication, Varies | Providing a genetic evaluation of individuals with a personal or family history of familial hypocalciuric hypercalcemia, neonatal severe primary hyperparathyroidism, or autosomal dominant hypoparathyroidism (autosomal dominant hypocalcemia) Establishing a diagnosis of familial hypocalciuric hypercalcemia, neonatal severe primary hyperparathyroidism, or autosomal dominant hypoparathyroidism (autosomal dominant hypocalcemia) As a part of the workup for patients with primary hyperparathyroidism, idiopathic hypoparathyroidism, and Bartter syndrome | Sequence Capture and Next-Generation Sequencing (NGS) | Yes | CASR Full Gene Analysis | Varies | Patient Preparation:A previous bone marrow transplant from an allogenic donor will interfere with testing. Call 800-533-1710 for instructions for testing patients who have received a bone marrow transplant. Container/Tube: Preferred:Lavender top (EDTA) or yellow top (ACD) Acceptable:Any anticoagulant Specimen Volume:3 mL Collection Instructions: 1. Invert several times to mix blood. 2. Send whole blood specimen in original tube.Do notaliquot. Specimen Stability Information:Ambient (preferred)/Refrigerated | 1 mL | The extracellular G-protein-coupled calcium-sensing receptor (CASR) is an essential component of calcium homeostasis. CASR is expressed at high levels in the parathyroid glands and kidneys. In the parathyroid glands, an increase in serum calcium results in downregulation of gene expression of the main short-term regulator of calcium homeostasis, parathyroid hormone (PTH), as well as diminished secretion of already synthesized PTH. At the same time, kidney calcium excretion is upregulated, and sodium chloride excretion is downregulated.(1) Both activating and inactivating genetic variants have been described inCASRand result in altered calcium sensing and subsequent inappropriate PTH release relative to serum calcium concentration. Inactivating (loss-of-function)CASRvariants result in undersensing of calcium concentrations and consequent PTH overproduction. This leads to either familial hypocalciuric hypercalcemia (FHH) or neonatal severe primary hyperparathyroidism (NSPHT), depending on the severity of the functional impairment. Except for a very small percentage of cases with no apparentCASRvariants, FHH is due to heterozygous inactivatingCASRvariants. In FHH, serum calcium levels are mildly-to-moderately elevated, PTH may be normal or only modestly elevated, phosphate is normal or slightly low, and urinary calcium excretion is low for the degree of hypercalcemia.(1) Unlike patients with primary hyperparathyroidism, the majority of FHH patients do not seem to experience adverse long-term effects from hypercalcemia and elevated PTH levels. On the other hand, NSPHT is usually caused by homozygous or compound heterozygous inactivatingCASRvariants but can occasionally be caused by dominant-negative heterozygous variants.(1) NSPHT presents at birth, or shortly thereafter, with severe hypercalcemia requiring urgent parathyroidectomy. Activating (gain-of-function)CASRvariants lead to oversensing of calcium, resulting in suppression of PTH secretion and consequently hypoparathyroidism and hypocalcemia. This disorder is referred to as autosomal dominant hypocalcemia or autosomal dominant hypoparathyroidism. To date, all activating variants described are functionally dominant and inheritance is therefore autosomal dominant. However, sporadic (no known genetic etiology) cases also occur. Autosomal dominant hypoparathyroidism caused byCASRvariants may account for many cases of idiopathic hypoparathyroidism. In addition, while the majority of patients exhibit only hypoparathyroidism, a small subgroup has extreme gain-of-function variants. These individuals may present with additional symptoms that are consistent with type V Bartter syndrome, including hypokalemic metabolic alkalosis, hyperreninemia, hyperaldosteronism, and hypomagnesemia.(1-2) | An interpretive report will be provided. | All detected variants are evaluated according to American College of Medical Genetics and Genomics recommendations.(3) Variants are classified based on known, predicted, or possible pathogenicity and reported with interpretive comments detailing their potential or known significance. | Clinical Correlations: Test results should be interpreted in the context of clinical findings, family history, and other laboratory data. Misinterpretation of results may occur if the information provided is inaccurate or incomplete. If testing was performed because of a clinically significant family history, it is often useful to first test an affected family member. Detection of a reportable variant in an affected family member would allow for more informative testing of at-risk individuals. To discuss the availability of additional testing options or for assistance in the interpretation of these results, contact Mayo Clinic Laboratories genetic counselors at 800-533-1710. Technical Limitations: Next-generation sequencing may not detect all types of genomic variants. In rare cases, false-negative or false-positive results may occur. The depth of coverage may be variable for some target regions; assay performance below the minimum acceptable criteria or for failed regions will be noted. Given these limitations, negative results do not rule out the diagnosis of a genetic disorder. If a specific clinical disorder is suspected, evaluation by alternative methods can be considered. There may be regions of genes that cannot be effectively evaluated by sequencing or deletion and duplication analysis as a result of technical limitations of the assay, including regions of homology, high guanine-cytosine (GC) content, and repetitive sequences. Confirmation of select reportable variants will be performed by alternate methodologies based on internal laboratory criteria. This test is validated to detect 95% of deletions up to 75 base pairs (bp) and insertions up to 47bp. Deletions-insertions (delins) of 40 or more bp, including mobile element insertions, may be less reliably detected than smaller delins. Deletion/Duplication Analysis: This analysis targets single and multi-exon deletions/duplications; however, in some instances single exon resolution cannot be achieved due to isolated reduction in sequence coverage or inherent genomic complexity. Balanced structural rearrangements (such as translocations and inversions) may not be detected. This test is not designed to detect low levels of mosaicism or to differentiate between somatic and germline variants. If there is a possibility that any detected variant is somatic, additional testing may be necessary to clarify the significance of results. For detailed information regarding gene specific performance and technical limitations, see Method Description or contact a laboratory Genetic Counselor. If the patient has had an allogeneic hematopoietic stem cell transplant or a recent heterologous blood transfusion, results may be inaccurate due to the presence of donor DNA. Call Mayo Clinic Laboratories for instructions for testing patients who have received a bone marrow transplant. Reclassification of Variants At this time, it is not standard practice for the laboratory to systematically review previously classified variants on a regular basis. The laboratory encourages health care providers to contact the laboratory at any time to learn how the classification of a particular variant may have changed over time. Variant Evaluation Evaluation and categorization of variants are performed using published American College of Medical Genetics and Genomics and the Association for Molecular Pathology recommendations as a guideline.(3) Other gene-specific guidelines may also be considered. Variants are classified based on known, predicted, or possible pathogenicity and reported with interpretive comments detailing their potential or known significance. Variants classified as benign or likely benign are not reported. Multiple in silico evaluation tools may be used to assist in the interpretation of these results. The accuracy of predictions made by in silico evaluation tools is highly dependent upon the data available for a given gene, and periodic updates to these tools may cause predictions to change over time. Results from in silico evaluation tools are interpreted with caution and professional clinical judgement. Rarely, incidental findings or secondary findings may implicate another predisposition or presence of active disease. Incidental findings may include, but are not limited to, results related to the sex chromosomes. These findings will be carefully reviewed to determine whether they will be reported. | 1. Vahe C, Benomar K, Espiard S, et al: Diseases associated with calcium-sensing receptor. Orphanet J Rare Dis. 2017 Jan 25;12(1):19. doi: 10.1186/s13023-017-0570-z 2.Roszko KL, Bi RD, Mannstadt M: Autosomal dominant hypocalcemia (hypoparathyroidism) Types 1 and 2. Front Physiol. 2016 Oct;7:458. doi: 10.3389/fphys.2016.00458 3. Richards S, Aziz N, Bale S, et al: Standards and guidelines for the interpretation of sequence variants: a joint consensus recommendation of the American College of Medical Genetics and Genomics and the Association for Molecular Pathology. Genet Med. 2015 May;17(5):405-424 | Next-generation sequencing (NGS) and/or Sanger sequencing is performed to test for the presence of variants in coding regions and intron/exon boundaries of theCASRgene, as well as some other regions that have known disease-causing variants. The human genome reference GRCh37/hg19 build was used for sequence read alignment. At least 99% of the bases are covered at a read depth over 30X. Sensitivity is estimated at above 99% for single nucleotide variants, above 94% for deletions-insertions (delins) less than 40 base pairs (bp), above 95% for deletions up to 75 bp and insertions up to 47 bp. NGS and/or a polymerase chain reaction-based quantitative method is performed to test for the presence of deletions and duplications in theCASRgene. There may be regions of theCASRgene that cannot be effectively evaluated by sequencing or deletion and duplication analysis as a result of technical limitations of the assay, including regions of homology, high guanine-cytosine (GC) content, and repetitive sequences.(Unpublished Mayo method) The reference transcript forCASRgene is NM_000388.4. Reference transcript numbers may be updated due to transcript reversioning. Always refer to the final patient report for gene transcript information referenced at the time of testing. Confirmation of select reportable variants may be performed by alternate methodologies based on internal laboratory criteria. | 28 to 42 days | Whole blood: 2 weeks (if available); Extracted DNA: 3 months | This test was developed and its performance characteristics determined by Mayo Clinic in a manner consistent with CLIA requirements. It has not been cleared or approved by the US Food and Drug Administration. | 81405 | CASR Full Gene Analysis | 82534-9 | 618071 | Released By | 18771-6
CAT | Cat Epithelium, IgE, Serum | Establishing a diagnosis of an allergy to cat epithelium Defining the allergen responsible for eliciting signs and symptoms Identifying allergens: -Responsible for allergic response and/or anaphylactic episode -To confirm sensitization prior to beginning immunotherapy -To investigate the specificity of allergic reactions to insect venom allergens, drugs, or chemical allergens | Fluorescence Enzyme Immunoassay (FEIA) | Yes | Cat Epithelium, IgE | Serum | Collection Container/Tube: Preferred:Serum gel Acceptable:Red top Submission Container/Tube:Plastic vial Specimen Volume:0.5 mL for every 5 allergens requested Collection Instructions:Centrifuge and aliquot serum into a plastic vial. | For 1 allergen: 0.3 mL For more than 1 allergen: (0.05 mL x number of allergens) + 0.25 mL deadspace | Clinical manifestations of immediate hypersensitivity (allergic) diseases are caused by the release of proinflammatory mediators (histamine, leukotrienes, and prostaglandins) from IgE-sensitized effector cells (mast cells and basophils) when cell-bound IgE antibodies interact with an allergen. In vitro serum testing for IgE antibodies provides an indication of the immune response to allergens that may be associated with allergic disease. The allergens chosen for testing often depend upon the age of the patient, history of allergen exposure, season of the year, and clinical manifestations. In individuals predisposed to develop allergic disease, the sequence of sensitization and clinical manifestations proceed as follows: eczema and respiratory disease (rhinitis and bronchospasm) in infants and children less than 5 years due to food sensitivity (milk, egg, soy, and wheat proteins) followed by respiratory disease (rhinitis and asthma) in older children and adults due to sensitivity to inhalant allergens (dust mite, mold, and pollen inhalants). | Class,IgE kU/L,Interpretation, 0,<0.10,Negative, 0/1,0.10-0.34,Borderline/equivocal, 1,0.35-0.69,Equivocal, 2,0.70-3.49,Positive, 3,3.50-17.4,Positive, 4,17.5-49.9,Strongly positive, 5,50.0-99.9,Strongly positive, 6,> or =100,Strongly positive, | Detection of IgE antibodies in serum (class 1 or greater) indicates an increased likelihood of allergic disease as opposed to other etiologies and defines the allergens that may be responsible for eliciting signs and symptoms. The level of IgE antibodies in serum varies directly with the concentration of IgE antibodies expressed as a class score or kU/L. | Testing for IgE antibodies is not useful in patients previously treated with immunotherapy to determine if residual clinical sensitivity exists or in patients in whom the medical management does not depend upon identification of allergen specificity. Some individuals with clinically insignificant sensitivity to allergens may have measurable levels of IgE antibodies in serum, and test results must be interpreted in the clinical context. False-positive results for IgE antibodies may occur in patients with markedly elevated serum IgE (>2500 kU/L) due to nonspecific binding to allergen solid phases. | Homburger HA, Hamilton RG: Allergic diseases. In: McPherson RA, Pincus MR, eds. Henry's Clinical Diagnosis and Management by Laboratory Methods. 23rd ed. Elsevier; 2017:1057-1070 | Specific IgE from the patient's serum reacts with the allergen of interest, which is covalently coupled to an ImmunoCAP. After washing away nonspecific IgE, enzyme-labeled anti-IgE antibody is added to form a complex. After incubation, unbound anti-IgE is washed away, and the bound complex incubated with a developing agent. After stopping the reaction, the fluorescence of the eluate is measured. Fluorescence is proportional to the amount of specific IgE present in the patient's sample (ie, the higher the fluorescence value, the more IgE antibody is present).(Package insert: ImmunoCAP System Specific IgE FEIA. Phadia; Rev 06/2020) | Same day/1 to 3 days | 14 days | This test has been cleared, approved, or is exempt by the US Food and Drug Administration and is used per manufacturer's instructions. Performance characteristics were verified by Mayo Clinic in a manner consistent with CLIA requirements. | 86003 | Cat Epithelium, IgE | 6833-8 | CAT | Cat Epithelium, IgE | 6833-8
CATPF | Cat Epithelium, IgE, with Reflex to Cat Epithelium Components, IgE, Serum | Evaluating patients with suspected cat allergy | Fluorescent Enzyme Immunoassay (FEIA) | Yes | Cat Epithelium Component Reflex, S | Testing begins with analysis of cat epithelium IgE. If cat epithelium IgE is negative (<0.10 kU/L), testing is complete. | Collection Container/Tube: Preferred:Serum gel Acceptable:Red top Submission Container/Tube:Plastic vial Specimen Volume:1 mL Collection Instructions: Centrifuge and aliquot serum into a plastic vial. | 0.6 mL | Overall, allergies to common pets, such as cats and dogs, may afflict up to 20% of the world's population, and the prevalence appears to be increasing over time. A large multicenter study survey in European adults reported an 8.8% sensitization rate to cat (feline,Felis catus[domesticus]) allergens. The assessment of allergy to cats is dependent upon the presence of compatible clinical symptoms in the context of exposure, with support from identification of potential canine specific IgE allergen antibodies either by skin testing or in vitro serology testing. In vitro testing has generally focused on assessing for the presence of IgE antibodies to total cat dander (which contains epithelial proteins) allergen extract. There is a correlation between total cat IgE allergen antibodies and an increased likelihood of a clinical allergic response. Allergic symptoms can include rhinitis, asthma, and atopic dermatitis. Once an elevated antibody response to total cat dander IgE extract is established, assessment for the presence of IgE antibodies to the most common cat allergenic components will be performed, which can yield additional, potentially useful, information for clinical assessment of allergy and sensitization. During cat component allergen IgE antibody testing, the presence of IgE antibodies specific for potentially allergenic individual proteins, namely Fel d1, Fel d2, Fel d4, and Fel d7, are individually assessed. The determination of the relative amount of IgE antibody to specific components can aid in assessment of the potential strength and type of allergenic response. Co-sensitization to some components, such as Fel d 1 and Fel d 4 may be associated with asthma symptoms.(1) Fel d 1 is the most clinically important, prevalent, and specific feline component allergen. Fel d 1 IgE antibodies have been observed in up to 95% of individuals with cat allergy. Measuring IgE antibodies to Fel d 1 may have prognostic value in evaluating cat allergy severity. Sixty to 90% of all IgE reactivity to cat dander is against the Fel d 1. Fel d 1 can be readily found in the fur and epidermis of a cat, may become airborne very easily, and can persist in the surrounding environment for several months. In 140 cat allergic patients, where all subjects were suffering from asthma and/or rhinoconjunctivitis, 95.6% of children and 94.4% of adults had IgE against Fel d 1. The IgE levels found in asthmatic children may be higher than the levels in children suffering from rhinoconjunctivitis. Consider avoidance to cat or other environmental exposure to Fel d 1 as well as allergen immunotherapy (AIT). All domestic cats produce Fel d 1. This allergen is also found in other feline species, such as cougar, tiger, and lion. Sensitization to the serum albumin Fel d 2 cat allergen is associated with increased risks of asthma and allergic rhinitis. Serum albumins are a minor allergen in animal dander and may be most associated with rhinitis but can play a significant role as cross-reacting allergens. Pork/cat syndrome (allergy to cat dander and pork meat) can be mediated by cross-reactive antibodies against pork serum albumin and cat serum albumin (Fel d 2). Less than 20% of individuals with known cat allergy are reactive to Fel d 2. Individuals sensitized to Fel d 2 may show cross reactivity to canine Can f 3 albumin antigen and potentially to other albumins from human, pig, cattle, sheep, horse, mouse, and rat. Fel d 4 and Fel d 7 are proteins that are members of the lipocalin protein family and are the cat allergens most associated with symptoms of asthma. In the case of Fel d 4, 62.96% (17 of 27) of individuals with cat allergy symptoms had detectable serum IgE antibody to the Fel d 4 antigen. Lipocalin proteins are found in many animal species, and Fel d 4 may cross react with Can d 6 and Equ c 1, while Fel d 7 may cross react with the major dog allergen Can f 1. Fel d 4 and Fel d 7 are produced in all cats. Table. Specific Cat Epithelium Allergens Allergen Most common reaction type Selected potential cross-reactivity with other allergens Fel d 1 (uteroglobin) The major cat allergen. Sensitivity is associated systemic rhinitis and asthma Fel d 1 is a cat-specific marker of sensitization. For individuals with clinical allergy symptoms to cats, the majority show antibody reactivity to Fel d1. The presence of IgE Fel d 1 antibodies indicates an increased risk of allergic response when exposed to cat skin, dander and/or saliva. No major cross reactivity to Fed d 1 has been reported. Fel d 1 is a cat-specific marker of sensitization. However, cat allergic patients with IgE to Fel d 1 have also reacted to different feline species, such as puma (cougar), tiger, and lion. Fel d 2 (albumin) Fel d 2 is rarely of significant clinical importance, however, sensitization to Fel d 2 may be associated with increased risks of allergic rhinitis and asthma. Serum albumins are a minor allergen in animal dander, but can play a significant role as cross-reacting allergens Sensitization to Fel d 2 may contribute to pork-cat syndrome. Serum IgE antibodies against this component may indicate cross-reactivity associated with canine Can f 3 albumin antigen as well as albumins from humans, pigs, cattle, sheep, horses, mice, and rats. Fel d 4 (lipocalin) Sensitization to lipocalins, such as Fel d 4, may be associated with asthma Increased sensitization to Fel d 4 is associated with an increased risk of asthma when exposed to cat dander. Potential for lipocalin cross-reactivity including dog Can f 6, dog Can f 4, and horse Equ c 1 allergens. Fel d 7 (lipocalin) Sensitization to lipocalins, such as Fel d 7, may be associated with asthma Increased sensitization to Fel d 7 is associated with an increased risk of asthma when exposed to cat dander. Potential for lipocalin cross-reactivity is present most notably with dog Can f 1 allergen. | Class,IgE kU/L,Interpretation, 0,<0.10,Negative, 0/1,0.10-0.34,Borderline/equivocal, 1,0.35-0.69,Equivocal, 2,0.70-3.49,Positive, 3,3.50-17.4,Positive, 4,17.5-49.9,Strongly positive, 5,50.0-99.9,Strongly positive, 6,> or =100,Strongly positive, | When detectable total cat epithelium IgE antibody is present (> or =0.10 IgE kUa/L), additional specific component IgE antibody testing will be performed. If at least one potential specific allergenic cat component IgE is detected (> or =0.10 IgE kUa/L), an interpretative report will be provided. When the sample is negative for total cat epithelium IgE antibody (<0.10 IgE kUa/L), additional testing for specific cat component IgE antibodies will not be performed. Negative IgE results for total cat epithelium antibody may indicate a lack of sensitization to potential cat allergenic components. | Clinical correlation of results from in vitro IgE testing with patient history of allergic or anaphylactic responses to cats/cat epithelium, saliva, and/or dander are recommended. -Negative results for IgE to total cat dander and any cat allergenic component does not completely exclude the possibility of clinically relevant allergic responses upon exposure to cats. -Positive results for IgE to total cat dander or any cat allergenic components are not diagnostic for allergy to cats, and only indicate that the patient may be sensitized to epithelium or a cross-reactive allergen. Testing for IgE antibodies may not be useful in patients previously treated with immunotherapy to determine if residual clinical sensitivity exists or in patients whose medical management does not depend upon identification of allergen specificity. False-positive results for IgE antibodies may occur in patients with markedly elevated serum IgE (>2500 kU/L) due to nonspecific binding to allergen solid phases. | 1. Gronlund H, Adedoyin J, Reininger R, et al: Higher immunoglobulin E antibody levels to recombinant Fel d 1 in cat-allergic children with asthma compared with rhinoconjunctivitis. Clin Exp Allergy. 2008 Aug;38(8):1275-1281. doi: 10.1111/j.1365-2222.2008.03003.x 2. Nwaru BI, Suzuki S, Ekerljung L, et al: Furry animal allergen component sensitization and clinical outcomes in adult asthma and rhinitis. J Allergy Clin Immunol Pract. 2019 Apr;7(4):1230-1238.e4. 3. Davila I, Dominguez-Ortega J, Navarro-Pulido A, et al: Consensus document on dog and cat allergy. Allergy. 2018 Jun;73(6):1206-1222. doi: 10.1111/all.13391 4. Bjerg A, Winberg A, Berthold M, Mattsson L, Borres MP, Ronmark E: A population-based study of animal component sensitization, asthma, and rhinitis in schoolchildren. Pediatr Allergy Immunol. 2015 Sep;26(6):557-563 5. Konradsen JR, Fujisawa T, van Hage M, et al: Allergy to furry animals: New insights, diagnostic approaches, and challenges. J Allergy Clin Immunol. 2015;135(3):616-625 6. de Groot H, van Swieten P, Aalberse RC: Evidence for a Fel d I-like molecule in the "big cats" (Felidae species). J Allergy Clin Immunol. 1990;86(1):107-116 7. Bonnet B, Messaoudi K, Jacomet F, et al: An update on molecular cat allergens: Fel d 1 and what else? Chapter 1: Fel d 1, the major cat allergen. Allergy Asthma Clin Immunol. 2018 Apr 10;14:14. doi: 10.1186/s13223-018-0239-8 8. Bousquet PJ, Chinn S, Janson C, et al: Geographical variation in the prevalence of positive skin tests to environmental aeroallergens in the European Community Respiratory Health Survey I. Allergy. 2007;62(3):301-309 9. Satyaraj E, Wedner HJ, Bousquet J: Keep the cat, change the care pathway: A transformational approach to managing Fel d 1, the major cat allergen. Allergy. 2019;74(S107):5-17 . doi: 10.1111/all.14013 10. Drouet M, Boutet S, Lauret MG, et al: [The pork-cat syndrome or crossed allergy between pork meat and cat epithelia (1)]. Allerg Immunol (Paris). 1994 May;26(5):166-168, 71-72 11. Huang Z, Zhu H, Lin R, et al: Serum albumin as a cross-reactive component in furry animals may be related to the allergic symptoms of patients with rhinitis. J Asthma Allergy. 2021 Oct 21;14:1231-1242. doi: 10.2147/JAA.S334195 12. Smith W, Butler AJ, Hazell LA, et al: Fel d 4, a cat lipocalin allergen. Clin Exp Allergy 2004;34(11):1732-8 | Specific IgE from the patient's serum reacts with the allergen of interest, covalently coupled to an ImmunoCAP. After washing away nonspecific IgE, enzyme-labeled anti-IgE antibody is added to form a complex. After incubation, unbound anti-IgE is washed away, and the bound complex incubated with a developing agent. After stopping the reaction, the fluorescence of the eluate is measured. Fluorescence is proportional to the amount of specific IgE present in the patient's sample (ie, the higher the fluorescence value, the more IgE antibody is present).(Package insert: ImmunoCAP System Specific IgE FEIA. Phadia AB; Rev 06/2020) | Same day/1 to 3 days | 14 days | This test has been cleared, approved, or is exempt by the US Food and Drug Administration and is used per manufacturer's instructions. Performance characteristics were verified by Mayo Clinic in a manner consistent with CLIA requirements. | 86003 | Cat Epithelium Component Reflex, S | 6833-8 | CAT1 | Cat Epithelium, IgE, S | 6833-8
COMTQ | Catechol-O-Methyltransferase (COMT) Genotype, Varies | Prediction of response to nicotine replacement therapy for smoking cessation Investigation of inhibitor dosing for decreasinglevodopametabolism Research use for assessing estrogen metabolism | Real-Time Polymerase Chain Reaction (PCR) with Allelic Discrimination Analysis | Yes | COMT Genotype, V | Varies | Multiple genotype tests can be performed on a single specimen after a single extraction. SeeMultiple Genotype Test Listin Special Instructions for a list of tests that can be ordered together. Submit only 1 of the following specimens: Specimen Type:Whole blood Container/Tube:Lavender top (EDTA) Specimen Volume:3 mL Collection Instructions: 1. Invert several times to mix blood. 2. Send specimen in original tube.Do notaliquot. Specimen Stability Information:Ambient (preferred) 9 days/Refrigerated 30 days Specimen Type:Saliva Patient Preparation:Patient should not eat, drink, smoke, or chew gum 30 minutes prior to collection. Supplies:Saliva Swab Collection Kit (T786) Specimen Volume:1 swab Collection Instructions:Collect and send specimen per kit instructions. Specimen Stability Information:Ambient 30 days Specimen Type:Extracted DNA Container/Tube:2 mL screw top tube SpecimenVolume:100 mcL (microliters) Collection Instructions: 1. The preferred volume is 100 mcL at a concentration of 50 ng/mcL. 2. Include concentration and volume on tube. Specimen Stability Information:Frozen (preferred)/Ambient/Refrigerated | Blood: 0.4 mL Saliva: 1 swab | Catechol-O-methyltransferase (COMT) is involved in phase II (conjugative) metabolism of catecholamines and catechol drugs, such as dopamine, as well as the catechol-estrogens. COMT transfers a donor methyl-group from S-adenosylmethionine to acceptor hydroxy groups on catechol structures (aromatic ring structures with vicinal hydroxy-groups).(1) Bioactive catecholamine metabolites are metabolized by COMT in conjunction with monoamine oxidase (MAO): -Norepinephrine is methylated by COMT forming normetanephrine. -Epinephrine is methylated by COMT forming metanephrine. -Dopamine is converted to homovanillic acid through the combined action of MAO and COMT. Parkinsonism patients receiving levodopa (L-Dopa) therapy are frequently also prescribed a COMT inhibitor to minimize metabolism of L-Dopa by COMT, thereby prolonging L-Dopa action. COMT is also involved in the inactivation of estrogens. Estradiol can be hydroxylated forming the catechol estrogens 2-hydroxyestradiol and 4-hydroxyestradiol.(2) These hydroxylated estradiols are methylated by COMT, forming the corresponding methoxyestradiols. The gene encoding COMT is transcribed from alternative promoters to produce 2 forms of the enzyme, a soluble short form of the enzyme and a membrane-bound long form. Variants in theCOMTgene are therefore designated in the literature by the position of the amino acid change in both the short and long form of the enzyme. A single nucleotide variant (SNV) in exon 4 of the gene produces an amino acid change from valine to methionine (Val108/158Met). The presence of methionine at this position reduces the maximum activity of the variant enzyme by 25% and also results in significantly less immunoreactive COMT protein, resulting in a 3-fold to 4-fold decrease in activity compared to wild type (valine at this position). This variant has been associated with prediction of response and risk of relapse when using nicotine replacement therapy for smoking cessation.(3) The following information outlines the relationship between the polymorphism detected in this assay and the effect on the activity of the enzyme produced by that allele: Amino acid change cDNA nucleotide change (NM_000754.3) Effect on enzyme activity/metabolism None (wild-type) None (wild type) Normal activity p.Val158Met (known as Val108Met) c.472G>A Reduced activity | An interpretive report will be provided. | An interpretive report will be provided. | Samples may contain donor DNA if obtained from patients who received non-leukoreduced blood transfusions or allogeneic hematopoietic stem cell transplantation. Results from samples obtained under these circumstances may not accurately reflect the recipient's genotype. For individuals who have received blood transfusions, the genotype usually reverts to that of the recipient within 6 weeks. For individuals who have received allogeneic hematopoietic stem cell transplantation, a pretransplant DNA specimen is recommended for testing. COMTgenetic test results in patients who have undergone liver transplantation may not accurately reflect the patient's catechol-O-methyltransferase (COMT) status. This test does not detect variants other than those listed. Variants in primer binding may affect test results and ultimately the genotyping calls made. Absence of a detectable variant does not rule out the possibility that a patient has an intermediate or poor metabolizer phenotype. Patients with a normal (extensive) or intermediate metabolizer genotype may have COMT enzyme activity inhibited by a variety of medications, or their metabolites. The following is a partial listing of drugs known to affect COMT activity. Drugs that undergo metabolism by COMT: -Alpha-methyl DOPA -Apomorphine -Benserazide -Bitolterol -Dihydroxyphenylserine -Dobutamine -Dopamine -Epinephrine -2-Hydroxyestrogens -4-Hydroxyestogens -Isoetherine -Isoprenaline -Isoproterenal -Norepinephrine -Rimiterol Coadministration may decrease the rate of elimination of other drugs metabolized by COMT. Drugs that undergo structural modification but are not metabolized by COMT: -Albuterol -Metaproterenol -Methoxamine -Phenylephrine -Perbuterol -Terbutaline Coadministration will not decrease the rate of elimination metabolism of other drugs metabolized by COMT. Drugs known to inhibit COMT activity: -Entacapone -Tolcapone -Nitecapone Dietary components that inhibit COMT activity: -Quercetin -Tea catechins Coadministration will decrease the rate of metabolism of COMT metabolized drugs, increasing the possibility of toxicity, including in heterozygous individuals. | 1. Weinshilboum RM, Otterness DM, Szumlanski CL. Methylation pharmacogenetics: catechol O-methyltransferase, thiopurine methyltransferase, and histamine N-methyltransferase. Annu Rev Pharmacol Toxicol. 1999;39:19-52. doi: 10.1146/annurev.pharmtox.39.1.19 2. Sun H, Guo S, Chen D, et al: Association of functional COMT Val108/Met polymorphism with smoking cessation in a nicotine replacement therapy. J Neural Transm (Vienna). 2012;119(12):1491-1498. doi: 10.1007/s00702-012-0841-8 3.Herman AI, Jatlow PI, Gelernter J, Listman JB, Sofuoglu M: COMT Val158Met modulates subjective responses to intravenous nicotine and cognitive performance in abstinent smokers. Pharmacogenomics J. 2013;13(6):490-497. doi: 10.1038/tpj.2013.1 4.Worda C, Sator MO, Schneeberger C, Jantschev T, Ferlitsch K, Huber JC: Influence of the catechol-O-methyltransferase (COMT) codon 158 polymorphism on estrogen levels in women. Hum Reprod. 2003;18(2):262-266. doi: 10.1093/humrep/deg059 5.Shield AJ, Thomae BA, Eckloff BW, Wieben ED, Weinshilboum RM: Human catechol O-methyltransferase genetic variation: gene resequencing and functional characterization of variant allozymes. Mol Psychiatry. 2004;9(2):151-160. doi: 10.1038/sj.mp.4001386 6. Crews KR, Monte AA, Huddart R, et al: Clinical Pharmacogenetics Implementation Consortium Guideline for CYP2D6, OPRM1, and COMT Genotypes and Select Opioid Therapy. Clin Pharmacol Ther. 2021 Jan 2. doi: 10.1002/cpt.2149. Epub ahead of print | Genomic DNA is extracted from whole blood or saliva. Genotyping forCOMTalleles is performed using a polymerase chain reaction (PCR)-based 5'-nuclease assay. Fluorescently labeled detection probes anneal to the target DNA. PCR is used to amplify the section of DNA that contains the variant. If the detection probe is an exact match to the target DNA, the 5'-nuclease polymerase degrades the probe, the reporter dye is released from the effects of the quencher dye, and a fluorescent signal is detected. Genotypes are assigned based on the allele-specific fluorescent signals that are detected.(Unpublished Mayo method) | 3 to 8 days | Whole Blood/Saliva swab: 2 weeks Extracted DNA: 2 months | This test was developed and its performance characteristics determined by Mayo Clinic in a manner consistent with CLIA requirements. It has not been cleared or approved by the US Food and Drug Administration. | 0032U | COMT Genotype, V | 74511-7 | 610130 | Reviewed by | 18771-6
CATU | Catecholamine Fractionation, Free, 24 Hour, Urine | An auxiliary test to fractionated plasma and urine metanephrine measurements in the diagnosis of pheochromocytoma and paraganglioma An auxiliary test to urine vanillylmandelic acid and homovanillic acid determination in the diagnosis and follow-up of patients with neuroblastoma and related tumors This test isnot useful asa first-line test for pheochromocytoma. | Liquid Chromatography Tandem Mass Spectrometry (LC-MS/MS) | Yes | Catecholamine Fract, Free, U | Urine | Patient Preparation: 1. For at least 1 week before specimen collection, discontinue drugs that release or hinder metabolism of epinephrine, norepinephrine, or dopamine (see Cautions). If this is not possible for medical reasons, contact the laboratory to discuss whether a shorter drug-withdrawal period may be acceptable. 2. Unless the reason for testing is drug monitoring, for at least 12 hours before specimen collection, discontinue any epinephrine, norepinephrine, or dopamine injections or infusions. Supplies:Sarstedt Aliquot Tube, 5 mL (T914) Collection Container:Plastic vial Specimen Volume:2 mL Collection Instructions: 1. Add 25 mL of 50% acetic acid as preservative at start of collection. Use 15 mL of 50% acetic acid for children younger than 5 years old. This preservative is intended to achieve a pH of between approximately 2 and 4. 2. Collect urine for 24 hours. Additional Information:SeeUrine Preservatives-Collection and Transportation for 24-Hour Urine Specimensfor multiple collections. | 1.5 mL | The catecholamines (dopamine, epinephrine, and norepinephrine) are derived from tyrosine via a series of enzymatic conversions. All 3 catecholamines are important neurotransmitters in the central nervous system and play crucial roles in the autonomic regulation of many homeostatic functions, namely vascular tone, intestinal and bronchial smooth muscle tone, cardiac rate and contractility, and glucose metabolism. Their actions are mediated via alpha- and beta-adrenergic receptors and dopamine receptors, all existing in several subforms. The 3 catecholamines overlap but also differ in their receptor activation profile and consequent biological actions. The systemically circulating fraction of the catecholamines is derived almost exclusively from the adrenal medulla, with small contributions from sympathetic ganglia. They are normally present in the plasma in minute amounts, but levels can increase dramatically and rapidly in response to change in posture, environmental temperature, physical and emotional stress, hypovolemia, blood loss, hypotension, hypoglycemia, and exercise. In patients with pheochromocytoma, a potentially curable tumor of catecholamine-producing cells of the adrenal medulla, or less commonly of sympathetic ganglia (paraganglioma), urine catecholamine levels may be elevated. This results in episodic or sustained hypertension and often in intermittent attacks of palpitations, cardiac arrhythmias, headache, sweating, pallor, anxiety, tremor, and nausea ("spells"). Elevations of the urine levels of 1 or several of the catecholamines may also be observed in patients with neuroblastoma and related tumors (ganglioneuroblastomas and ganglioneuromas) and, very occasionally, in other neuroectodermal tumors. At the other end of the spectrum, inherited and acquired syndromes of autonomic dysfunction/failure and autonomic neuropathies are characterized by either inadequate production of 1 or several of the catecholamines or by insufficient release of catecholamines upon appropriate physiological stimuli (eg, change in posture from supine to standing, cold exposure, exercise, stress). | NOREPINEPHRINE <1 year: <11 mcg/24 hours 1 year: 1-17 mcg/24 hours 2-3 years: 4-29 mcg/24 hours 4-6 years: 8-45 mcg/24 hours 7-9 years: 13-65 mcg/24 hours > or =10 years: 15-80 mcg/24 hours EPINEPHRINE <1 year: <2.6 mcg/24 hours 1 year: <3.6 mcg/24 hours 2-3 years: <6.1 mcg/24 hours 4-9 years: 0.2-10.0 mcg/24 hours 10-15 years: 0.5-20.0 mcg/24 hours > or =16 years: <21 mcg/24 hours DOPAMINE <1 year: <86 mcg/24 hours 1 year: 10-140 mcg/24 hours 2-3 years: 40-260 mcg/24 hours > or =4 years: 65-400 mcg/24 hours For International System of Units (SI) conversion for Reference Values, seewww.mayocliniclabs.com/order-tests/si-unit-conversion.html. | Diagnosis of Pheochromocytoma: This testshould not be usedas the first-line test for pheochromocytoma. PMET / Metanephrines, Fractionated, Free, Plasma (the most sensitive assay) and METAF / Metanephrines, Fractionated, 24 Hour, Urine (almost as sensitive and highly specific) are the recommended first-line laboratory tests for pheochromocytoma. However, urine catecholamine measurements can still be useful in patients whose plasma or urine metanephrine measurements do not completely exclude the diagnosis. In such cases, urine catecholamine specimens have an 86% diagnostic sensitivity when cutoff levels of greater than 80 mg/24 hour for norepinephrine and greater than 20 mg/24 hour for epinephrine are employed. Unfortunately, the specificity of these cutoff levels for separating tumor patients from other patients with similar symptoms is only 88%. When more specific (98%) decision levels of greater than 170 mg/24 hours for norepinephrine or greater than 35 mg/24 hours for epinephrine are used, the assay's sensitivity falls to about 77%. Diagnosis of Neuroblastoma: Vanillylmandelic acid, homovanillic acid, and sometimes urine catecholamine measurements using either random urine or 24-hour urine collections are the mainstay of biochemical diagnosis and follow-up of neuroblastoma; 1 or more of these analytes may be elevated. | Many alterations in physiologic and pathologic states can profoundly affect catecholamine concentrations. Any environmental factors that may increase endogenous catecholamine production should be avoided. These include noise, stress, discomfort, body position, and the consumption of food, caffeinated beverages, and nicotine. Caffeine and nicotine effects are short term, a few minutes to hours only. Other substances and drugs that may affect the results include: 1. Substances that result in increased release or diminished metabolism of endogenous catecholamines: -Monamine oxidase inhibitors (MOI): a class of anti-depressants with marked effects on catecholamine levels, particularly if the patient consumes tyrosine rich foods, such as nuts, bananas, or cheese -Catecholamine reuptake inhibitors including cocaine and synthetic cocaine derivatives, such as many local anesthetics, which also can be antiarrhythmic drugs (eg, lidocaine) -Some anesthetic gases, particularly halothane -Withdrawal from sedative drugs, medical or recreational, particularly alcohol, benzodiazepines (eg, Valium), opioids, and some central acting antihypertensive drugs, particularly Clonidine, but, generally not cannabis or other hallucinogens such as lysergic acid diethylamide (LSD), mescal, or peyote -Vasodilating drugs (eg, calcium antagonists, alpha-blockers) -Tricyclic antidepressants usually exert a negligible effect 2. Substances that reduce or increase plasma volume acutely (eg, diuretics, radiographic contrast media, synthetic antidiuretic hormone [eg, desmopressin 1-deamino-8-d-arginine vasopressin: DDAVP]) Historically, a third category of potentially interfering substances was represented by molecules that are either similar in chemical structure, antibody epitopes, or chromatographic migration pattern to the catecholamines, or have metabolites that can be mistaken for the catecholamines. The current liquid chromatography mass spectrometry-based assay is not subject to any significant direct interference of this kind. In most cases, the following drugs do not cause problems with the current assay that cannot be resolved: acetaminophen, allopurinol, amphetamines and its derivatives (methamphetamine, methylphenidate [Ritalin], fenfluramine, methylenedioxymethamphetamine [MDMA: ecstasy]), atropine, beta blockers (atenolol, labetalol, metoprolol, sotalol), buspirone, butalbital, carbamazepine, clorazepate, chlordiazepoxide, chlorpromazine, chlorothiazide, chlorthalidone, clonidine, codeine, diazepam, digoxin, dimethindene, diphenhydramine, diphenoxylate, dobutamine, doxycycline, ephedrine and pseudoephedrine, fludrocortisone, flurazepam, guanethidine, hydralazine, hydrochlorothiazide, hydroflumethiazide, indomethacin, insulin, isoprenaline, isosorbide dinitrate, L-Dopa, methenamine mandelate (mandelic acid), methyldopa, methylprednisolone, nitrofurantoin, nitroglycerine, oxazepam, pentazocine, phenacetin, phenformin, phenobarbital, phenytoin, prednisone, probenecid, progesterone, propoxyphene, propranolol, quinidine, spironolactone, tetracycline, thyroxine, and tripelennamine. On occasion, when interference cannot be resolved, an interference comment will be reported. The variability associated with age, sex, and kidney failure is uncertain. | 1. Young WF Jr. Pheochromocytoma and primary aldosteronism. In: Arnold A, ed. Endocrine Neoplasms. Kluwer Academic Publishers; 1997:239-261. Cancer Treatment And Research. Vol 89 2. Pacak K, Linehan WM, Eisenhofer G, Walther MM, Goldstein DS. Recent advances in genetics, diagnosis, localization, and treatment of pheochromocytoma. Ann Intern Med. 2001;134(4):315-329 3. Alexander F. Neuroblastoma. Urol Clin North Am. 2000;27(3):383-vii. doi:10.1016/s0094-0143(05)70087-2 4. McDougall AJ, McLeod JG. Autonomic neuropathy, I. Clinical features, investigation, pathophysiology, and treatment. J Neurol Sci. 1996;137(2):79-88 5. Lenders JW, Pacak K, Walther MM, et al. Biochemical diagnosis of pheochromocytoma: which test is best?. JAMA. 2002;287(11):1427-1434. doi:10.1001/jama.287.11.1427 6. Pussard E, Neveux M, Guigueno N. Reference intervals for urinary catecholamines and metabolites from birth to adulthood. Clin Biochem. 2009;42(6):536-539 7. Ji C, Li W, Ren XD, et al. Diethylation labeling combined with UPLC/MS/MS for simultaneous determination of a panel of monoamine neurotransmitters in rat prefrontal cortex microdialysates. Anal Chem. 2008;80(23):9195-9203 8. Ellis AG, Zeglinski PT, Coleman KE, Whiting MJ. Dilute, derivatise and shoot: Measurement of urinary free metanephrines and catecholamines as ethyl derivatives by LC-MSMS. Clin Mass Spec. 2017;4-5:34-41 | Norepinephrine (NE), epinephrine (E), and dopamine (DA) are derivatized before being adsorbed onto activated alumina, washed with water, and eluted. The eluate is analyzed using liquid chromatography tandem mass spectrometry and quantified using stable isotope-labeled internal standards, d6-NE, d6-E, and d4-DA. Derivatized analytes and internal standards are ionized using electrospray ionization and are detected in the multiple-reaction monitoring mode.(Unpublished Mayo method) | 2 to 5 days | 14 days | This test was developed and its performance characteristics determined by Mayo Clinic in a manner consistent with CLIA requirements. It has not been cleared or approved by the US Food and Drug Administration. | 82384 | Catecholamine Fract, Free, U | 92938-0 | 2108 | Dopamine | 2218-6
CATP | Catecholamine Fractionation, Free, Plasma | Diagnosing pheochromocytoma and paraganglioma, as an auxiliary test to fractionated plasma and urine metanephrine measurements Diagnosis follow-up of patients with neuroblastoma and related tumors, as an auxiliary test to urine vanillylmandelic acid and homovanillic acid measurements Evaluation of patients with autonomic dysfunction or failure or autonomic neuropathy | Liquid Chromatography Tandem Mass Spectrometry (LC-MS/MS) | Yes | Catecholamine Fract, Free, P | Plasma EDTA Meta | Patient Preparation: 1. Discontinue drugs that release epinephrine, norepinephrine, or dopamine, or hinder their metabolism, for at least one week before obtaining the specimen (see Cautions for details). If this is not possible for medical reasons, contact the laboratory and discuss whether a shorter drug withdrawal period may be possible in a particular case. 2. Unless the purpose of the measurement is drug monitoring, discontinue any epinephrine, norepinephrine, or dopamine injections or infusions for at least 12 hours before specimen collection. 3. Thepatient must refrain from eating, using tobacco, and drinking caffeinated beveragesfor at least 4 hours before the specimen is collected. Supplies:Catecholamine Tubes-EDTA (T066) (tubes contain sodium metabisulfite, may come as 10-mL or 6-mL tubes, andhave a 6-month expiration time) Collection Container/Tube: Preferred: 10-mL Catecholamine tubes containing EDTA-sodium metabisulfite solution Acceptable: 6-mL Catecholamine tubes containing EDTA-sodium metabisulfite solution Submission Container/Tube:Plastic vial Specimen Volume:3 mL Collection Instructions: Note:If the collection instructions are not followed, falsely elevated test results are highly likely. 1.Drawing from anindwelling intravenous (IV) line/catheter/butterfly is required. 2. Calm the patient by giving complete instructions and reassurance regarding the procedure. 3. Insert an indwelling IV catheter. Flush with 3 mL of sodium chloride (NaCl) using positive pressure. 4. Have the patient rest for 30 minutes in the supine position in a quiet room. 5. At the end of the 30 minutes, withdraw and discard a minimum of 3 mL of blood to remove the saline out of the catheter. 6. If provocative sampling (eg, standing specimen) is required, perform provocative maneuver immediately after obtaining supine specimen. Obtain standing specimen immediately. 7. For each specimen, draw 10 mL of blood into the chilled 10 mL catecholamine tube containing EDTA-sodium metabisulfite solution. A 6 mL pink top EDTA-metabisulfite tube is an acceptable substitute. 8. Specimens must remain at refrigerated temperature during processing and transport. 9. Separate plasma in a refrigerated centrifuge within 30 minutes of collection. 10. Freeze specimen immediately. | 2 mL | The catecholamines (dopamine, epinephrine, and norepinephrine) are derived from tyrosine via a series of enzymatic conversions. All 3 catecholamines are important neurotransmitters in the central nervous system and play a crucial role in the autonomic regulation of many homeostatic functions, namely, vascular tone, intestinal and bronchial smooth muscle tone, cardiac rate and contractility, and glucose metabolism. Their actions are mediated via alpha- and beta-adrenergic and dopamine receptors, all existing in several subforms. The 3 catecholamines overlap but differ in their receptor activation profile and consequent biological actions. The systemically circulating fraction of the catecholamines is derived almost exclusively from the adrenal medulla, with small contributions from sympathetic ganglia. Catecholamines are normally present in the plasma in minute amounts, but levels can increase dramatically and rapidly in response to change in posture, environmental temperature, physical and emotional stress, hypovolemia, blood loss, hypotension, hypoglycemia, and exercise. In patients with pheochromocytoma (a potentially curable tumor of catecholamine-producing cells of the adrenal medulla) or, less commonly, paraganglioma (a tumor of the sympathetic ganglia that also produces catecholamine), plasma catecholamine levels may be continuously or episodically elevated. This results in episodic or sustained hypertension and intermittent attacks of palpitations, cardiac arrhythmias, headache, sweating, pallor, anxiety, tremor, and nausea. Intermittent or continuous elevations of the plasma levels of one or several of the catecholamines may be observed in patients with neuroblastoma and related tumors (ganglioneuroblastomas and ganglioneuromas) and, very occasionally, in other neuroectodermal tumors. At the other end of the spectrum, inherited and acquired syndromes of autonomic dysfunction or failure and autonomic neuropathies are characterized by either inadequate production of one or several of the catecholamines or by insufficient release of catecholamines upon appropriate physiological stimuli (eg, change in posture from supine to standing, cold exposure, exercise, stress). | NOREPINEPHRINE Supine: 70-750 pg/mL Standing: 200-1700 pg/mL EPINEPHRINE Supine: <111 pg/mL Standing: <141 pg/mL DOPAMINE <30 pg/mL (no postural change) For International System of Units (SI) conversion for Reference Values, seewww.mayocliniclabs.com/order-tests/si-unit-conversion.html. | Diagnosis of Pheochromocytoma: This test should not be used as the first-line test for pheochromocytoma, as plasma catecholamine levels may not be continuously elevated but only secreted during a "spell." By contrast, production of metanephrines (catecholamine metabolites) appears to be increased continuously. The recommended first-line laboratory tests for pheochromocytoma are: -PMET / Metanephrines, Fractionated, Free, Plasma: the most sensitive assay -METAF / Metanephrines, Fractionated, 24 Hour, Urine: highly specific and almost as sensitive as PMET However, plasma catecholamine measurements can be useful in patients whose plasma metanephrine or urine metanephrine measurements do not completely exclude the diagnosis. In such cases, plasma catecholamine specimens, if collected during a "spell," have a 90% to 95% diagnostic sensitivity when cutoffs of 750 pg/mL for norepinephrine and 110 pg/mL for epinephrine are employed. A lower value during a "spell," particularly when plasma or urinary metanephrine measurements were also normal, essentially rules out pheochromocytoma. Unfortunately, the specificity of these high-sensitivity cutoff levels is not adequate for separating tumor patients from other patients with similar symptoms. When more specific (95%) decision levels of 2000 pg/mL for norepinephrine or 200 pg/mL for epinephrine are used, the assay's sensitivity falls to about 85%. Diagnosis of Neuroblastoma: Vanillylmandelic acid, homovanillic acid, and, sometimes, urine catecholamine measurements using random urine or 24-hour urine collections are the mainstay of biochemical diagnosis and follow-up of neuroblastoma. Plasma catecholamine levels can aid diagnosis in some cases, but diagnostic decision levels are not well established. The most useful finding is disproportional elevations in 1 of the 3 catecholamines, particularly dopamine, which may be observed in these tumors. Diagnosis of Autonomic Dysfunction or Failure and Autonomic Neuropathy: Depending on the underlying cause and pathology, autonomic dysfunction or failure and autonomic neuropathies are associated with subnormal resting norepinephrine levels or an absent rise of catecholamine levels in response to physiological release stimuli (eg, change in posture from supine to standing, cold exposure, exercise, stress), or both. In addition, there may be significant abnormalities in the ratios of the plasma values of the catecholamines to each other (normal: norepinephrine>epinephrine>dopamine). This is observed most strikingly in the inherited dysautonomic disorder dopamine-beta-hydroxylase deficiency, which results in markedly elevated plasma dopamine levels and a virtually total absence of plasma epinephrine and norepinephrine. | Catecholamines in plasma are chemically labile and the specimens must be handled carefully, both because of rapid specific metabolism and rapid oxidation on exposure to air. For example, plasma-free norepinephrine has a half-life of approximately 2 minutes. To enhance accuracy, one must pay careful attention to the circumstances of specimen collection and to the preparation of the patient (see Specimen Required). Many alterations in physiologic and pathologic states can profoundly affect catecholamine concentrations. Any environmental factor that may increase endogenous catecholamine production should be avoided. These include noise, stress, discomfort, body position, and the consumption of food, caffeinated beverages, or nicotine. Caffeine and nicotine effects are short term, a few minutes to hours only. Other substances and drugs that may also affect the results include: 1. Substances that result in increased release or diminished metabolism of endogenous catecholamines -Monoamine oxidase inhibitors (MOIs): a class of antidepressants with marked effects on catecholamine levels, particularly if the patient consumes tyrosine rich foods, such as nuts, bananas, or cheese -Catecholamine reuptake inhibitors including cocaine and synthetic cocaine derivatives, such as many local anesthetics, some of which are also antiarrhythmic drugs (eg, lidocaine) -Some anesthetic gases, particularly halothane -Withdrawal from sedative drugs, medical or recreational, particularly alcohol, benzodiazepines (eg, Valium), opioids and some central-acting antihypertensive drugs, particularly clonidine, but, generally not cannabis or other hallucinogens such as lysergic acid diethylamide (LSD), mescal, or peyote -Vasodilating drugs (eg, calcium antagonists, alpha-blockers) -Tricyclic antidepressants usually exert a negligible effect 2. Substances that reduce or increase plasma volume acutely (eg, diuretics, radiographic contrast media, synthetic antidiuretic hormone [eg, desmopressin 1-deamino-8-d-arginine vasopressin: DDAVP]) 3. Drugs that are metabolized to endogenous catecholamines. In the main, this concerns carbidopa and L-dopa. These drugs are converted to dopamine, and dopamine measurements for patients taking these drugs will be artifactually elevated. Since isolated dopamine elevations are extremely rare, they should always be viewed with suspicion. A review of the liquid chromatography tandem mass spectrometry (LCMS) trace should be requested. On a careful review, this methodology usually, but not always, allows identification of the unmetabolized parent drug, alongside dopamine. Historically, a third category of potentially interfering substances was represented by molecules that are either similar in chemical structure, antibody epitopes, or chromatographic migration pattern to the catecholamines, or have metabolites that can be mistaken for the catecholamines. The current LCMS-based assay is not subject to any significant direct interference of this kind. In particular, the following drugs, which used to be considered potential interferences, do not cause problems that cannot be resolved, in most cases, with the current assay: acetaminophen, allopurinol, amphetamines and its derivatives (methamphetamine, methylphenidate [Ritalin], fenfluramine, methylenedioxymethamphetamine [MDMA: ecstasy]), atropine, beta-blockers (atenolol, labetolol, metoprolol, sotalol), buspirone, butalbital, carbamazepine, chlorazepate, chlordiazepoxide, chlorpromazine, chlorothiazide, chlorthalidone, clonidine, codeine, diazepam, digoxin, dimethindene, diphenhydramine, diphenoxylate, dobutamine, doxycycline, ephedrine and pseudoephedrine, fludrocortisone, flurazepam, guanethidine, hydralazine, hydrochlorothiazide, hydroflumethiazide, indomethacin, insulin, isoprenaline, isosorbide dinitrate, L-dopa, methenamine mandelate (mandelic acid), methyldopa, methylprednisolone, nitrofurantoin, nitroglycerine, oxazepam, pentazocine, phenacetin, phenformin, phenobarbital, phenytoin, prednisone, probenecid, progesterone, propoxyphene, propranolol, quinidine, spironolactone, tetracycline, thyroxine, and tripelennamine. On occasions when interference cannot be resolved, an interference comment will be reported. The variability associated with age, sex, and kidney failure is uncertain. | 1. Jain A, Baracco R, Kapur G. Pheochromocytoma and paraganglioma-an update on diagnosis, evaluation, and management. Pediatr Nephrol. 2020;35(4):581-594. doi:10.1007/s00467-018-4181-2 2. Bergmann ML, Schmedes A. Highly sensitive LC-MS/MS analysis of catecholamines in plasma. Clin Biochem. 2020;82:51-57. doi:10.1016/j.clinbiochem.2020.03.006 3. Cheshire WP Jr, Goldstein DS. Autonomic uprising: the tilt table test in autonomic medicine. Clin Auton Res. 2019;29(2):215-230. doi:10.1007/s10286-019-00598-9 4. Smith MD, Maani CV. Norepinephrine. In: StatPearls [Internet]. StatPearls Publishing; 2022. Accessed June 15, 2023. Available at www.ncbi.nlm.nih.gov/books/NBK537259 | Catecholamines are adsorbed onto activated alumina, washed, and eluted. The eluate is derivatized with acetaldehyde and then analyzed for norepinephrine, epinephrine, and dopamine using tandem mass spectrometry.(Unpublished Mayo method) | 2 to 6 days | 14 days | This test was developed and its performance characteristics determined by Mayo Clinic in a manner consistent with CLIA requirements. It has not been cleared or approved by the US Food and Drug Administration. | 82384 | Catecholamine Fract, Free, P | 34551-2 | 2906 | Dopamine | 2216-0
CTP0 | Catecholamine Fractionation, Plasma, Free | Diagnosis of pheochromocytoma and paraganglioma in specimens collected from individuals in a supine position, as an auxiliary test to fractionated plasma and urine metanephrine measurements Diagnosis and follow-up of patients with neuroblastoma and related tumors, as an auxiliary test to urine vanillylmandelic acid and homovanillic acid measurements Evaluation of patients with autonomic dysfunction/failure or autonomic neuropathy | Only orderable as part of profile. For more information see CATPA / Catecholamine, Endocrine Study, Plasma. | Yes | Catecholamine, Fract, Supine, P | Plasma EDTA Meta | Only orderable as part of profile. For more information see CATPA / Catecholamine, Endocrine Study, Plasma. | 4 mL | The catecholamines (dopamine, epinephrine, and norepinephrine) are derived from tyrosine via a series of enzymatic conversions. All 3 catecholamines are important neurotransmitters in the central nervous system and also play a crucial role in the autonomic regulation of many homeostatic functions, namely, vascular tone; intestinal and bronchial smooth muscle tone; cardiac rate and contractility; and glucose metabolism. Their actions are mediated via alpha and beta adrenergic and dopamine receptors, all existing in several subforms. The 3 catecholamines overlap, but differ in their receptor activation profile and consequent biological actions. The systemically circulating fraction of the catecholamines is derived almost exclusively from the adrenal medulla, with small contributions from sympathetic ganglia. Catecholamines are normally present in the plasma in minute amounts, but levels can increase dramatically and rapidly in response to change in posture, environmental temperature, physical and emotional stress, hypovolemia, blood loss, hypotension, hypoglycemia, and exercise. In patients with pheochromocytoma (a potentially curable tumor of catecholamine producing cells of the adrenal medulla), or less commonly, paraganglioma (a tumor of the sympathetic ganglia that also produces catecholamine), plasma catecholamine levels may be continuously or episodically elevated. This results in episodic or sustained hypertension and in intermittent attacks of palpitations, cardiac arrhythmias, headache, sweating, pallor, anxiety, tremor, and nausea. Intermittent or continuous elevations of the plasma levels of 1 or several of the catecholamines may be observed in patients with neuroblastoma and related tumors (ganglioneuroblastomas and ganglioneuromas) and, very occasionally, in other neuroectodermal tumors. At the other end of the spectrum, inherited and acquired syndromes of autonomic dysfunction/failure and autonomic neuropathies are characterized by either inadequate production of 1 or several of the catecholamines or by insufficient release of catecholamines upon appropriate physiological stimuli (eg, change in posture from supine to standing, cold exposure, exercise, stress). | Only orderable as part of a profile. For more information see CATPA / Catecholamine, Endocrine Study, Plasma. | Diagnosis of Pheochromocytoma: This test should not be used as the first-line test for pheochromocytoma, as plasma catecholamine levels may not be continuously elevated, but only secreted during a "spell." By contrast, production of metanephrines (catecholamine metabolites) appears to be increased continuously. The recommended first-line laboratory tests for pheochromocytoma are: -PMET / Metanephrines, Fractionated, Free, Plasma: the most sensitive assay -METAF / Metanephrines, Fractionated, 24 Hour, Urine: highly specific and almost as sensitive as PMET However, plasma catecholamine measurements can be useful in patients whose plasma metanephrine or urine metanephrine measurements do not completely exclude the diagnosis. In such cases, plasma catecholamine specimens, if drawn during a "spell," have a 90% to 95% diagnostic sensitivity when cutoffs of 750 pg/mL for norepinephrine and 110 pg/mL for epinephrine are employed. A lower value during a "spell," particularly when plasma and/or urinary metanephrine measurements were also normal, essentially rules out pheochromocytoma. Unfortunately, the specificity of these high-sensitivity cutoff levels is not good for separating tumor patients from other patients with similar symptoms. When more specific (95%) decision levels of 2,000 pg/mL for norepinephrine or 200 pg/mL for epinephrine are used, the assay's sensitivity falls to about 85%. Diagnosis of Neuroblastoma: Vanillylmandelic acid,homovanillic acid, and sometimes urine catecholamine measurements using random urine or 24-hour urine collections are the mainstay of biochemical diagnosis and follow-up of neuroblastoma. Plasma catecholamine levels can aid diagnosis in some cases, but diagnostic decision levels are not well established. The most useful finding is disproportional elevations in 1 of the 3 catecholamines, particularly dopamine, which may be observed in these tumors. Diagnosis of Autonomic Dysfunction/Failure and Autonomic Neuropathy: Depending on the underlying cause and pathology, autonomic dysfunction/failure and autonomic neuropathies are associated with subnormal resting norepinephrine levels, or an absent rise of catecholamine levels in response to physiological release stimuli (eg, change in posture from supine to standing, cold exposure, exercise, stress), or both. In addition, there may be significant abnormalities in the ratios of the plasma values of the catecholamines to each other (normal: norepinephrine>epinephrine>dopamine). This is observed most strikingly in the inherited dysautonomic disorder dopamine-beta-hydroxylase deficiency, which results in markedly elevated plasma dopamine levels and a virtually total absence of plasma epinephrine and norepinephrine. | Catecholamines in plasma are chemically labile and the specimens must be handled carefully, both because of rapid specific metabolism and rapid oxidation on exposure to air. For example, plasma-free norepinephrine has a half-life of approximately 2 minutes. To enhance accuracy, one must pay careful attention to the circumstances of specimen collection and to the preparation of the patient (see Specimen Required). Many alterations in physiologic and pathologic states can profoundly affect catecholamine concentrations. Any environmental factor that may increase endogenous catecholamine production should be avoided. These include noise, stress, discomfort, body position, and the consumption of food, caffeinated beverages, or nicotine. Caffeine and nicotine effects are short term, a few minutes to hours only. Other substances and drugs that may also affect the results include: 1. Substances which result in increased release or diminished metabolism of endogenous catecholamines -Monoamine oxidase inhibitors (MOIs-a class of antidepressants with marked effects on catecholamine levels, particularly if the patient consumes tyrosine rich foods, such as nuts, bananas, or cheese) -Catecholamine reuptake inhibitors including cocaine and synthetic cocaine derivatives, such as many local anesthetics, some of which are also antiarrhythmic drugs (eg, lidocaine) -Some anesthetic gases, particularly halothane -Withdrawal from sedative drugs, medical or recreational, particularly alcohol, benzodiazepines (eg, Valium), opioids and some central acting antihypertensive drugs, particularly clonidine, but, generally not cannabis or other hallucinogens such as lysergic acid diethylamide (LSD), mescal, or peyote. -Vasodilating drugs (eg, calcium antagonists, alpha-blockers). -Tricyclic antidepressants usually exert a negligible effect. 2. Substances that reduce or increase plasma volume acutely (eg, diuretics, radiographic contrast media, synthetic antidiuretic hormone [ie, desmopressin 1-deamino-8-d-arginine vasopressin: DDAVP]) 3. Drugs that are metabolized to endogenous catecholamines. In the main this concerns Carbodopa and L-dopa. These drugs are converted to dopamine, and dopamine measurements in patients taking these drugs will be artifactually elevated. Since isolated dopamine elevations are extremely rare, they should always be viewed with suspicion. A review of theliquid chromatography tandem mass spectrometry(LCMS) trace should be requested. On a careful review, our methodology usually, but not always, allows us to identify the unmetabolized parent drug, alongside dopamine. Historically, a third category of potentially interfering substances was represented by molecules, which are either similar in chemical structure, antibody epitopes, or chromatographic migration pattern to the catecholamines, or have metabolites that can be mistaken for the catecholamines. The current LCMS-based assay is not subject to any significant direct interference of this kind. In particular, the following drugs, which used to be considered potential interferences, do not cause problems that cannot be resolved, in most cases, with the current assay: acetaminophen, allopurinol, amphetamines and its derivatives (metamphetamine, methylphenidate [Ritalin], fenfluramine, methylenedioxymethamphetamine [MDMA: ecstasy]), atropine, beta-blockers (atenolol, labetolol, metoprolol, sotalol), buspirone, butalbital, carbamazepine, chlorazepate, chlordiazepoxide, chlorpromazine, chlorothiazide, chlorthalidone, clonidine, codeine, diazepam, digoxin, dimethindene, diphenhydramine, diphenoxylate, dobutamine, doxycycline, ephedrine and pseudoephedrine, fludrocortisone, flurazepam, guanethidine, hydralazine, hydrochlorothiazide, hydroflumethiazide, indomethacin, insulin, isoprenaline, isosorbide dinitrate, L-Dopa, methenamine mandelate (mandelic acid), methyldopa, methylprednisolone, nitrofurantoin, nitroglycerine, oxazepam, pentazocine, phenacetin, phenformin, phenobarbital, phenytoin, prednisone, probenecid, progesterone, propoxyphene, propranolol, quinidine, spironolactone, tetracycline, thyroxine, and tripelennamine. On occasion, when interference cannot be resolved an interference comment will be reported. The variability associated with age, gender, and renal failure is uncertain. | 1.Jain A, Baracco R, Kapur G. Pheochromocytoma and paraganglioma-an update on diagnosis, evaluation, and management. Pediatr Nephrol. 2020;35(4):581-594. doi:10.1007/s00467-018-4181-2 2. Bergmann ML, Schmedes A. Highly sensitive LC-MS/MS analysis of catecholamines in plasma. Clin Biochem. 2020;82:51-57. doi:10.1016/j.clinbiochem.2020.03.006 3. Cheshire WP Jr, Goldstein DS. Autonomic uprising: the tilt table test in autonomic medicine. Clin Auton Res. 2019;29(2):215-230. doi:10.1007/s10286-019-00598-9 4. Smith MD, Maani CV. Norepinephrine. In: StatPearls [Internet]. StatPearls Publishing; 2022. Accessed June 15, 2023. Available atwww.ncbi.nlm.nih.gov/books/NBK537259 | Catecholamines are adsorbed onto activated alumina, washed, and eluted. The eluate is derivatized with acetaldehyde and then analyzed for norepinephrine, epinephrine, and dopamine using tandem mass spectrometry.(Unpublished Mayo method) | 2 to 6 days | 14 days | This test was developed and its performance characteristics determined by Mayo Clinic in a manner consistent with CLIA requirements. It has not been cleared or approved by the US Food and Drug Administration. | 82384 | Catecholamine, Fract, Supine, P | 95056-8 | 33864 | Dopamine, Supine | 95053-5
CTP10 | Catecholamine Fractionation, Plasma, Free | Diagnosis of pheochromocytoma and paraganglioma in specimens collected from individuals in a standing position, as an auxiliary test to fractionated plasma and urine metanephrine measurements Diagnosis and follow-up of patients with neuroblastoma and related tumors, as an auxiliary test to urine vanillylmandelic acid and homovanillic acid measurements Evaluation of patients with autonomic dysfunction/failure or autonomic neuropathy | Only orderable as part of a profile. For more information see CATPA / Catecholamine, Endocrine Study, Plasma | Yes | Catecholamine, Fract, Standing, P | Plasma EDTA Meta | Only orderable as part of a profile. For more information see CATPA / Catecholamine, Endocrine Study, Plasma |  | The catecholamines (dopamine, epinephrine, and norepinephrine) are derived from tyrosine via a series of enzymatic conversions. All 3 catecholamines are important neurotransmitters in the central nervous system and also play a crucial role in the autonomic regulation of many homeostatic functions, namely, vascular tone; intestinal and bronchial smooth muscle tone; cardiac rate and contractility; and glucose metabolism. Their actions are mediated via alpha and beta adrenergic and dopamine receptors, all existing in several subforms. The 3 catecholamines overlap, but differ in their receptor activation profile and consequent biological actions. The systemically circulating fraction of the catecholamines is derived almost exclusively from the adrenal medulla, with small contributions from sympathetic ganglia. Catecholamines are normally present in the plasma in minute amounts, but levels can increase dramatically and rapidly in response to change in posture, environmental temperature, physical and emotional stress, hypovolemia, blood loss, hypotension, hypoglycemia, and exercise. In patients with pheochromocytoma (a potentially curable tumor of catecholamine producing cells of the adrenal medulla), or less commonly, paraganglioma (a tumor of the sympathetic ganglia that also produces catecholamine), plasma catecholamine levels may be continuously or episodically elevated. This results in episodic or sustained hypertension and in intermittent attacks of palpitations, cardiac arrhythmias, headache, sweating, pallor, anxiety, tremor, and nausea. Intermittent or continuous elevations of the plasma levels of 1 or several of the catecholamines may be observed in patients with neuroblastoma and related tumors (ganglioneuroblastomas and ganglioneuromas) and, very occasionally, in other neuroectodermal tumors. At the other end of the spectrum, inherited and acquired syndromes of autonomic dysfunction/failure and autonomic neuropathies are characterized by either inadequate production of 1 or several of the catecholamines or by insufficient release of catecholamines upon appropriate physiological stimuli (eg, change in posture from supine to standing, cold exposure, exercise, stress). | Only orderable as part of a profile. For more information see CATPA / Catecholamine, Endocrine Study, Plasma. | Diagnosis of Pheochromocytoma: This test should not be used as the first-line test for pheochromocytoma, as plasma catecholamine levels may not be continuously elevated, but only secreted during a "spell." By contrast, production of metanephrines (catecholamine metabolites) appears to be increased continuously. The recommended first-line laboratory tests for pheochromocytoma are: -PMET / Metanephrines, Fractionated, Free, Plasma: the most sensitive assay -METAF / Metanephrines, Fractionated, 24 Hour, Urine: highly specific and almost as sensitive as PMET However, plasma catecholamine measurements can be useful in patients whose plasma metanephrine or urine metanephrine measurements do not completely exclude the diagnosis. In such cases, plasma catecholamine specimens, if drawn during a "spell," have a 90% to 95% diagnostic sensitivity when cutoffs of 750 pg/mL for norepinephrine and 110 pg/mL for epinephrine are employed. A lower value during a "spell," particularly when plasma and/or urinary metanephrine measurements were also normal, essentially rules out pheochromocytoma. Unfortunately, the specificity of these high-sensitivity cutoff levels is not good for separating tumor patients from other patients with similar symptoms. When more specific (95%) decision levels of 2,000 pg/mL for norepinephrine or 200 pg/mL for epinephrine are used, the assay's sensitivity falls to about 85%. Diagnosis of Neuroblastoma: Vanillylmandelic acid,homovanillic acid, and sometimes urine catecholamine measurements using random urine or 24-hour urine collections are the mainstay of biochemical diagnosis and follow-up of neuroblastoma. Plasma catecholamine levels can aid diagnosis in some cases, but diagnostic decision levels are not well established. The most useful finding is disproportional elevations in 1 of the 3 catecholamines, particularly dopamine, which may be observed in these tumors. Diagnosis of Autonomic Dysfunction/Failure and Autonomic Neuropathy: Depending on the underlying cause and pathology, autonomic dysfunction/failure and autonomic neuropathies are associated with subnormal resting norepinephrine levels, or an absent rise of catecholamine levels in response to physiological release stimuli (eg, change in posture from supine to standing, cold exposure, exercise, stress), or both. In addition, there may be significant abnormalities in the ratios of the plasma values of the catecholamines to each other (normal: norepinephrine>epinephrine>dopamine). This is observed most strikingly in the inherited dysautonomic disorder dopamine-beta-hydroxylase deficiency, which results in markedly elevated plasma dopamine levels and a virtually total absence of plasma epinephrine and norepinephrine. | Catecholamines in plasma are chemically labile and the specimens must be handled carefully, both because of rapid specific metabolism and rapid oxidation on exposure to air. For example, plasma-free norepinephrine has a half-life of approximately 2 minutes. To enhance accuracy, one must pay careful attention to the circumstances of specimen collection and to the preparation of the patient (see Specimen Required). Many alterations in physiologic and pathologic states can profoundly affect catecholamine concentrations. Any environmental factor that may increase endogenous catecholamine production should be avoided. These include noise, stress, discomfort, body position, and the consumption of food, caffeinated beverages, or nicotine. Caffeine and nicotine effects are short term, a few minutes to hours only. Other substances and drugs that may also affect the results include: 1. Substances which result in increased release or diminished metabolism of endogenous catecholamines -Monoamine oxidase inhibitors (MOIs-a class of antidepressants with marked effects on catecholamine levels, particularly if the patient consumes tyrosine rich foods, such as nuts, bananas, or cheese) -Catecholamine reuptake inhibitors including cocaine and synthetic cocaine derivatives, such as many local anesthetics, some of which are also antiarrhythmic drugs (eg, lidocaine) -Some anesthetic gases, particularly halothane -Withdrawal from sedative drugs, medical or recreational, particularly alcohol, benzodiazepines (eg, Valium), opioids and some central acting antihypertensive drugs, particularly clonidine, but, generally not cannabis or other hallucinogens such as lysergic acid diethylamide (LSD), mescal, or peyote. -Vasodilating drugs (eg, calcium antagonists, alpha-blockers). -Tricyclic antidepressants usually exert a negligible effect. 2. Substances that reduce or increase plasma volume acutely (eg, diuretics, radiographic contrast media, synthetic antidiuretic hormone [ie, desmopressin 1-deamino-8-d-arginine vasopressin: DDAVP]) 3. Drugs that are metabolized to endogenous catecholamines. In the main this concerns Carbodopa and L-dopa. These drugs are converted to dopamine, and dopamine measurements in patients taking these drugs will be artifactually elevated. Since isolated dopamine elevations are extremely rare, they should always be viewed with suspicion. A review of theliquid chromatography tandem mass spectrometry(LCMS) trace should be requested. On a careful review, our methodology usually, but not always, allows us to identify the unmetabolized parent drug, alongside dopamine. Historically, a third category of potentially interfering substances was represented by molecules, which are either similar in chemical structure, antibody epitopes, or chromatographic migration pattern to the catecholamines, or have metabolites that can be mistaken for the catecholamines. The current LCMS-based assay is not subject to any significant direct interference of this kind. In particular, the following drugs, which used to be considered potential interferences, do not cause problems that cannot be resolved, in most cases, with the current assay: acetaminophen, allopurinol, amphetamines and its derivatives (metamphetamine, methylphenidate [Ritalin], fenfluramine, methylenedioxymethamphetamine [MDMA: ecstasy]), atropine, beta-blockers (atenolol, labetolol, metoprolol, sotalol), buspirone, butalbital, carbamazepine, chlorazepate, chlordiazepoxide, chlorpromazine, chlorothiazide, chlorthalidone, clonidine, codeine, diazepam, digoxin, dimethindene, diphenhydramine, diphenoxylate, dobutamine, doxycycline, ephedrine and pseudoephedrine, fludrocortisone, flurazepam, guanethidine, hydralazine, hydrochlorothiazide, hydroflumethiazide, indomethacin, insulin, isoprenaline, isosorbide dinitrate, L-Dopa, methenamine mandelate (mandelic acid), methyldopa, methylprednisolone, nitrofurantoin, nitroglycerine, oxazepam, pentazocine, phenacetin, phenformin, phenobarbital, phenytoin, prednisone, probenecid, progesterone, propoxyphene, propranolol, quinidine, spironolactone, tetracycline, thyroxine, and tripelennamine. On occasion, when interference cannot be resolved an interference comment will be reported. The variability associated with age, gender, and renal failure is uncertain. | 1. Jain A, Baracco R, Kapur G. Pheochromocytoma and paraganglioma-an update on diagnosis, evaluation, and management. Pediatr Nephrol. 2020 Apr;35(4):581-594. doi: 10.1007/s00467-018-4181-2. Epub 2019 Jan 2. PMID: 30603807. 2. Bergmann ML, Schmedes A. Highly sensitive LC-MS/MS analysis of catecholamines in plasma. Clin Biochem. 2020 Aug;82:51-57. doi: 10.1016/j.clinbiochem.2020.03.006. Epub 2020 Mar 19. PMID: 32201304 3. Cheshire WP Jr, Goldstein DS. Autonomic uprising: the tilt table test in autonomic medicine. Clin Auton Res. 2019 Apr;29(2):215-230. doi: 10.1007/s10286-019-00598-9. Epub 2019 Mar 5. PMID: 30838497; PMCID: PMC8897774. 4. Smith MD, Maani CV. Norepinephrine. [Updated 2022 May 15]. In: StatPearls [Internet]. Treasure Island (FL): StatPearls Publishing; 2023 Jan-. Available from:https://www.ncbi.nlm.nih.gov/books/NBK537259/ | Catecholamines are adsorbed onto activated alumina, washed, and eluted. The eluate is derivatized with acetaldehyde and then analyzed for norepinephrine, epinephrine, and dopamine using tandem mass spectrometry.(Unpublished Mayo method) | 2 to 6 days | 14 days | This test was developed and its performance characteristics determined by Mayo Clinic in a manner consistent with CLIA requirements. It has not been cleared or approved by the US Food and Drug Administration. | 82384 | Catecholamine, Fract, Standing, P | 95056-8 | 33867 | Dopamine, Standing | 95055-0
CATPA | Catecholamine, Endocrine Study, Plasma | Diagnosis of pheochromocytoma and paraganglioma in specimens collected from individuals in both supine and standing positions, as an auxiliary test to fractionated plasma and urine metanephrine measurements Diagnosis and follow-up of patients with neuroblastoma and related tumors, as an auxiliary test to urine vanillylmandelic acid and homovanillic acid measurements Evaluation of patients with autonomic dysfunction/failure or autonomic neuropathy | Liquid Chromatography Tandem Mass Spectrometry (LC-MS/MS) Includes unconjugated norepinephrine, epinephrine, and dopamine. | Yes | Catecholamine, Endocrine Study, P | Plasma EDTA Meta | Patient Preparation: 1. Discontinue drugs that release epinephrine, norepinephrine, or dopamine, or hinder their metabolism, for at least 1 week before obtaining the specimen (see Cautions for details). If this is not possible for medical reasons, contact the laboratory and discuss whether a shorter drug-withdrawal period may be possible in a particular case. 2. Unless the purpose of the measurement is drug monitoring, discontinue any epinephrine, norepinephrine, or dopamine injections/infusions for at least 12 hours before specimen draw. 3. The patient must refrain from eating, using tobacco, and drinking caffeinated beverages for at least 4 hours before the specimen is collected. Supplies:Catecholamine tubes containing EDTA-sodium metabisulfite solution (T066) (tubes have a 6-month. expiration time) Collection Container/Tube: Preferred:10-mL Catecholamine tubes containing EDTA-sodium metabisulfite solution Acceptable:6-mL Catecholamine tubes containing EDTA-sodium metabisulfite solution Submission Container/Tube:Plastic vial Specimen Volume:3 mL per collection Collection Instructions: 1.Drawing from a catheter is required. 2. Calm the patient by giving complete instructions and reassurance regarding the procedure. 3. Insert an indwelling intravenous catheter. Flush with 3 mL of saline, using positive pressure. 4. Have the patient rest for 30 minutes in the supine position in a quiet room. 5. At the end of the 30 minutes, withdraw and discard a minimum of 3 mL of blood to remove the saline out of the catheter. 6. If provocative sampling (eg, standing specimen) is required, perform provocative maneuver immediately after obtaining supine specimen. Obtain standing specimen immediately. 7. For each specimen, draw blood into the chilled EDTA-sodium metabisulfite 10-mL tube. 8. Specimen must remain at refrigerated temperature during processing and transport. 9. Separate plasma in a refrigerated centrifuge within 30 minutes of draw. 10. Freeze specimen immediately. | 2 mL per collection | The catecholamines (dopamine, epinephrine, and norepinephrine) are derived from tyrosine via a series of enzymatic conversions. All 3 catecholamines are important neurotransmitters in the central nervous system and also play a crucial role in the autonomic regulation of many homeostatic functions, namely, vascular tone; intestinal and bronchial smooth muscle tone; cardiac rate and contractility; and glucose metabolism. Their actions are mediated via alpha and beta adrenergic and dopamine receptors, all existing in several subforms. The 3 catecholamines overlap, but differ in their receptor activation profile and consequent biological actions. The systemically circulating fraction of the catecholamines is derived almost exclusively from the adrenal medulla, with small contributions from sympathetic ganglia. Catecholamines are normally present in the plasma in minute amounts, but levels can increase dramatically and rapidly in response to change in posture, environmental temperature, physical and emotional stress, hypovolemia, blood loss, hypotension, hypoglycemia, and exercise. In patients with pheochromocytoma (a potentially curable tumor of catecholamine producing cells of the adrenal medulla), or less commonly, paraganglioma (a tumor of the sympathetic ganglia that also produces catecholamine), plasma catecholamine levels may be continuously or episodically elevated. This results in episodic or sustained hypertension and in intermittent attacks of palpitations, cardiac arrhythmias, headache, sweating, pallor, anxiety, tremor, and nausea. Intermittent or continuous elevations of the plasma levels of 1 or several of the catecholamines may be observed in patients with neuroblastoma and related tumors (ganglioneuroblastomas and ganglioneuromas) and, very occasionally, in other neuroectodermal tumors. At the other end of the spectrum, inherited and acquired syndromes of autonomic dysfunction/failure and autonomic neuropathies are characterized by either inadequate production of 1 or several of the catecholamines or by insufficient release of catecholamines upon appropriate physiological stimuli (eg, change in posture from supine to standing, cold exposure, exercise, stress). | NOREPINEPHRINE Supine: 70-750 pg/mL Standing: 200-1,700 pg/mL EPINEPHRINE Supine: Undetectable-110 pg/mL Standing: Undetectable-140 pg/mL DOPAMINE <30 pg/mL (no postural change) | Diagnosis of Pheochromocytoma: This test should not be used as the first-line test for pheochromocytoma, as plasma catecholamine levels may not be continuously elevated, but only secreted during a "spell." By contrast, production of metanephrines (catecholamine metabolites) appears to be increased continuously. The recommended first-line laboratory tests for pheochromocytoma are: -PMET / Metanephrines, Fractionated, Free, Plasma: the most sensitive assay -METAF / Metanephrines, Fractionated, 24 Hour, Urine: highly specific and almost as sensitive as PMET However, plasma catecholamine measurements can be useful in patients whose plasma metanephrine or urine metanephrine measurements do not completely exclude the diagnosis. In such cases, plasma catecholamine specimens, if drawn during a "spell," have a 90% to 95% diagnostic sensitivity when cutoffs of 750 pg/mL for norepinephrine and 110 pg/mL for epinephrine are employed. A lower value during a "spell," particularly when plasma and/or urinary metanephrine measurements were also normal, essentially rules out pheochromocytoma. Unfortunately, the specificity of these high-sensitivity cutoff levels is not good for separating tumor patients from other patients with similar symptoms. When more specific (95%) decision levels of 2,000 pg/mL for norepinephrine or 200 pg/mL for epinephrine are used, the assay's sensitivity falls to about 85%. Diagnosis of Neuroblastoma: Vanillylmandelic acid,homovanillic acid, and sometimes urine catecholamine measurements using random urine or 24-hour urine collections are the mainstay of biochemical diagnosis and follow-up of neuroblastoma. Plasma catecholamine levels can aid diagnosis in some cases, but diagnostic decision levels are not well established. The most useful finding is disproportional elevations in 1 of the 3 catecholamines, particularly dopamine, which may be observed in these tumors. Diagnosis of Autonomic Dysfunction/Failure and Autonomic Neuropathy: Depending on the underlying cause and pathology, autonomic dysfunction/failure and autonomic neuropathies are associated with subnormal resting norepinephrine levels, or an absent rise of catecholamine levels in response to physiological release stimuli (eg, change in posture from supine to standing, cold exposure, exercise, stress), or both. In addition, there may be significant abnormalities in the ratios of the plasma values of the catecholamines to each other (normal: norepinephrine>epinephrine>dopamine). This is observed most strikingly in the inherited dysautonomic disorder dopamine-beta-hydroxylase deficiency, which results in markedly elevated plasma dopamine levels and a virtually total absence of plasma epinephrine and norepinephrine. | Catecholamines in plasma are chemically labile and the specimens must be handled carefully, both because of rapid specific metabolism and rapid oxidation on exposure to air. For example, plasma-free norepinephrine has a half-life of approximately 2 minutes. To enhance accuracy, one must pay careful attention to the circumstances of specimen collection and to the preparation of the patient (see Specimen Required). Many alterations in physiologic and pathologic states can profoundly affect catecholamine concentrations. Any environmental factor that may increase endogenous catecholamine production should be avoided. These include noise, stress, discomfort, body position, and the consumption of food, caffeinated beverages, or nicotine. Caffeine and nicotine effects are short term, a few minutes to hours only. Other substances and drugs that may also affect the results include: 1. Substances which result in increased release or diminished metabolism of endogenous catecholamines -Monoamine oxidase inhibitors (MOIs-a class of antidepressants with marked effects on catecholamine levels, particularly if the patient consumes tyrosine rich foods, such as nuts, bananas, or cheese) -Catecholamine reuptake inhibitors including cocaine and synthetic cocaine derivatives, such as many local anesthetics, some of which are also antiarrhythmic drugs (eg, lidocaine) -Some anesthetic gases, particularly halothane -Withdrawal from sedative drugs, medical or recreational, particularly alcohol, benzodiazepines (eg, Valium), opioids and some central acting antihypertensive drugs, particularly clonidine, but, generally not cannabis or other hallucinogens such as lysergic acid diethylamide (LSD), mescal, or peyote. -Vasodilating drugs (eg, calcium antagonists, alpha-blockers). -Tricyclic antidepressants usually exert a negligible effect. 2. Substances that reduce or increase plasma volume acutely (eg, diuretics, radiographic contrast media, synthetic antidiuretic hormone [ie, desmopressin 1-deamino-8-d-arginine vasopressin: DDAVP]) 3. Drugs that are metabolized to endogenous catecholamines. In the main this concerns Carbodopa and L-dopa. These drugs are converted to dopamine, and dopamine measurements in patients taking these drugs will be artifactually elevated. Since isolated dopamine elevations are extremely rare, they should always be viewed with suspicion. A review of theliquid chromatography tandem mass spectrometry(LCMS) trace should be requested. On a careful review, our methodology usually, but not always, allows us to identify the unmetabolized parent drug, alongside dopamine. Historically, a third category of potentially interfering substances was represented by molecules, which are either similar in chemical structure, antibody epitopes, or chromatographic migration pattern to the catecholamines, or have metabolites that can be mistaken for the catecholamines. The current LCMS-based assay is not subject to any significant direct interference of this kind. In particular, the following drugs, which used to be considered potential interferences, do not cause problems that cannot be resolved, in most cases, with the current assay: acetaminophen, allopurinol, amphetamines and its derivatives (metamphetamine, methylphenidate [Ritalin], fenfluramine, methylenedioxymethamphetamine [MDMA: ecstasy]), atropine, beta-blockers (atenolol, labetolol, metoprolol, sotalol), buspirone, butalbital, carbamazepine, chlorazepate, chlordiazepoxide, chlorpromazine, chlorothiazide, chlorthalidone, clonidine, codeine, diazepam, digoxin, dimethindene, diphenhydramine, diphenoxylate, dobutamine, doxycycline, ephedrine and pseudoephedrine, fludrocortisone, flurazepam, guanethidine, hydralazine, hydrochlorothiazide, hydroflumethiazide, indomethacin, insulin, isoprenaline, isosorbide dinitrate, L-Dopa, methenamine mandelate (mandelic acid), methyldopa, methylprednisolone, nitrofurantoin, nitroglycerine, oxazepam, pentazocine, phenacetin, phenformin, phenobarbital, phenytoin, prednisone, probenecid, progesterone, propoxyphene, propranolol, quinidine, spironolactone, tetracycline, thyroxine, and tripelennamine. On occasion, when interference cannot be resolved an interference comment will be reported. The variability associated with age, gender, and renal failure is uncertain. | 1.Jain A, Baracco R, Kapur G. Pheochromocytoma and paraganglioma-an update on diagnosis, evaluation, and management. Pediatr Nephrol. 2020;35(4):581-594. doi:10.1007/s00467-018-4181-2 2. Bergmann ML, Schmedes A. Highly sensitive LC-MS/MS analysis of catecholamines in plasma. Clin Biochem. 2020;82:51-57. doi:10.1016/j.clinbiochem.2020.03.006 3. Cheshire WP Jr, Goldstein DS. Autonomic uprising: the tilt table test in autonomic medicine. Clin Auton Res. 2019;29(2):215-230. doi:10.1007/s10286-019-00598-9 4. Smith MD, Maani CV. Norepinephrine. In: StatPearls [Internet]. StatPearls Publishing; 2022. Accessed June 15, 2023. Available atwww.ncbi.nlm.nih.gov/books/NBK537259 | Catecholamines are adsorbed onto activated alumina, washed, and eluted. The eluate is derivatized with acetaldehyde and then analyzed for norepinephrine, epinephrine, and dopamine using tandem mass spectrometry.(Unpublished Mayo method) | 2 to 6 days | 14 days | This test was developed and its performance characteristics determined by Mayo Clinic in a manner consistent with CLIA requirements. It has not been cleared or approved by the US Food and Drug Administration. | 82384 x 2 | Catecholamine, Endocrine Study, P | 95056-8 | 33867 | Dopamine, Standing | 95055-0
CPVTG | Catecholaminergic Polymorphic Ventricular Tachycardia Gene Panel, Varies | Providing a genetic evaluation for patients with a personal or family history suggestive of catecholaminergic polymorphic ventricular tachycardia (CPVT) Establishing a diagnosis of CPVT | Sequence Capture and Targeted Next-Generation Sequencing followed by Polymerase Chain Reaction (PCR) and Sanger Sequencing | Yes | CPVT Gene Panel | Varies | Patient Preparation:A previous bone marrow transplant from an allogenic donor will interfere with testing. Call 800-533-1710 for instructions for testing patients who have received a bone marrow transplant. Specimen Type:Whole blood Container/Tube: Preferred:Lavender top (EDTA) or yellow top (ACD) Acceptable:Any anticoagulant Specimen Volume:3 mL Collection Instructions: 1. Invert several times to mix blood. 2. Send whole blood specimen in original tube.Do not aliquot. Specimen Stability Information:Ambient (preferred)/Refrigerated | 1 mL | Catecholaminergic polymorphic ventricular tachycardia (CPVT) is a genetic cardiac arrhythmia condition characterized by polymorphic and bidirectional ventricular tachycardia induced by physical or emotional stress. CPVT can result in or present with palpitations, syncope, sudden cardiac arrest, or sudden cardiac death. Symptoms typically present in childhood, however, if left untreated, there is an estimated 30% to 50% mortality rate by 40 years of age.(1) CPVT has an estimated prevalence of 1:5000 to 1:10,000 and is caused by disease-causing variants in genes that encode proteins of the sacroplasmic reticulum calcium release complex.(1,2) It is estimated that six genes (RYR2, CASQ2, TRDN, CALM1, CALM2, CALM3) account for up to 75% of cases of CPVT, with gain-of-function variants in theRYR2gene being the most common genetic etiology in patients with confirmed CPVT.(1) More recently, disease-causing variants in theTECRLgene have been associated with a mixed arrhythmia phenotype exhibiting characteristics of CPVT and long QT syndrome.(3) CPVT can follow autosomal dominant and autosomal recessive patterns of inheritance. Genetic testing in CPVT is recommended to confirm the clinical diagnosis, assist with risk stratification, guide management, and identify at-risk family members.(4) Even individuals without overt symptoms of CPVT may still be at risk for a cardiac event and sudden cardiac death.(4) | An interpretive report will be provided. | All detected variants are evaluated according to American College of Medical Genetics and Genomics recommendations.(5) Variants are classified based on known, predicted, or possible pathogenicity and reported with interpretive comments detailing their potential or known significance. | Clinical Correlations:Test results should be interpreted in the context of clinical findings, family history, and other laboratory data. Misinterpretation of results may occur if the information provided is inaccurate or incomplete. If testing was performed because of a clinically significant family history, it is often useful to first test an affected family member. Detection of a reportable variant in an affected family member would allow for more informative testing of at-risk individuals. To discuss the availability of additional testing options or for assistance in the interpretation of these results, contact the Mayo Clinic Laboratories genetic counselors at 800-533-1710. Technical Limitations:Next-generation sequencing may not detect all types of genomic variants. In rare cases, false-negative or false-positive results may occur. The depth of coverage may be variable for some target regions; assay performance below the minimum acceptable criteria or for failed regions will be noted. Given these limitations, negative results do not rule out the diagnosis of a genetic disorder. If a specific clinical disorder is suspected, evaluation by alternative methods can be considered. There may be regions of genes that cannot be effectively evaluated by sequencing or deletion and duplication analysis as a result of technical limitations of the assay, including regions of homology, high guanine-cytosine (GC) content, and repetitive sequences. Confirmation of select reportable variants will be performed by alternate methodologies based on internal laboratory criteria. This test is validated to detect 95% of deletions up to 75 base pairs (bp) and insertions up to 47 bp. Deletions-insertions (delins) of 40 or more bp, including mobile element insertions, may be less reliably detected than smaller delins. Deletion/Duplication Analysis: This analysis targets single and multi-exon deletions/duplications; however, in some instances single exon resolution cannot be achieved due to isolated reduction in sequence coverage or inherent genomic complexity. Balanced structural rearrangements (such as translocations and inversions) may not be detected. This test is not designed to detect low levels of mosaicism or to differentiate between somatic and germline variants. If there is a possibility that any detected variant is somatic, additional testing may be necessary to clarify the significance of results. Genes may be added or removed based on updated clinical relevance.Refer to theTargeted Genes and Methodology Details for Catecholaminergic Polymorphic Ventricular Tachycardia Gene Panelfor the most up to date list of genes included in this test.For detailed information regarding gene specific performance and technical limitations, see Method Description or contact a laboratory genetic counselor. If the patient has had an allogeneic hematopoietic stem cell transplant or a recent blood transfusion, results may be inaccurate due to the presence of donor DNA. Call Mayo Clinic Laboratories for instructions for testing patients who have received a bone marrow transplant. Reclassification of Variants:At this time, it is not standard practice for the laboratory to systematically review previously classified variants on a regular basis. The laboratory encourages healthcare providers to contact the laboratory at any time to learn how the classification of a particular variant may have changed over time. Variant Evaluation:Evaluation and categorization of variants are performed using published American College of Medical Genetics and Genomics and the Association for Molecular Pathology recommendations as a guideline.(5) Other gene-specific guidelines may also be considered. Variants are classified based on known, predicted, or possible pathogenicity and reported with interpretive comments detailing their potential or known significance. Variants classified as benign or likely benign are not reported. Multiple in silico evaluation tools may be used to assist in the interpretation of these results. The accuracy of predictions made by in silico evaluation tools is highly dependent upon the data available for a given gene, and periodic updates to these tools may cause predictions to change over time. Results from in silico evaluation tools should be interpreted with caution and professional clinical judgment. Rarely, incidental or secondary findings may implicate another predisposition or presence of active disease. Incidental findings may include, but are not limited to, results related to the sex chromosomes. These findings will be carefully reviewed to determine whether they will be reported. | 1. Wleklinski MJ, Kannankeril PJ, Knollmann BC: Molecular and tissue mechanisms of catecholaminergic polymorphic ventricular tachycardia. J Physiol. 2020 Jul;598(14):2817-2834. doi: 10.1113/JP276757 2. Kim CW, Aronow WS, Dutta T, Frenkel D, Frishman WH: Catecholaminergic polymorphic ventricular tachycardia. Cardiol Rev. Nov/Dec 2020;28(6):325-331. doi: 10.1097/CRD.0000000000000302 3. Webster G, Aburawi EH, Chaix MA, et al. Life-threatening arrhythmias with autosomal recessive TECRL variants. Europace. 2021 May;23(5):781-788. doi: 10.1093/europace/euaa376 4. Napolitano C, Priori SG, Bloise R, et al: Catecholaminergic polymorphic ventricular tachycardia. In: Adam MP, Ardinger HH, Pagon RA, et al, eds. GeneReviews [Internet]. Seattle (WA): University of Washington, Seattle; 2004. Updated June 23, 2022. Accessed July 14, 2022. Available from: www.ncbi.nlm.nih.gov/books/NBK1289/ 5. Richards S, Aziz N, Bale S, et al: Standards and guidelines for the interpretation of sequence variants: a joint consensus recommendation of the American College of Medical Genetics and Genomics and the Association for Molecular Pathology. Genet Med. 2015 May;17(5):405-424. doi: 10.1038/gim.2015.30. | Next-generation sequencing (NGS) and/or Sanger sequencing is performed to test for the presence of variants in coding regions and intron/exon boundaries of the genes analyzed, as well as some other regions that have known disease-causing variants. The human genome reference GRCh37/hg19 build was used for sequence read alignment. At least 99% of the bases are covered at a read depth over 30X. Sensitivity is estimated at above 99% for single nucleotide variants, above 94% for deletion/insertions (delins) less than 40 base pairs (bp), above 95% for deletions up to 75 bp and insertions up to 47 bp. NGS and/or a polymerase chain reaction-based quantitative method is performed to test for the presence of deletions and duplications in the genes analyzed. There may be regions of genes that cannot be effectively evaluated by sequencing or deletion and duplication analysis as a result of technical limitations of the assay, including regions of homology, high guanine-cytosine (GC) content, and repetitive sequences. SeeTargeted Genes and Methodology Details for Catecholaminergic Polymorphic Ventricular Tachycardia Gene Panelfor details regarding the targeted genes analyzed for each test and specific gene regions not routinely covered.(Unpublished Mayo method) Confirmation of select reportable variants may be performed by alternate methodologies based on internal laboratory criteria. Genes analyzed:CALM1, CALM2, CALM3, CASQ2, RYR2, TECRL,andTRDN | 28 to 42 days | Whole blood: 2 weeks (if available); Extracted DNA: 3 months | This test was developed and its performance characteristics determined by Mayo Clinic in a manner consistent with CLIA requirements. It has not been cleared or approved by the US Food and Drug Administration. | 81405814088147981479 (if appropriate for government payers) | CPVT Gene Panel | 51966-0 | 617224 | Released By | 18771-6
FCATE | Catfish (Siluriformes spp) IgE |  | ImmunoCAP FEIA | Yes | Catfish IgE | Serum | Specimen Type:Serum Container/Tube:Red or SST Specimen Volume:0.5 mL Collection Instructions:Draw blood in a plain red-top tube(s), serum gel tube(s) is acceptable. Spin down and send 0.5 mL of serum refrigerated in a plastic vial. | 0.5 mL |  | <0.35 kU/L | Class IgE (kU/L) Comment 0 <0.10 Negative 0/1 0.10-0.34 Equivocal/Borderline 1 0.35-0.69 Low Positive 2 0.70-3.49 Moderate Positive 3 3.50-17.49 High Positive 4 17.50-49.99 Very High Positive 5 50.00-99.99 Very High Positive 6 >99.99 Very High Positive |  |  |  | 3 to 6 days |  | This test was developed and its performance characteristics determined by Eurofins Viracor. It has not been cleared or approved by the U.S. Food and Drug Administration. | 86003 | Catfish IgE | 7187-8 | Z3111 | Class | 102211-0
FCLPF | Cathartic Laxatives Profile, Stool |  | Inductively Coupled Plasma Optical Emission Spectrometry (ICP/OES) | No | Cathartic Laxatives Profile, F | Fecal | ***Must submit one specimen per order. Specimens cannot be shared between multiple orders.*** Specimen Type:Stool Container/Tube:Acid-washed or trace metal-free plastic container, MCL supply T656 Specimen Volume:10 g Collection Instructions:Collect 10 g of stool with no preservative. Send specimen in an acid-washed or trace metal-free plastic container, MCL supply T656. Send specimen refrigerated. | 10 mL stool liquid or 10 g stool solid |  | Reporting limit determined each analysis. Units: mg/g | Magnesium: Magnesium concentrations in stool water above the normal levels of 0.7-1.2 mg/mL have been indicative of surreptitious abuse of magnesium containing laxatives. NMS Labs Calculated Normal: approximately 0.5-10 mg/g (Based on the reported range of magnesium eliminated per day in stool and the range of stool mass per day in adults). Phosphorus: Phosphorus concentration in stool water averaged 1.8 +/- 0.3 mg/mL (ranged from 0.3-4.2 mg/mL) following administration of 105 mmol of sodium phosphate. NMS Labs calculated normal: approximately 1.4-22 mg/g (Based on the reported range of phosphorus eliminated per day in stool and the range of stool mass per day in adults). | Specimens for elemental testing should be collected in certified metal-free containers. Elevated results for elemental testing may be caused by environmental contamination at the time of specimen collection and should be interpreted accordingly. It is recommended that unexpected elevated results be verified by testing another specimen in a trace metal-free container. |  |  | 10 to 14 days |  | This test was developed and its performance characteristics determined by NMS Labs. It has not been cleared or approved by the U.S. Food and Drug Administration. | 8373584100 | Cathartic Laxatives Profile, F | Not Provided | Z5907 | Phosphorus | 10884-5
CTSK | Cathepsin K Immunostain, Technical Component Only | Evaluation for perivascular epithelioid cell neoplasms (PEComas), alveolar soft part sarcoma, andtranslocation-associated renal cell carcinomas | Immunohistochemistry (IHC) | Yes | CTSK IHC, Tech Only | For the initial technical component only immunohistochemical (IHC) stain performed, the appropriate bill-only test ID will be reflexed and charged (IHTOI). For each additional technical component only IHC stain performed, an additional bill-only test ID will be reflexed and charged (IHTOA). | Supplies:Immunostain Technical Only Envelope (T693) Specimen Type:Tissue Container/Tube:Immunostain Technical Only Envelope Preferred:2 Unstained positively charged glass slide (25- x 75- x 1-mm) per test ordered; sections 4-microns thick Acceptable:Formalin-fixed, paraffin-embedded tissue block |  | Cathepsin K is a protease whose expression is driven by microphthalmia transcription factor in osteoclasts. Cathepsin K is also expressed in renal perivascular epithelioid cell neoplasms (PEComas), alveolar soft part sarcoma, and most MiT family translocation renal cell carcinomas. This includes most transcription factor EB- (TFEB) rearranged renal cell carcinomas, those with amplifications of TFEB, and renal cell carcinomas that harbor various TFE3 gene fusions. |  | This test does not include pathologist interpretation, only technical performance of the stain. If interpretation is required, order PATHC / Pathology Consultation for a full diagnostic evaluation or second opinion of the case. The positive and negative controls are verified as showing appropriate immunoreactivity. If a control tissue is not included on the slide, a scanned image of the relevant quality control tissue is available upon request; call 855-516-8404. Interpretation of this test should be performed in the context of the patient's clinical history and other diagnostic tests by a qualified pathologist. | Age of a cut paraffin section can affect immunoreactivity. Stability thresholds vary widely among published literature and are antigen dependent. Best practice is for paraffin sections to be cut within 6 weeks. | 1. Martignoni G, Bonetti F, Chilosi M, et al. Cathepsin K expression in the spectrum of perivascular epithelioid cell (PEC) lesions of the kidney. Mod Pathol. 2012;25(1):100-111.doi:10.1038/modpathol.2011.136 2. Rao Q, Cheng L, Xia QY, et al. Cathepsin K expression in a wide spectrum of pervascular epithelioid cell neoplasms (PEComas): a clinicopathological study emphasizing external PEComas. Histol. 2013;62(4):642-650.doi:10.1111/his.12059 3. Martignoni G, Gobbo S, Camparo P, et al. Differential expression of cathepsin K in neoplasms harboring TFE3 gene fusions. Mod Pathol. 2011;24(10):1313-1319.doi:10.1038/modpathol.2011.93 4. Rao Q, Wang Y, Xia Q, et al. Cathepsin K in the immunohistochemical diagnosis of melanocytic lesions. Int J Clin Exp Pathol. 2014;7(3):1132-1139 5. Magaki S, Hojat SA, Wei B, So A, Yong WH. An introduction to the performance of Immunohistochemistry. Methods Mol Biol. 2019;1897:289-298. doi:10.1007/978-1-4939-8935-5_25 | Immunohistochemistry on sections of paraffin-embedded tissue.(Unpublished Mayo method) | 1 to 3 days | Until staining is complete. | This test has been cleared, approved, or is exempt by the US Food and Drug Administration and is used per manufacturer's instructions. Performance characteristics were verified by Mayo Clinic in a manner consistent with CLIA requirements. | 88342-TC, primary88341-TC, if additional IHC | CTSK IHC, Tech Only | Order only;no result | 607888 | CTSK IHC, Tech Only | Bill only; no result
FCAFG | Cauliflower IgG |  | Enzyme Immunoassay (FEIA) | Yes | Cauliflower IgG | Serum | Collection Container/Tube: Preferred:Red top Acceptable:Serum gel Specimen Volume:0.5 mL Submission Container/tube:Plastic vial Collection Instructions: 1. Draw blood in a plain red-top tube(s), serum gel tube(s) is acceptable. 2. Centrifuge and aliquot 0.5 mL of serum into a plastic vial. 3. Send refrigerate. | See Specimen Required |  | Reference ranges have not been established for food-specific IgG tests. | The clinical utility of food-specific IgG tests has not been established. These tests can be used in special clinical situations to select foods for evaluation by diet elimination and challenge in patients who have food-related complaints. It should be recognized that the presence of food-specific IgG alone cannot be taken as evidence of food allergy and only indicates immunologic sensitization by the food allergen in question. This test should only be ordered by physicians who recognize the limitations of the test. |  |  |  | 5 to 7 days |  | This test was developed and its performance characteristics determined by Eurofins Viracor. It has not been cleared or approved by the U.S. Food and Drug Administration. | 86001 | Cauliflower IgG | 60361-3 | FCAFG | Cauliflower IgG | 60361-3
CALFL | Cauliflower, IgE, Serum | Establishing the diagnosis of an allergy to cauliflower Defining the allergen responsible for eliciting signs and symptoms Identifying allergens: -Responsible for allergic response and/or anaphylactic episode -To confirm sensitization prior to beginning immunotherapy -To investigate the specificity of allergic reactions to insect venom allergens, drugs, or chemical allergens | Fluorescence Enzyme Immunoassay (FEIA) | Yes | Cauliflower, IgE | Serum | Collection Container/Tube: Preferred:Serum gel Acceptable:Red top Submission Container/Tube:Plastic vial Specimen Volume:0.5 mL for every 5 allergens requested Collection Instructions:Centrifuge and aliquot serum into a plastic vial. | For 1 allergen: 0.3 mL More than 1 allergen: (0.05 mL x number of allergens) + 0.25 mL dead space | Clinical manifestations of immediate hypersensitivity (allergic) diseases are caused by the release of proinflammatory mediators (histamine, leukotrienes, and prostaglandins) from IgE-sensitized effector cells (mast cells and basophils) when cell-bound IgE antibodies interact with an allergen. In vitro serum testing for IgE antibodies provides an indication of the immune response to allergens that may be associated with allergic disease. The allergens chosen for testing often depend upon the age of the patient, history of allergen exposure, season of the year, and clinical manifestations. In individuals predisposed to develop allergic disease, the sequence of sensitization and clinical manifestations proceed as follows: eczema and respiratory disease (rhinitis and bronchospasm) in infants and children less than 5 years due to food sensitivity (milk, egg, soy, and wheat proteins) followed by respiratory disease (rhinitis and asthma) in older children and adults due to sensitivity to inhalant allergens (dust mite, mold, and pollen inhalants). | Class,IgE kU/L,Interpretation, 0,<0.10,Negative, 0/1,0.10-0.34,Borderline/equivocal, 1,0.35-0.69,Equivocal, 2,0.70-3.49,Positive, 3,3.50-17.4,Positive, 4,17.5-49.9,Strongly positive, 5,50.0-99.9,Strongly positive, 6,> or =100,Strongly positive, | Detection of IgE antibodies in serum (class 1 or greater) indicates an increased likelihood of allergic disease as opposed to other etiologies and defines the allergens that may be responsible for eliciting signs and symptoms. The level of IgE antibodies in serum varies directly with the concentration of IgE antibodies expressed as a class score or kU/L. | Testing for IgE antibodies is not useful in patients previously treated with immunotherapy to determine if residual clinical sensitivity exists or in patients in whom the medical management does not depend upon identification of allergen specificity. Some individuals with clinically insignificant sensitivity to allergens may have measurable levels of IgE antibodies in serum, and test results must be interpreted in the clinical context. False-positive results for IgE antibodies may occur in patients with markedly elevated serum IgE (>2500 kU/L) due to nonspecific binding to allergen solid phases. | Homburger HA, Hamilton RG: Allergic diseases. In: McPherson RA, Pincus MR, eds. Henry's Clinical Diagnosis and Management by Laboratory Methods. 23rd ed.Elsevier; 2017:1057-1070 | Specific IgE from the patient's serum reacts with the allergen of interest, which is covalently coupled to an ImmunoCAP. After washing away nonspecific IgE, enzyme-labeled anti-IgE antibody is added to form a complex. After incubation, unbound anti-IgE is washed away, and the bound complex incubated with a developing agent. After stopping the reaction, the fluorescence of the eluate is measured. Fluorescence is proportional to the amount of specific IgE present in the patient's sample (ie, the higher the fluorescence value, the more IgE antibody is present).(Package insert: ImmunoCAP System Specific IgE FEIA. Phadia; Rev 06/2020) | Same day/1 to 3 days | 14 days | This test was developed and its performance characteristics determined by Mayo Clinic in a manner consistent with CLIA requirements. It has not been cleared or approved by the US Food and Drug Administration. | 86003 | Cauliflower, IgE | 6835-3 | CALFL | Cauliflower, IgE | 6835-3
IN16Q | CBFB::MYH11 Inversion(16), Quantitative Detection and Minimal Disease Risk Monitoring, qRT-PCR, Varies | Detection ofCBFB::MYH11gene fusion in patients recently diagnosed with acute myeloid leukemia (AML) Minimal residual disease monitoring during the clinical and therapeutic course of patients with AML | Quantitative Real-Time Reverse Transcription Polymerase Chain Reaction (qRT-PCR) | Yes | Inv(16); CBFB-MYH11, Quant, V | Varies | Submit only 1 of the following specimens: Specimen Type:Blood Container/Tube:Lavender top (EDTA) or yellow top (ACD-B) Specimen Volume:10 mL Collection Instructions: 1. Invert several times to mix blood. 2. Send whole blood specimen in original tube.Do notaliquot. 3. Label specimen as blood. Specimen Type:Bone marrow Container/Tube:Lavender top (EDTA) or yellow top (ACD-B) Specimen Volume:4 mL Collection Instructions: 1. Invert several times to mix bone marrow. 2. Send bone marrow specimen in original tube.Do notaliquot. 3. Label specimen as bone marrow. | Blood: 8 mL; Bone marrow: 2 mL | CBFB::MYH11minimal residual disease (MRD) monitoring in patients with acute myeloid leukemia (AML) with inv(16) or t(16;16) is useful for evaluating disease response after therapy and identifying individuals with increased risk of relapse. Quantitative real-time reverse transcription polymerase chain reaction testing in neoplasms with known clonal genetic markers can achieve highly sensitive detection of neoplastic cells in peripheral blood or bone marrow specimens. It is one of the most mature technologies available for this purpose. In this assay, inversion or translocation of chromosome 16 resulting in fusion of two genes,CBFBandMYH11,will be evaluated. Quantitative results will provide physicians with an accurate and precise measurement of disease burden to guide patient intervention decisions. This assay can be used for post-therapy MRD monitoring as well as detection ofCBFB::MYH11fusion in AML patients at the time of diagnosis. | An interpretive report will be provided. | The assay is reported in the form of a normalized ratio ofCBFB::MYH11fusion transcript to the control geneABL1expressed as a percentage, which is an estimate of the level ofCBFB::MYH11fusionRNA present in the specimen, expressed in relation to the level of RNA from an internal control gene (ABL1). The normalized ratio has no units but is directly related to the level ofCBFB::MYH11detected (ie, larger numbers indicate higher relative levels ofCBFB::MYH11,and smaller numbers indicate lower levels). A relative expression value minimizes variability in the RNA levels and cell numbers measured in separate specimens tested at different times. The precision of the quantitative assay is excellent, but interassay variability can occur such that result changes should not be considered significant if 2 single measurements differ by less than 0.5 log. More critical results, such as a change in the status of positivity or greater or equal to 1 log increase between 2 positive samples should be repeated on a separate specimen with appropriate time interval to verify the result. | This assay will only detect the 3 major types of exon fusions ofCBFB::MYH11(> or =95%) and will not detect messenger RNA from rare fusion ofCBFB::MYH11(<5%). | 1. Krauter J1, Hoellge W, Wattjes MP, et al. Detection and quantification ofCBFB/MYH11fusion transcripts in patients with inv(16)-positive acute myeloblastic leukemia by real-time RT-PCR. Genes Chromosomes Cancer. 2001;30(4):342-348. doi:10.1002/gcc.1100 2.Dohner H, Estey E, Grimwade D, et al. Diagnosis and management of AML in adults: 2017 ELN recommendations from an international expert panel. Blood. 2017;129(4):424-447. doi:10.1182/blood-2016-08-733196 3.O'Donnell MR, Tallman MS, Abboud CN, et al. Acute Myeloid Leukemia, Version 3.2017, NCCN Clinical Practice Guidelines in Oncology. J Natl Compr Canc Netw. 2017;15(7):926-957. doi:10.6004/jnccn.2017.0116 4.Schuurhuis GJ, Heuser M, Freeman S, et al. Minimal/measurable residual disease in AML: a consensus document from the European Leukemia Net MRD Working Party. Blood. 2018;131(12):1275-1291. doi:10.1182/blood-2017-09-801498 5. Jourdan E, Boissel N, Chevret S, et al. Prospective evaluation of gene mutations and minimal residual disease in patients with core binding factor acute myeloid leukemia. Blood. 2013;121(12):2213-2223. doi:10.1182/blood-2012-10-462879 6.Lane S,Saal R,Mollee P, et al. A > or =1 log rise in RQ-PCR transcript levels defines molecular relapse in core binding factor acute myeloid leukemia and predicts subsequent morphologic relapse. Leuk Lymphoma. 2008;49(3):517-523. doi:10.1080/10428190701817266 7. Yin JA, O'Brien MA, Hills RK, Daly SB, Wheatley K, Burnett AK. Minimal residual disease monitoring by quantitative RT-PCR in core binding factor AML allows risk stratification and predicts relapse: results of the United Kingdom MRC AML-15 trial. Blood. 2012;120(14):2826-2835. doi:10.1182/blood-2012-06-435669 8. Corbacioglu A, Scholl C, Schlenk RF, et al. Prognostic impact of minimal residual disease in CBFB-MYH11-positive acute myeloid leukemia. J Clin Oncol. 2010;28(23):3724-3729. doi: 10.1200/JCO.2010.28.6468 | Total RNA is extracted from blood or bone marrow and reverse transcribed to generate complementary DNA. Quantitative real-timereverse transcription polymerase chain reactionis performed using the LightCycler instrument platform, and the data analyzed using the dedicated software for relative quantification with calibrator normalization. Results are provided as a normalized relative value ofCBFB::MYH11::ABL1messenger RNA transcripts with a reproducible analytical sensitivity of 0.01%.(Unpublished Mayo method)The normalized ratio is a relative quantification calculation as follows: Normalized ratio= CBFB::MYH11 (sample)/ABL1(sample) CBFB::MYH11(run calibrator)/ABL1(run calibrator) | 4 to 8 days | Blood/Bone marrow: 2 weeks; Extracted RNA: 3 months | This test was developed and its performance characteristics determined by Mayo Clinic in a manner consistent with CLIA requirements. It has not been cleared or approved by the US Food and Drug Administration. | 81401-CBFB-MYH11 | Inv(16); CBFB-MYH11, Quant, V | 101377-0 | 614375 | Signing Pathologist | 19139-5
CD10 | CD10 Immunostain, Technical Component Only | Phenotyping leukemias and lymphomas | Immunohistochemistry (IHC) | Yes | CD10 IHC, Tech Only | For the initial technical component only immunohistochemical (IHC) stain performed, the appropriate bill-only test ID will be reflexed and charged (IHTOI). For each additional technical component only IHC stain performed, an additional bill-only test ID will be reflexed and charged (IHTOA). | Supplies:Immunostain Technical Only Envelope (T693) Specimen Type:Tissue Container/Tube:Immunostain Technical Only Envelope Preferred:2 Unstained positively charged glass slide (25- x 75- x 1-mm) per test ordered; sections 4-microns thick Acceptable:Formalin-fixed, paraffin-embedded (FFPE) tissue block |  | CD10 is a cell surface glycoprotein present on bone marrow B precursors (hematogones) and myeloid cells (including neutrophils), follicle center B cells, and a subset of follicular T helper cells. CD10 is also expressed in the brush border of the upper part of the intestinal tract, bile canaliculi, kidney (glomerular and proximal tubular cells), pulmonary alveolar cells, myoepithelial cells of breast, prostate glandular cells, placental trophoblastic cells, endometrial stromal cells, some endothelial cells, and a minority of (myo-)fibroblasts (stromal cells). CD10 is most useful in the diagnosis of B-precursor-acute lymphoblastic leukemia, Burkitt lymphoma, and lymphomas of follicle cell center origin (follicular lymphoma, subset of large B-cell lymphomas). |  | This test does not include pathologist interpretation; only technical performance of the stain is performed. If an interpretation is required, order PATHC / Pathology Consultation for a full diagnostic evaluation or second opinion of the case. The positive and negative controls are verified as showing appropriate immunoreactivity. If a control tissue is not included on the slide, a scanned image of the relevant quality control tissue is available upon request; call 855-516-8404. Interpretation of this test should be performed in the context of the patient's clinical history and other diagnostic tests by a qualified pathologist. | Age of a cut paraffin section can affect immunoreactivity. Stability thresholds vary widely among published literature and are antigen-dependent. Best practice is for paraffin sections to be cut within 6 weeks. | 1. Al-Masri M, Darwazeh G, Sawalhi S et al. Phyllodes tumor of the breast: role of CD10 in predicting metastasis. Ann Surg Oncol. 2012;19:1181-1184. doi:10.1245/s10434-011-2076-6 2. Taghizadeh-Kermani Ali, Jafarian AH, Ashabymin R, et al. The stromal overexpression of CD10 in invasive breast cancer and its association with clincophathologic factors. Iran J Cancer Prev. Winter 2014;7(1):17-21 3. Lloyd J, Owens S. CD10 immunohistochemistry stains enteric mucosa, but negative staining is unreliable in the setting of active enteritis. Mod Pathol. 2011;24(12):1627-1632. doi:10.1038/modpathol.2011.122 4. Magaki S, Hojat SA, Wei B, So A, Yong WH. An Introduction to the Performance of Immunohistochemistry. Methods Mol Biol. 2019;1897:289-298. doi:10.1007/978-1-4939-8935-5_25 | Immunohistochemistry on sections of paraffin-embedded tissue.(Unpublished Mayo method) | 1 to 3 days | Until staining is complete. | This test has been cleared, approved, or is exempt by the US Food and Drug Administration and is used per manufacturer's instructions. Performance characteristics were verified by Mayo Clinic in a manner consistent with CLIA requirements. | 88342-TC, primary88341-TC, if additional IHC | CD10 IHC, Tech Only | Order only;no result | 70686 | CD10 IHC, Tech Only | Bill only; no result
CD103 | CD103 Immunostain, Technical Component Only | Aids in the diagnosis of hairy cell leukemia and marginal zone lymphomas | Immunohistochemistry (IHC) | Yes | CD103 IHC, Tech Only | For the initial technical component only immunohistochemical (IHC) stain performed, the appropriate bill-only test ID will be reflexed and charged (IHTOI). For each additional technical component only IHC stain performed, an additional bill-only test ID will be reflexed and charged (IHTOA). | Supplies:Immunostain Technical Only Envelope (T693) Specimen Type:Tissue Container/Tube:Immunostain Technical Only Envelope Preferred:2 Unstained positively charged glass slide (25- x 75- x 1-mm) per test ordered; sections 4-microns thick. Acceptable:Formalin-fixed, paraffin-embedded (FFPE) tissue block |  | CD103, also known as integrin alpha E, is an integrin subunit protein, which is widely expressed on T cells. CD103 is a useful diagnostic tool in the diagnosis of hairy cell leukemia. |  | This test does not include pathologist interpretation; only technical performance of the stain. If interpretation is required order PATHC / Pathology Consultation for a full diagnostic evaluation or second opinion of the case. The positive and negative controls are verified as showing appropriate immunoreactivity. If a control tissue is not included on the slide, a scanned image of the relevant quality control tissue is available upon request; call 855-516-8404. Interpretation of this test should be performed in the context of the patient's clinical history and other diagnostic tests by a qualified pathologist. | Age of a cut paraffin section can affect immunoreactivity. Stability thresholds vary widely among published literature and are antigen-dependent. Best practice is for paraffin sections to be cut within 6 weeks. | 1. Morgan EA, Yu H, Pinkus JL, Pinkus GS. Immunohistochemical detection of hairy cell leukemia in paraffin sections using a highly effective CD103 rabbit monoclonal antibody. Am J Clin Pathol. 2013;139(2):220-230 2. Shao H, Calvo KR, Gronborg M, et al. Distinguishing hairy cell leukemia variant from hairy cell leukemia: development and validation of diagnostic criteria. Leuk Res. 2013;37(4):401-409 3. Abdel-Ghafar AA, El Din El Telbany MA, Mahmoud HM, El-Sakhawy YN. Immunophenotyping of chronic B-cell neoplasms: flow cytometry versus immunohistochemistry. Hematol Rep. 2012;4(1):e3 4. Magaki S, Hojat SA, Wei B, So A, Yong WH. An introduction to the performance of immunohistochemistry. Methods Mol Biol. 2019;1897:289-298. doi:10.1007/978-1-4939-8935-5_25 | Immunohistochemistry on sections of paraffin-embedded tissue.(Unpublished Mayo method) | 1 to 3 days | Until staining is complete. | This test has been cleared, approved, or is exempt by the US Food and Drug Administration and is used per manufacturer's instructions. Performance characteristics were verified by Mayo Clinic in a manner consistent with CLIA requirements. | 88342-TC, primary88341-TC, if additional IHC | CD103 IHC, Tech Only | Order only;no result | 70685 | CD103 IHC, Tech Only | Bill only; no result
CD11C | CD11c Immunostain, Technical Component Only | Aiding in the diagnosis of hematological malignancies and identification of cells of the macrophage/dendritic cell lineage within tissues | Immunohistochemistry (IHC) | Yes | CD11c IHC, Tech Only | For the initial technical component only immunohistochemical (IHC) stain performed, the appropriate bill-only test ID will be reflexed and charged (IHTOI). For each additional technical component only IHC stain performed, an additional bill-only test ID will be reflexed and charged (IHTOA). | Supplies:Immunostain Technical Only Envelope (T693) Specimen Type:Tissue Container/Tube:Immunostain Technical Only Envelope Preferred:2 Unstained positively charged glass slide (25- x 75- x 1-mm) per test ordered; sections 4-microns thick. Acceptable:Formalin-fixed, paraffin-embedded (FFPE) tissue block |  | CD11c is a member of the leukocyte specific integrin family, involved in adherence to activated endothelial cells and complement-mediated phagocytosis. CD11c is normally expressed on histiocytes and monocytes, and weakly expressed on granulocytes. CD11c is also expressed on certain B cell neoplasms, including hairy cell leukemia and splenic marginal zone lymphoma. |  | This test does not include pathologist interpretation; only technical performance of the stain. If interpretation is required, order PATHC / Pathology Consultation for a full diagnostic evaluation or second opinion of the case. The positive and negative controls are verified as showing appropriate immunoreactivity. If a control tissue is not included on the slide, a scanned image of the relevant quality control tissue is available upon request; call 855-516-8404. Interpretation of this test should be performed in the context of the patient's clinical history and other diagnostic tests by a qualified pathologist. | Age of a cut paraffin section can affect immunoreactivity. Stability thresholds vary widely among published literature and are antigen-dependent. Best practice is for paraffin sections to be cut within 6 weeks. | 1. Wu J, Wu H, An J, Ballantyne CM, Cyster JG. Critical role of integrin CD11c in splenic dendritic cell capture of missing-self CD47 cells to induce adaptive immunity.Proc Natl Acad SciUSA. 2018;115(26), 6786-6791 2. Troussard X, Cornet E: Hairy cell leukemia 2018. Update on diagnosis, risk-stratification, and treatment.Am J Hematol. 2017;92(12), 1382-1390 3. Devin J, Kassambara A, Bruyer A, Moreaux J, Bret C. Phenotypic characterization of diffuse large B-cell lymphoma cells and prognostic impact.J Clin Med. 2019;8(7), 1074 4. Magaki S, Hojat SA, Wei B, So A, Yong WH. An introduction to the performance of immunohistochemistry. Methods Mol Biol. 2019;1897:289-298. doi:10.1007/978-1-4939-8935-5_25 | Immunohistochemistry on sections of paraffin-embedded tissue.(Unpublished Mayo method) | 1 to 3 days | Until staining is complete. | This test has been cleared, approved, or is exempt by the US Food and Drug Administration and is used per manufacturer's instructions. Performance characteristics were verified by Mayo Clinic in a manner consistent with CLIA requirements. | 88342-TC, primary88341-TC, if additional IHC | CD11c IHC, Tech Only | Order only;no result | 70725 | CD11c IHC, Tech Only | Bill only; no result
CD123 | CD123 Immunostain, Technical Component Only | Marker of plasmacytoid monocytes, mast cells, and megakaryocytes | Immunohistochemistry (IHC) | Yes | CD123 IHC, Tech Only | For the initial technical component only immunohistochemical (IHC) stain performed, the appropriate bill-only test ID will be reflexed and charged (IHTOI). For each additional technical component only IHC stain performed, an additional bill-only test ID will be reflexed and charged (IHTOA). | Supplies:Immunostain Technical Only Envelope (T693) Specimen Type:Tissue Container/Tube:Immunostain Technical Only Envelope Preferred:2 Unstained positively charged glass slide (25- x 75- x 1-mm) per test ordered; sections 4-microns thick. Acceptable:Formalin-fixed, paraffin-embedded (FFPE) tissue block |  | In normal lymphoid tissues, CD123 (cluster of differentiation 123) is expressed in plasmacytoid monocytes and mast cells in interfollicular regions. In bone marrow, it is expressed in hematopoietic precursors, mast cells, and megakaryocytes. CD123 is part of the IL3 receptor complex, involved in cellular growth and differentiation. Certain reactive lymph nodes show increased numbers of plasmacytoid monocytes (eg, Kikuchi lymphadenitis). CD123 is characteristically expressed in blastic plasmacytoid dendritic cell neoplasm, aiding in its distinction from acute monocytic leukemia. |  | This test does not include pathologist interpretation; only technical performance of the stain. If an interpretation is required order PATHC / Pathology Consultation for a full diagnostic evaluation or second opinion of the case. The positive and negative controls are verified as showing appropriate immunoreactivity. If a control tissue is not included on the slide, a scanned image of the relevant quality control tissue is available upon request; call 855-516-8404. Interpretation of this test should be performed in the context of the patient's clinical history and other diagnostic tests by a qualified pathologist. | Age of a cut paraffin section can affect immunoreactivity. Stability thresholds vary widely among published literature and are antigen dependent. Best practice is for paraffin sections to be cut within 6 weeks. | 1. AraiN, Homma M, Abe M, et al. Impact of CD123 expression, analyzed by immunohistochemistry, on clinical outcomes in patients with acute myeloid leukemia.Int J Hematol.2019;109(5):539-544 2. Testa U, Pelosi E, Frankel A. CD 123 is a membrane biomarker and a therapeutic target in hematologic malignancies.Biomark Res. 2014;2(1):4 3. Rollins-Raval M, Pillai R, Mitsuhashi-Warita T, et al. CD123 immunohistochemical expression in acute myeloid leukemia is associated with underlying FLT3-ITD and NPM1 mutations.Appl Immunohistochem Mol Morphol.2013;21(3);212-217 4. Magaki S, Hojat SA, Wei B, So A, Yong WH. An Introduction to the Performance of Immunohistochemistry. Methods Mol Biol. 2019;1897:289-298. doi:10.1007/978-1-4939-8935-5_25 | Immunohistochemistry on sections of paraffin-embedded tissue.(Unpublished Mayo method) | 1 to 3 days | Until staining is complete. | This test has been cleared, approved, or is exempt by the US Food and Drug Administration and is used per manufacturer's instructions. Performance characteristics were verified by Mayo Clinic in a manner consistent with CLIA requirements. | 88342-TC, primary88341-TC, if additional IHC | CD123 IHC, Tech Only | Order only;no result | 70726 | CD123 IHC, Tech Only | Bill only; no result
CD13 | CD13 Immunostain, Technical Component Only | Marker of myeloid lineage | Immunohistochemistry (IHC) | Yes | CD13 IHC, Tech Only | For the initial technical component only immunohistochemical (IHC) stain performed, the appropriate bill-only test ID will be reflexed and charged (IHTOI). For each additional technical component only IHC stain performed, an additional bill-only test ID will be reflexed and charged (IHTOA). | Supplies:Immunostain Technical Only Envelope (T693) Specimen Type:Tissue Container/Tube:Immunostain Technical Only Envelope Preferred:2 Unstained positively charged glass slide (25- x 75- x 1-mm) per test ordered; sections 4-microns thick. Acceptable:Formalin-fixed, paraffin-embedded (FFPE) tissue block |  | CD13 (cluster of differentiation 13) plays roles in peptide metabolism (brush border membranes of small intestine, renal proximal tubules, and placenta), cell growth and differentiation, and phagocytosis. CD13 is normally expressed on myeloid lineage cells, including granulocytes and monocytes. It is also expressed on non-hematolymphoid cells including endothelial cells and fibroblasts and is present in a soluble form in plasma. This immunostain may be useful as a marker of myeloid lineage in acute leukemias. |  | This test does not include pathologist interpretation; only technical performance of the stain. If interpretation is required order PATHC / Pathology Consultation for a full diagnostic evaluation or second opinion of the case. The positive and negative controls are verified as showing appropriate immunoreactivity. If a control tissue is not included on the slide, a scanned image of the relevant quality control tissue is available upon request; call 855-516-8404. Interpretation of this test should be performed in the context of the patient's clinical history and other diagnostic tests by a qualified pathologist. | Age of a cut paraffin section can affect immunoreactivity. Stability thresholds vary widely among published literature and are antigen dependent. Best practice is for paraffin sections to be cut within 6 weeks. | 1. Yamanaka C, Wada H, Eguchi H, et al. Clinical significance of CD13 and epithelial mesenchymal transition (EMT) markers in hepatocellular carcinoma. Jpn J Clin Oncol. 2018;48(1):52-60 2. Kessler T, Baumeier A, Brand C, et al. Aminopeptidase N (CD13): expression, prognostic impact, and use as therapeutic target for tissue factor induced tumor vascular infarction in soft tissue sarcoma. Transl Oncol. 2018;11(6):1271-1282 3. Dominguez JM, Perez-Chacon G, Guillen MJ, et al. CD13 as a new tumor target for antibody-drug conjugates: validation with the conjugate MI130110. J Hematol Oncol. 2020;13(1):32 4. Magaki S, Hojat SA, Wei B, So A, Yong WH. An Introduction to the Performance of Immunohistochemistry. Methods Mol Biol. 2019;1897:289-298. doi:10.1007/978-1-4939-8935-5_25 | Immunohistochemistry on sections of paraffin-embedded tissue.(Unpublished Mayo method) | 1 to 3 days | Until staining is complete. | This test has been cleared, approved, or is exempt by the US Food and Drug Administration and is used per manufacturer's instructions. Performance characteristics were verified by Mayo Clinic in a manner consistent with CLIA requirements. | 88342-TC, primary88341-TC, if additional IHC | CD13 IHC, Tech Only | Order only;no result | 70687 | CD13 IHC, Tech Only | Bill only; no result
CD138 | CD138 (Syndecan) Immunostain, Technical Component Only | Marker of plasma cells and squamous epithelial cells | Immunohistochemistry (IHC) | Yes | CD138 (Syndecan) IHC, Tech Only | For the initial technical component only immunohistochemical (IHC) stain performed, the appropriate bill-only test ID will be reflexed and charged (IHTOI). For each additional technical component only IHC stain performed, an additional bill-only test ID will be reflexed and charged (IHTOA). | Supplies:Immunostain Technical Only Envelope (T693) Specimen Type:Tissue Container/Tube:Immunostain Technical Only Envelope Preferred:2 Unstained positively charged glass slide (25- x 75- x 1-mm) per test ordered; sections 4-microns thick. Acceptable:Formalin-fixed, paraffin-embedded (FFPE) tissue block |  | CD138 (cluster of differentiation 138) is expressed on plasma cells and can be useful in the diagnosis of plasma cell neoplasms. Epithelial cells and endothelial cells may also express CD138. In normal tonsil tissue, CD138 strongly stains the membranes of mature plasma cells and squamous epithelial cells. |  | This test does not include pathologist interpretation; only technical performance of the stain. If interpretation is required order PATHC / Pathology Consultation for a full diagnostic evaluation or second opinion of the case. The positive and negative controls are verified as showing appropriate immunoreactivity. If a control tissue is not included on the slide, a scanned image of the relevant quality control tissue is available upon request; call 855-516-8404. Interpretation of this test should be performed in the context of the patient's clinical history and other diagnostic tests by a qualified pathologist. | Age of a cut paraffin section can affect immunoreactivity. Stability thresholds vary widely among published literature and are antigen dependent. Best practice is for paraffin sections to be cut within 6 weeks. | 1. Chen Y, Fang R, Luo Y, Luo C. Analysis of the diagnostic value of CD138 for chronic endometritis, the risk factors for the pathogenesis of chronic endometritis and the effect of chronic endometritis on pregnancy: a cohort study. BMC Women's Health. 2016;16(1):60 2. Waisberg J, Theodoro TR, Matos LL, et al. Immunohistochemical expression of heparanase isoforms and syndecan-1 proteins in colorectal adenomas. Eur J Histochem. 2016;60(1):2590 3. Kind S, Merenkow C, Buscheck F, et al: Prevalence of syndecan-1 (CD138) expression in different kinds of human tumors and normal tissues. Dis Markers. 2019;2019:4928315 4. Magaki S, Hojat SA, Wei B, So A, Yong WH. An Introduction to the Performance of Immunohistochemistry. Methods Mol Biol. 2019;1897:289-298. doi:10.1007/978-1-4939-8935-5_25 | Immunohistochemistry on sections of paraffin-embedded tissue.(Unpublished Mayo method) | 1 to 3 days | Until staining is complete. | This test has been cleared, approved, or is exempt by the US Food and Drug Administration and is used per manufacturer's instructions. Performance characteristics were verified by Mayo Clinic in a manner consistent with CLIA requirements. | 88342-TC, primary88341-TC, if additional IHC | CD138 (Syndecan) IHC, Tech Only | Order only;no result | 70727 | CD138 (Syndecan) IHC, Tech Only | Bill only; no result
CD14I | CD14 Immunostain, Technical Component Only | Marker of histiocytic and monocytic lineage and follicular dendritic cells | Immunohistochemistry (IHC) | Yes | CD14 IHC, Tech Only | For the initial technical component only immunohistochemical (IHC) stain performed, the appropriate bill-only test ID will be reflexed and charged (IHTOI). For each additional technical component only IHC stain performed, an additional bill-only test ID will be reflexed and charged (IHTOA). | Supplies:Immunostain Technical Only Envelope (T693) Specimen Type:Tissue Preferred:2 Unstained positively charged glass slide (25- x 75- x 1-mm) per test ordered; sections 4-microns thick. Acceptable:Formalin-fixed, paraffin-embedded (FFPE) tissue block |  | CD14 (cluster of differentiation 14) is a glycosylphosphatidylinositol-linked glycoprotein that is preferentially expressed by mature cells of monocytic lineage (monocytes, macrophages, Langerhans cells) and follicular dendritic cells. Neutrophils exhibit lower levels of expression. This antibody may be useful as a marker of histiocytic/monocytic lineage in acute leukemias. |  | This test does not include pathologist interpretation, only technical performance of the stain. If interpretation is required, order PATHC / Pathology Consultation for a full diagnostic evaluation or second opinion of the case. The positive and negative controls are verified as showing appropriate immunoreactivity. If a control tissue is not included on the slide, a scanned image of the relevant quality control tissue is available upon request; call 855-516-8404. Interpretation of this test should be performed in the context of the patient's clinical history and other diagnostic tests by a qualified pathologist. | Age of a cut paraffin section can affect immunoreactivity. Stability thresholds vary widely among published literature and are antigen dependent. Best practice is for paraffin sections to be cut within 6 weeks. | 1. Heiskala M, Leidenius M, Joensuu K, Heikkila P. High expression of CCL2 in tumor cells and abundant infiltration with CD14 positive macrophages predict early relapse in breast cancer. Virchows Arch. 2019;474(1);3-12. doi:10.1007/s00428-018-2461-7 2. Smeltzer JP, Jones JM, Ziesmer SC, et al. Pattern of CD14+ follicular dendritic cells and PD1+ T cells independently predicts time to transformation in follicular lymphoma. Clin Cancer Res. 2014;20(11):2862-2872. doi:10.1158/1078-0432.CCR-13-2367 3. Li M, Zhang G, Zhang X, et al. Overexpression of B7-H3 in CD14+ monocytes is associated with renal cell carcinoma progression. Med Oncol. 2014;31(12);349. doi:10.1007/s12032-014-0349-1 4. Magaki S, Hojat SA, Wei B, So A, Yong WH. An introduction to the performance of immunohistochemistry. Methods Mol Biol. 2019;1897:289-298. doi:10.1007/978-1-4939-8935-5_25 | Immunohistochemistry on sections of paraffin-embedded tissue.(Unpublished Mayo method) | 1 to 3 days | Until staining is complete. | This test has been cleared, approved, or is exempt by the US Food and Drug Administration and is used per manufacturer's instructions. Performance characteristics were verified by Mayo Clinic in a manner consistent with CLIA requirements. | 88342-TC, primary88341-TC, if additional IHC | CD14 IHC, Tech Only | Order only;no result | 70688 | CD14 IHC, Tech Only | Bill only; no result
CD15 | CD15 Immunostain, Technical Component Only | Phenotyping leukemias and lymphomas | Immunohistochemistry (IHC) | Yes | CD15 IHC, Tech Only | For the initial technical component only immunohistochemical (IHC) stain performed, the appropriate bill-only test ID will be reflexed and charged (IHTOI). For each additional technical component only IHC stain performed, an additional bill-only test ID will be reflexed and charged (IHTOA). | Supplies:Immunostain Technical Only Envelope (T693) Specimen Type:Tissue Container/Tube:Immunostains Technical Only Envelope Preferred:2 Unstained positively charged glass slide (25- x 75- x 1-mm) per test ordered; sections 4-microns thick. Acceptable:Formalin-fixed, paraffin-embedded (FFPE) tissue block |  | CD15 (cluster of differentiation 15) is expressed in granulocytes and can be expressed in malignant lymphomas and acute myeloid leukemias. The Reed-Sternberg cells of classical Hodgkin lymphoma are characteristically positive for CD15 and CD30. |  | This test does not include pathologist interpretation, only technical performance of the stain. If interpretation is required, order PATHC / Pathology Consultation for a full diagnostic evaluation or second opinion of the case. The positive and negative controls are verified as showing appropriate immunoreactivity. If a control tissue is not included on the slide, a scanned image of the relevant quality control tissue is available upon request; call 855-516-8404. Interpretation of this test should be performed in the context of the patient's clinical history and other diagnostic tests by a qualified pathologist. | Age of a cut paraffin section can affect immunoreactivity. Stability thresholds vary widely among published literature and are antigen dependent. Best practice is for paraffin sections to be cut within 6 weeks. | 1. Benharroch D, Pilosof S, Gopas J, Levi I. Primary refractory and relapsed classical hodgkin lymphoma - significance of differential CD15 expression in Hodgkin-Reed-Sternberg cells. J Cancer. 2012;3:322-327 2. Roge R, Nielsen S, Vyberg M. Carb-3 is the superior antiCD15 monoclonal antibody for immunohistochemistry. Appl Immunohistochem Mol Morphol. 2014;22(6):449-458 3. Venkataraman G, Raffeld M, Pittaluga S, et al. CD15-expressing nodular lymphocyte-predominant hodgkin lymphoma. Histopathology. 2011;58(5):803-805 4. Magaki S, Hojat SA, Wei B, So A, Yong WH. An Introduction to the performance of immunohistochemistry. Methods Mol Biol. 2019;1897:289-298. doi:10.1007/978-1-4939-8935-5_25 | Immunohistochemistry on sections of paraffin-embedded tissue.(Unpublished Mayo method) | 1 to 3 days | Until staining is complete. | This test has been cleared, approved, or is exempt by the US Food and Drug Administration and is used per manufacturer's instructions. Performance characteristics were verified by Mayo Clinic in a manner consistent with CLIA requirements. | 88342-TC, primary88341-TC, if additional IHC | CD15 IHC, Tech Only | Order only;no result | 70689 | CD15 IHC, Tech Only | Bill only; no result
CD163 | CD163 Immunostain, Technical Component Only | Identification of cells of monocytic/histiocytic lineage, expressed late in maturation | Immunohistochemistry (IHC) | Yes | CD163 IHC, Tech Only | For the initial technical component only immunohistochemical (IHC) stain performed, the appropriate bill-only test ID will be reflexed and charged (IHTOI). For each additional technical component only IHC stain performed, an additional bill-only test ID will be reflexed and charged (IHTOA). | Supplies:Immunostain Technical Only Envelope (T693) Specimen Type:Tissue Container/Tube:Immunostain Technical Only Envelope Preferred:2 Unstained positively charged glass slide (25- x 75- x 1-mm) per test ordered; sections 4-microns thick. Acceptable:Formalin-fixed, paraffin-embedded (FFPE) tissue block |  | CD163 (cluster of differentiation 163) is a scavenger receptor for the hemoglobin-haptoglobin complex. CD163 is a marker of monocytic/histiocytic lineage, expressed late in maturation. It has superior specificity for monocytic/histiocytic lineage compared to CD68. In normal lymphoid tissues, staining of histiocytes in the paracortex and follicle center (tingible body macrophages) is seen. CD163 is usually negative in immature monocytic/histiocytic tumors (acute myeloid leukemia with monocytic differentiation). |  | This test does not include pathologist interpretation, only technical performance of the stain. If interpretation is required, order PATHC / Pathology Consultation for a full diagnostic evaluation or second opinion of the case. The positive and negative controls are verified as showing appropriate immunoreactivity. If a control tissue is not included on the slide, a scanned image of the relevant quality control tissue is available upon request; call 855-516-8404. Interpretation of this test should be performed in the context of the patient's clinical history and other diagnostic tests by a qualified pathologist. | Age of a cut paraffin section can affect immunoreactivity. Stability thresholds vary widely among published literature and are antigen dependent. Best practice is for paraffin sections to be cut within 6 weeks. | 1. Ma C, Horlad H, Ohnishi K, et al. CD163-positive cancer cells are potentially associated with high malignant potential in clear cell renal cell carcinoma. Med Mol Morphol. 2018;51(1):13-20 2. Garton T, Keep RF, Hua Y, Xi G. CD163, a hemoglobin/haptoglobin scavenger receptor, after intracerebral hemorrhage: functions in microglia/macrophages versus neurons. Trans Stroke Res. 2017;8(6):612-616 3. Yuan X, Zhang J, Li D, et al. Prognostic significance of tumor-associated macrophages in ovarian cancer: A meta-analysis. Gynecol Oncol. 2017;147(1):181-187 4. Magaki S, Hojat SA, Wei B, So A, Yong WH. An introduction to the performance of immunohistochemistry. Methods Mol Biol. 2019;1897:289-298. doi:10.1007/978-1-4939-8935-5_25 | Immunohistochemistry on sections of paraffin-embedded tissue.(Unpublished Mayo method) | 1 to 3 days | Until staining is complete. | This test has been cleared, approved, or is exempt by the US Food and Drug Administration and is used per manufacturer's instructions. Performance characteristics were verified by Mayo Clinic in a manner consistent with CLIA requirements. | 88342-TC, primary88341-TC, if additional IHC | CD163 IHC, Tech Only | Order only;no result | 70728 | CD163 IHC, Tech Only | Bill only; no result
C19BM | CD19 Immunostain, Bone Marrow, Technical Component Only | Identification of normal and neoplastic B cells | Immunohistochemistry (IHC) | Yes | Bone Marrow CD19 IHC, Tech Only | For the initial technical component only immunohistochemical (IHC) stain performed, the appropriate bill-only test ID will be reflexed and charged (IHTOI). For each additional technical component only IHC stain performed, an additional bill-only test ID will be reflexed and charged (IHTOA). | Supplies:Immunostain Technical Only Envelope (T693) Specimen Type:Tissue Container/Tube:Immunostains Technical Only Envelope Preferred:2 Unstained positively charged glass slides (25- x 75- x 1-mm) per test ordered; sections 4-microns thick; B5 fixed, decalcified, paraffin-embedded bone marrow tissue. Acceptable:B5 fixed, decalcified, paraffin-embedded bone marrow tissue block. |  | CD19 is expressed by normal and neoplastic B cells but is not expressed by T cells, monocytes, or granulocytes. CD19 protein appears early during B-cell maturation and is found during all stages of B-cell maturation, including plasma cells. CD19 is useful as an additional marker of B cell lineage in leukemias and lymphomas. Expression of CD19 may be seen in some acute myeloid leukemias. |  | This test does not include pathologist interpretation, only technical performance of the stain. If interpretation is required, order PATHC / Pathology Consultation for a full diagnostic evaluation or second opinion of the case. The positive and negative controls are verified as showing appropriate immunoreactivity and documentation is retained at Mayo Clinic Rochester. If a control tissue is not included on the slide, a scanned image of the relevant quality control tissue is available upon request, call 855-516-8404. Interpretation of this test should be performed in the context of the patient's clinical history and other diagnostic tests by a qualified pathologist. | This test is optimized for use on B5-fixed, decalcified, paraffin-embedded bone marrow specimens. Age of a cut paraffin section can affect immunoreactivity. Stability thresholds vary widely among published literature and are antigen-dependent. Best practice is for paraffin sections to be cut within 6 weeks. | 1. Masir N, Marafioti T, Jones M, et al. Loss of CD19 expression in B-cell neoplasms. Histopathology 2006;48:239-246 2. Kirk CM, Lewin D, Lazarchick J, et al. Primary hepatic B-cell lymphoma of mucosa-associated lymphoid tissue. Arch Pathol Lab Med 1999;123:716-719 3. Magaki S, Hojat SA, Wei B, So A, Yong WH. An introduction to the performance of immunohistochemistry. Methods Mol Biol. 2019;1897:289-298. doi:10.1007/978-1-4939-8935-5_25 | Immunohistochemistry on sections of paraffin-embedded tissue.(Unpublished Mayo method) | 1 to 3 days | Until staining is complete. | This test was developed and its performance characteristics determined by Mayo Clinic in a manner consistent with CLIA requirements. It has not been cleared or approved by the US Food and Drug Administration. | 88342-TC, primary88341-TC, if additional IHC | Bone Marrow CD19 IHC, Tech Only | Order only;no result | 603206 | Bone Marrow CD19 IHC, Tech Only | Bill only; no result
CD19I | CD19 Immunostain, Technical Component Only | Identification of normal and neoplastic B cells | Immunohistochemistry (IHC) | Yes | CD19 IHC, Tech Only | For the initial technical component only immunohistochemical (IHC) stain performed, the appropriate bill-only test ID will be reflexed and charged (IHTOI). For each additional technical component only IHC stain performed, an additional bill-only test ID will be reflexed and charged (IHTOA). | Supplies:Immunostain Technical Only Envelope (T693) Specimen Type:Tissue Container/Tube:Immunostains Technical Only Envelope Preferred:2 Unstained positively charged glass slide (25- x 75- x 1-mm) per test ordered; sections 4-microns thick. Acceptable:Formalin-fixed, paraffin-embedded (FFPE) tissue block |  | CD19 is expressed by normal and neoplastic B cells but is not expressed by T cells, monocytes, or granulocytes. CD19 protein appears early during B-cell maturation and is found during all stages of B-cell maturation, including plasma cells. CD19 is useful as an additional marker of B cell lineage in leukemias and lymphomas. Expression of CD19 may be seen in some acute myeloid leukemias. |  | This test does not include pathologist interpretation, only technical performance of the stain. If interpretation is required, order PATHC / Pathology Consultation for a full diagnostic evaluation or second opinion of the case. The positive and negative controls are verified as showing appropriate immunoreactivity. If a control tissue is not included on the slide, a scanned image of the relevant quality control tissue is available upon request; call 855-516-8404. Interpretation of this test should be performed in the context of the patient's clinical history and other diagnostic tests by a qualified pathologist. | Age of a cut paraffin section can affect immunoreactivity. Stability thresholds vary widely among published literature and are antigen-dependent. Best practice is for paraffin sections to be cut within 6 weeks. | 1. Wang H, Zu Y. Diagnostic algorithm of common mature B-cell lymphomas by immunohistochemistry. Arch Pathol Lab Med. 2017;141(9):1236-1246 2. O'Malley DP, Auerbach A, Weiss LM. Practical applications in immunohistochemistry: evaluation of diffuse large B-cell lymphoma and related large B-cell lymphomas. Arch Pathol Lab Med. 2015;139(9):1094-1107 3. Wang K, Wei G, Liu D. CD19: a biomarker for B cell development, lymphoma diagnosis and therapy.Exp Hematol Oncol.2012;1(1):36 4. Magaki S, Hojat SA, Wei B, So A, Yong WH. An introduction to the performance of immunohistochemistry. Methods Mol Biol. 2019;1897:289-298. doi:10.1007/978-1-4939-8935-5_25 | Immunohistochemistry on sections of paraffin-embedded tissue.(Unpublished Mayo method) | 1 to 3 days | Until staining is complete. | This test was developed and its performance characteristics determined by Mayo Clinic in a manner consistent with CLIA requirements. It has not been cleared or approved by the US Food and Drug Administration. | 88342-TC, primary88341-TC, if additional IHC | CD19 IHC, Tech Only | Order only;no result | 70690 | CD19 IHC, Tech Only | Bill only; no result
CD1A | CD1a Immunostain, Technical Component Only | Marker of Langerhans cells and immature T cells | Immunohistochemistry (IHC) | Yes | CD1a IHC, Tech Only | For the initial technical component only immunohistochemical (IHC) stain performed, the appropriate bill-only test ID will be reflexed and charged (IHTOI). For each additional technical component only IHC stain performed, an additional bill-only test ID will be reflexed and charged (IHTOA). | Supplies:Immunostain Technical Only Envelope (T693) Specimen Type:Tissue Container/Tube:Immunostains Technical Only Envelope Preferred:2 Unstained positively charged glass slide (25- x 75- x 1-mm) per test ordered; sections 4-microns thick. Acceptable:Formalin-fixed, paraffin-embedded (FFPE) tissue block |  | CD1a is a membrane surface glycoprotein that is expressed in Langerhans cells and immature T cells. CD1a expression is useful in phenotyping acute lymphoblastic leukemia/lymphoma of T-cell lineage and in the diagnosis of Langerhans cell histiocytosis. |  | This test does not include pathologist interpretation, only technical performance of the stain. If interpretation is required, order PATHC / Pathology Consultation for a full diagnostic evaluation or second opinion of the case. The positive and negative controls are verified as showing appropriate immunoreactivity. If a control tissue is not included on the slide, a scanned image of the relevant quality control tissue is available upon request; call 855-516-8404. Interpretation of this test should be performed in the context of the patient's clinical history and other diagnostic tests by a qualified pathologist. | Age of a cut paraffin section can affect immunoreactivity. Stability thresholds vary widely among published literature and are antigen-dependent. Best practice is for paraffin sections to be cut within 6 weeks. | 1.Nasiri S, Bidari Zerehpoosh F, Abdollahimajd F, Younespour S, Esmaili Azad M. A comparative immunohistochemical study of epidermal and dermal/perifollicular Langerhans cell concentration in discoid lupus erythematosus and lichen planopilaris: a cross-sectional study.Lupus. 2018;27(14):2200-2205. doi:10.1177/0961203318808587 2.Wang P, Peng X, Deng X, Gao L, Zhang X, Feng Y. Diagnostic challenges in T-lymphoblastic lymphoma, early T-cell precursor acute lymphoblastic leukemia or mixed phenotype acute leukemia: A case report.Medicine (Baltimore). 2018;97(41):e12743. doi:10.1097/MD.0000000000012743 3.Kim HK, Park CJ, Jang S, et al. Bone marrow involvement of Langerhans cell histiocytosis: immunohistochemical evaluation of bone marrow for CD1a, Langerin, and S100 expression.Histopathology. 2014;65(6):742-748. doi:10.1111/his.12481 4. Magaki S, Hojat SA, Wei B, So A, Yong WH. An introduction to the performance of immunohistochemistry. Methods Mol Biol. 2019;1897:289-298. doi:10.1007/978-1-4939-8935-5_25 | Immunohistochemistry on sections of paraffin-embedded tissue.(Unpublished Mayo method) | 1 to 3 days | Until staining is complete. | This test has been cleared, approved, or is exempt by the US Food and Drug Administration and is used per manufacturer's instructions. Performance characteristics were verified by Mayo Clinic in a manner consistent with CLIA requirements. | 88342-TC, primary88341-TC, if additional IHC | CD1a IHC, Tech Only | Order only;no result | 70691 | CD1a IHC, Tech Only | Bill only; no result
CD2B | CD2 Immunostain, Bone Marrow, Technical Component Only | Determining T-cell lineage | Immunohistochemistry (IHC) | Yes | Bone Marrow CD2 IHC, Tech Only | For the initial technical component only immunohistochemical (IHC) stain performed, the appropriate bill-only test ID will be reflexed and charged (IHTOI). For each additional technical component only IHC stain performed, an additional bill-only test ID will be reflexed and charged (IHTOA). | Supplies:Immunostain Technical Only Envelope (T693) Specimen Type:Tissue Container/Tube:Immunostains Technical Only Envelope Preferred:2 Unstained positively charged glass slides (25- x 75- x 1-mm) per test ordered; sections 4-microns thick; B5 fixed, decalcified, paraffin-embedded bone marrow tissue. Acceptable:B5 fixed, decalcified, paraffin-embedded bone marrow tissue block. |  | CD2 is a pan T-cell antigen, expressed on normal and neoplastic T cells and natural killer cells. In normal tonsil, the T cells predominate in interfollicular regions. CD2 immunostaining is useful in determining T-cell lineage in cases of T-cell lymphoma. |  | This test does not include pathologist interpretation, only technical performance of the stain. If interpretation is required, order PATHC / Pathology Consultation for a full diagnostic evaluation or second opinion of the case. The positive and negative controls are verified as showing appropriate immunoreactivity and documentation is retained at Mayo Clinic Rochester. If a control tissue is not included on the slide, a scanned image of the relevant quality control tissue is available upon request, call 855-516-8404. Interpretation of this test should be performed in the context of the patient's clinical history and other diagnostic tests by a qualified pathologist. | This test is optimized for use on B5-fixed, decalcified, paraffin-embedded bone marrow specimens. Age of a cut paraffin section can affect immunoreactivity. Stability thresholds vary widely among published literature and are antigen-dependent. Best practice is for paraffin sections to be cut within 6 weeks. | 1. Campbell AM, Peters SB, Zirwas MJ, et al. Immunophenotypic diagnosis of primary cutaneous lymphomas. A review for the practicing dermatologist. J Clin Aesthet Dermatol 2010;3(10):21-25 2. Jordan JH, Walchshofer S, Jurecka W, et al, Immunohistochemical properties of bone marrow mast cells in systemic mastocytosis: evidence for expression of CD2, CD117/Kit, and bcl-x(L). Hum Pathol 2001;32(5):545-552 3. Went P, Agostinelli C, Gallamini A, et al, Marker expression in peripheral T-cell lymphoma: a proposed clinical-pathologic prognostic score. J Clin Oncol 2006;24(16):2472-2479 4. Magaki S, Hojat SA, Wei B, So A, Yong WH. An introduction to the performance of immunohistochemistry. Methods Mol Biol. 2019;1897:289-298. doi:10.1007/978-1-4939-8935-5_25 | Immunohistochemistry on sections of paraffin-embedded tissue.(Unpublished Mayo method) | 1 to 3 days | Until staining is complete. | This test has been cleared, approved, or is exempt by the US Food and Drug Administration and is used per manufacturer's instructions. Performance characteristics were verified by Mayo Clinic in a manner consistent with CLIA requirements. | 88342-TC, primary88341-TC, if additional IHC | Bone Marrow CD2 IHC, Tech Only | Order only;no result | 603204 | Bone Marrow CD2 IHC, Tech Only | Bill only; no result
CD2 | CD2 Immunostain, Technical Component Only | Determining T-cell lineage | Immunohistochemistry (IHC) | Yes | CD2 IHC, Tech Only | For the initial technical component only immunohistochemical (IHC) stain performed, the appropriate bill-only test ID will be reflexed and charged (IHTOI). For each additional technical component only IHC stain performed, an additional bill-only test ID will be reflexed and charged (IHTOA). | Supplies:Immunostain Technical Only Envelope (T693) Specimen Type:Tissue Container/Tube:Immunostains Technical Only Envelope Preferred:2 Unstained positively charged glass slide (25- x 75- x 1-mm) per test ordered; sections 4-microns thick. Acceptable:Formalin-fixed, paraffin-embedded (FFPE) tissue block |  | CD2 is a pan T-cell antigen that is expressed on normal and neoplastic T cells and natural killer cells. CD2 immunostaining is useful in determining T-cell lineage in cases of T-cell lymphoma. |  | This test does not include pathologist interpretation, only technical performance of the stain. If interpretation is required, order PATHC / Pathology Consultation for a full diagnostic evaluation or second opinion of the case. The positive and negative controls are verified as showing appropriate immunoreactivity. If a control tissue is not included on the slide, a scanned image of the relevant quality control tissue is available upon request; call 855-516-8404. Interpretation of this test should be performed in the context of the patient's clinical history and other diagnostic tests by a qualified pathologist. | Age of a cut paraffin section can affect immunoreactivity. Stability thresholds vary widely among published literature and are antigen-dependent. Best practice is for paraffin sections to be cut within 6 weeks. | 1. Campbell AM, Peters SB, Zirwas MJ, et al. Immunophenotypic diagnosis of primary cutaneous lymphomas. A review for the practicing dermatologist. J Clin Aesthet Dermatol. 2010;3(10):21-25 2. Rai MP, Bedi PS, Marinas EB, Khan NNS. Angioimmunoblastic T-cell lymphoma: a rare subtype of peripheral T-cell lymphoma. Clin Case Rep. 2018;6(4):750-752. doi:10.1002/ccr3.1388 3. Stenman L, Persson M, Enlund F, Clasen-Linde E, Stenman G, Heegaard S. Primary orbital precursor T-cell lymphoblastic lymphoma: Report of a unique case. Mol Clin Oncol. 2016;5(5):593-595. doi:10.3892/mco.2016.1008 4. Magaki S, Hojat SA, Wei B, So A, Yong WH. An introduction to the performance of immunohistochemistry. Methods Mol Biol. 2019;1897:289-298. doi:10.1007/978-1-4939-8935-5_25 | Immunohistochemistry on sections of paraffin-embedded tissue.(Unpublished Mayo method) | 1 to 3 days | Until staining is complete | This test has been cleared, approved, or is exempt by the US Food and Drug Administration and is used per manufacturer's instructions. Performance characteristics were verified by Mayo Clinic in a manner consistent with CLIA requirements. | 88342-TC, primary88341-TC, if additional IHC | CD2 IHC, Tech Only | Order only;no result | 70697 | CD2 IHC, Tech Only | Bill only; no result
CEE20 | CD20 Cell Expression Evaluation, Varies | Detecting cell-surface antigens on malignant cells that are potential therapeutic antibody targets, specifically CD20 Determining the eligibility of patients for monoclonal antibody therapies Monitoring response to the therapeutic antibody | Immunophenotyping | Yes | CD20 Cell Expression Evaluation, V | A complete diagnostic B-cell, T-cell, or acute immunophenotyping panel isnotperformed. In some cases, a limited morphologic evaluation will be performed. | Submit only 1 of the following specimens: Specimen Type:Whole Blood Container/Tube: Preferred:Yellow top (ACD solution A or B) Acceptable:Lavender top (EDTA) or Green top (sodium heparin) Specimen Volume:10 mL Collection Instructions: 1. Send whole blood specimen in original tube.Do not aliquot. 2. Label specimen as blood. Specimen Stability Information:Ambient < or =4 days/Refrigerated< or =4 days Specimen Type:Bone marrow Container/Tube: Preferred:Yellow top (ACD solution A or B) Acceptable:Lavender top (EDTA) orgreen top (sodium heparin) Specimen Volume:1 to 5 mL Collection Instructions: 1. Submission of bilateral specimens is not required. 2. Label specimen as bone marrow. 3. Send bone marrow specimen in original tube.Do not aliquot. Specimen Stability Information:Ambient/Refrigerated< or =4 days | Blood: 3 mL Bone Marrow: 1 mL | Monoclonal antibodies are critical tools for detecting cellular antigens in various hematologic diseases and are used to provide critical prognostic information (CD49d). Monoclonal antibodies are also used as therapeutic agents in a variety of hematologic diseases. For example: -Anti-CD20 (Rituxan): B-cell malignant lymphomas and multiple myeloma -Anti-CD52 (Campath-1H): B-cell chronic lymphocytic leukemia and T-cell disorders This list will undoubtedly expand over time to include other antibodies. It may be necessary to document expression of these markers by the malignant cells prior to initiating the respective monoclonal antibody therapy. Expression of these markers may also be required for follow-up to monitor the impact of treatment on residual normal counterparts (eg, CD20-positive lymphocytes in patients treated with anti-CD20). The distribution of these cellular antigens is well established in normal, reactive, and in various malignant disorders. The laboratory has several years of experience with therapeutic antibody monitoring of Mayo Clinic patients as part of the routine B-cell, T-cell, or acute immunophenotyping panels. | Normal individuals have B lymphocytes, T lymphocytes, or myeloid cells that express the corresponding cell-surface antigens in question. | The immunophenotyping report will summarize the pattern of antigenic expression on malignant cells and, if appropriate, the normal cellular counterparts that correspond to the therapeutic monoclonal antibody target. | No significant cautionary statements. | 1. Salles G, Barrett M, Foa R, et al. Rituximab in B-cell hematologic malignancies: A review of 20 years of clinical experience. Adv Ther. 2017;34(10):2232-2273. doi:10.1007/s12325-017-0612-x. 2. Braun T, von Jan J, Wahnschaffe L, Herling M. Advances and Perspectives in the Treatment of T-PLL. Curr Hematol Malig Rep. 2020;15(2):113-124. doi:10.1007/s11899-020-00566-5. 3. Piccaluga PP, Cascianelli C, Inghirami G. Tyrosine kinases in nodal peripheral T-cell lymphomas. Front Oncol. 2023;13:1099943. Published 2023 Feb 8. doi:10.3389/fonc.2023.10999434. Amhaz G, Bazarbachi A, El-Cheikh J. Immunotherapy in indolent Non-Hodgkin's Lymphoma. Leuk Res Rep. 2022;17:100325. Published 2022 May 18. doi:10.1016/j.lrr.2022.100325 5. Tissino E, Pozzo F, Benedetti D, et al. CD49d promotes disease progression in chronic lymphocytic leukemia: new insights from CD49d bimodal expression. Blood. 2020;135(15):1244-1254. doi:10.1182/blood.2019003179 | Flow cytometric immunophenotyping of peripheral blood, bone marrow, or tissue-derived lymphocytes is performed to assess the expression of the cell-surface antigen corresponding to the monoclonal antibodytherapeutic target. The following antibody panels will be used: -Anti-CD20 assessment: kappa/lambda/CD19/CD20 (Keren P, McCoy Jr JP, Carey J, eds. Flow Cytometry in Clinical Diagnosis. 4th ed. ASCP Press; 2007) | 1 to 4 days | 14 days | This test was developed using an analyte specific reagent. Its performance characteristics were determined by Mayo Clinic in a manner consistent with CLIA requirements. This test has not been cleared or approved by the US Food and Drug Administration. | 88184-Flow cytometry; first cell surface, cytoplasmic or nuclear marker88185 x 3-Flow cytometry; additional cell surface, cytoplasmic or nuclear marker88187-Flow Cytometry Interpretation, 2 to 8 Markers | CD20 Cell Expression Evaluation, V | 100992-7 | CK165 | Final Diagnosis | 22637-3
CD20I | CD20 Immunostain, Technical Component Only | Classification of lymphomas | Immunohistochemistry (IHC) | Yes | CD20 IHC, Tech Only | For the initial technical component only immunohistochemical (IHC) stain performed, the appropriate bill-only test ID will be reflexed and charged (IHTOI). For each additional technical component only IHC stain performed, an additional bill-only test ID will be reflexed and charged (IHTOA). | Supplies:Immunostain Technical Only Envelope (T693) Specimen Type:Tissue Container/Tube:Immunostains Technical Only Envelope Preferred:2 Unstained positively charged glass slide (25- x 75- x 1-mm) per test ordered; sections 4-microns thick. Acceptable:Formalin-fixed, paraffin-embedded (FFPE) tissue block |  | CD20 is a phosphorylated protein preferentially expressed by mature B lymphocytes. CD20 is not expressed by most normal plasma cells. It is one of the most specific B-cell lineage-associated antigens used in the diagnosis of B-cell lymphomas. |  | This test does not include pathologist interpretation, only technical performance of the stain. If interpretation is required, order PATHC / Pathology Consultation for a full diagnostic evaluation or second opinion of the case. The positive and negative controls are verified as showing appropriate immunoreactivity. If a control tissue is not included on the slide, a scanned image of the relevant quality control tissue is available upon request; call 855-516-8404. Interpretation of this test should be performed in the context of the patient's clinical history and other diagnostic tests by a qualified pathologist. | Age of a cut paraffin section can affect immunoreactivity. Stability thresholds vary widely among published literature and are antigen-dependent. Best practice is for paraffin sections to be cut within 6 weeks. | 1. Choi CH, Park YH, Lim JH, et al. Prognostic implication of semi-quantitative immunohistochemical assessment of CD20 expression in diffuse large B-cell lymphoma. J Pathol Transl Med. 2016;50(2):96-103. doi:10.4132/jptm.2016.01.12 2. Duman BB, Sahin B, Ergin M, Guvenc B. Loss of CD20 antigen expression after rituximab therapy of CD20 positive B cell lymphoma (diffuse large B cell extranodal marginal zone lymphoma combination): A case report and review of the literature. Med Oncol. 2012;29(2):1223-1226. doi:10.1007/s12032-011-9955-3 3. Cang S, Mukhi N, Wang K, Liu D. Novel CD20 monoclonal antibodies for lymphoma therapy. J Hematol Oncol. 2012;5:64. doi:10.1186/1756-8722-5-64 4. Magaki S, Hojat SA, Wei B, So A, Yong WH. An introduction to the performance of immunohistochemistry. Methods Mol Biol. 2019;1897:289-298. doi:10.1007/978-1-4939-8935-5_25 | Immunohistochemistry on sections of paraffin-embedded tissue.(Unpublished Mayo method) | 1 to 3 days | Until staining is complete. | This test was developed and its performance characteristics determined by Mayo Clinic in a manner consistent with CLIA requirements. It has not been cleared or approved by the US Food and Drug Administration. | 88342-TC, primary88341-TC, if additional IHC | CD20 IHC, Tech Only | No LOINC Needed | 70692 | CD20 IHC, Tech Only | Bill only; no result
CD20B | CD20 on B Cells, Blood | Evaluation of patients with a suspected CD19 deficiency (humoral immunodeficiency) Confirming complete absence of B cells in suspected primary humoral immunodeficiencies using both CD19 and CD20 markers Assessing therapeutic B-cell depletion quantitatively (absolute counts of cells/mcL) in any clinical context, including malignancies, autoimmune diseases such as rheumatoid arthritis, systemic lupus erythematosus, and membranous glomerulonephritis among others, and treatment or prevention of acute humoral rejection in positive crossmatch renal transplant recipients This test isnot usefulfor assessing whether B cells express the target molecule (CD20) in the context of initiating therapeutic monoclonal anti-CD20 antibody therapy (rituximab, ofatumumab, and tositumomab) for any of the hematological malignancies, or in other clinical contexts, such as autoimmunity. | Flow Cytometry | Yes | CD20, B-Cells | Whole Blood EDTA | Container/Tube:Lavender top (EDTA) Specimen Volume:3 mL Collection Instructions:Send whole blood specimen in original tube.Do not aliquot. Additional Information: 1.Secondary aliquot tubes will be rejected. 2.Testing will be canceledif the specimen is not received ambient. 3.For serial monitoring, it is recommended that specimens are collected at the same time of day. | 1 mL | CD20 (cluster of differentiation 20) is a protein that is expressed on the surface of B cells, starting at the pre-B cell stage and on mature B cells in the bone marrow and in the periphery. CD20 is not expressed on hematopoietic stem cells, pro-B cells, or normal plasma cells.(1) Plasmablasts and stimulated plasma cells may express CD20.(2) CD20 is generally coexpressed on B cells with CD19, another B-cell differentiation marker. CD20 appears to play a role in B-cell development, differentiation, B-cell receptor (BCR) signaling, and cell-cycle initiation events.(3) CD20 is not shed from the surface of B cells and does not internalize on binding with anti-CD20 antibody, nor is it typically present as a soluble free antigen in circulation.(3) Certain primary humoral immunodeficiencies, such as X-linked agammaglobulinemia and autosomal recessive agammaglobulinemia, are characterized by a complete absence or profound reduction of peripheral B cells, expressing both CD20 and CD19. Variants in theCD19gene have been shown to be associated with a primary humoral immunodeficiency, sometimes classified as common variable immunodeficiency (CVID).(4) This defect accounts for less than 1% of CVID patients and appears to be inherited as an autosomal recessive defect.(4) Since these patients have normal numbers of B cells with absent CD19 expression on the cell surface (4), CD20 can be used as a marker to help identify these patients. Genetic CD20 deficiency (autosomal recessive) is also associated with a primary humoral immunodeficiency. In this disease, B cells can be identified by CD19 expression.(5) Similarly, patients receiving anti-CD19 monoclonal antibody therapeutics, such as inebilizumab (6) may show loss of CD19 staining as well. A contrasting situation exists for patients with genetic defects in CD20 (5) or receiving rituximab, ofatumumab, and other anti-CD20 monoclonal antibodies that are used to treat certain cancers, autoimmune diseases, or for B-cell depletion to prevent humoral rejection in positive crossmatch kidney transplantation. These agents block available CD20-binding sites and, therefore, the antibody used for this flow cytometric assay cannot recognize the CD20 molecule on B cells. The concomitant use of the CD19 marker provides information on the extent of B-cell depletion when using this particular treatment strategy. The absolute counts of lymphocyte subsets are known to be influenced by a variety of biological factors, including hormones, the environment, and temperature. The studies on diurnal (circadian) variation in lymphocyte counts have demonstrated progressive increase in CD4 T-cell count throughout the day, while CD8 T cells and CD19+ B cells increase between 8:30 a.m. and noon, with no change between noon and afternoon. Natural killer cell counts, on the other hand, are constant throughout the day.(6) Circadian variations in circulating T-cell counts have been shown to be negatively correlated with plasma cortisol concentration.(7-9) In fact, cortisol and catecholamine concentrations control distribution and, therefore, numbers of naive versus effector CD4 and CD8 T cells.(7) It is generally accepted that lower CD4 T-cell counts are seen in the morning compared with the evening(10), and during summer compared to winter.(11) These data, therefore, indicate that timing and consistency in timing of blood collection is critical when serially monitoring patients for lymphocyte subsets. | %CD19 B Cells > or =19 years: 4.6-22.1% CD19 Absolute > or =19 years: 56.6-417.4 cells/mcL %CD20 B Cells > or =19 years: 5.0-22.3% CD20 Absolute > or =19 years:74.4-441.1 cells/mcL CD45 Absolute 18-55 years: 0.99-3.15 thou/mcL >55 years: 1.00-3.33 thou/mcL | The presence of CD20+ B cells with corresponding absence of CD19 staining in individuals not receiving anti-CD20 monoclonal antibody treatment or with clinical features of variable primary humoral immunodeficiency may suggest an underlying CD19 deficiency which should be further evaluated. Absence of both CD20 and CD19 markers on B cells in blood from individuals not on anti-CD20 monoclonal antibody treatment is consistent with complete mature and immature peripheral B-cell depletion, which may be due to an underlying primary immunodeficiency. Patients receiving B-cell depleting therapy with anti-CD20 antibodies can show unusual populations of B cells on reconstitution that express either CD19 or CD20 due to a phenomenon known as trogocytosis. | Timing and consistency in timing of blood collection is critical when serially monitoring patients for lymphocyte subsets. See Clinical Information. | 1. Nadler LM, Ritz J, Hardy R, Pesando JM, Schlossman SF, Stashenko P. A unique cell-surface antigen identifying lymphoid malignancies of B-cell origin. J Clin Invest. 1981;67(1):134 2. Robillard N, Avet-Loiseau H, Garand R, et al. CD20 is associated with a small mature plasma cell morphology and t(11;14) in multiple myeloma. Blood. 2003;102(3):1070-1071 3. Pescovitz MD. Rituximab, an anti-CD20 monoclonal antibody: history and mechanism of action. Am J Transplant. 2006;6(5 Pt 1):859-866 4. van Zelm MC, Reisli I, van der Burg M, et al. An antibody-deficiency syndrome due to mutations in the CD19 gene. N Engl J Med. 2006;354(18):1901-1912 5. Kuijpers TW, Bende RJ, Baars PA, et al. CD20 deficiency in humans results in impaired T cell-independent antibody responses. J Clin Invest. 2010;120(1):214-222. doi:10.1172/JCI40231 6.Carmichael KF, Abayomi A. Analysis of diurnal variation of lymphocyte subsets in healthy subjects and its implication in HIV monitoring and treatment. 15th International Conference on AIDS, Bangkok, Thailand, 2004, Abstract B11052 7. Dimitrov S, Benedict C, Heutling D, Westermann J, Born J, Lange T. Cortisol and epinephrine control opposing circadian rhythms in T-cell subsets. Blood. 2009;113(21):5134-5143 8. Dimitrov S, Lange T, Nohroudi K, Born J. Number and function of circulating antigen presenting cells regulated by sleep. Sleep. 2007;30(4):401-411 9. Kronfol Z, Nair M, Zhang Q, Hill EE, Brown MB. Circadian immune measures in healthy volunteers: relationship to hypothalamic-pituitary-adrenal axis hormones and sympathetic neurotransmitters.Psychosom Med.1997;59(1):42-50 10. Malone JL, Simms TE, Gray GC, Wagner KF, Burge JR, Burke DS. Sources of variability in repeated T-helper lymphocyte counts from HIV 1-infected patients: total lymphocyte count fluctuations and diurnal cycle are important. J Acquir Immune Defic Syndr (1988). 1990;3(2):144-151 11. Paglieroni TG, Holland PV. Circannual variation in lymphocyte subsets, revisited. Transfusion. 1994;34(6):512-516 12. Engel ER, Walter JE. Rituximab and eculizumab when treating nonmalignant hematologic disorders: infection risk, immunization recommendations, and antimicrobial prophylaxis needs. Hematology Am Soc Hematol Educ Program. 2020;2020(1):312-318. doi:10.1182/hematology.2020000171 13. Cree BAC, Kim HJ, Weinshenker BG, et al. Safety and efficacy of inebilizumab for the treatment of neuromyelitis optica spectrum disorder: end-of-study results from the open-label period of the N-MOmentum trial Lancet Neurol. 2024;23(6):588-602. doi:10.1016/S1474-4422(24)00077-2 | This test is performed using flow cytometry and is a single-tube, whole-blood assay incorporating CD45, CD19, and CD20 antibodies. After staining with specific antibodies, the red blood cells are lysed, and the sample is analyzed by flow cytometry. Absolute counts are obtained using BD Trucount (BD BioSciences) tubes. Both percent and absolute count will be reported for CD19 and CD20+ B cells. An absolute count is reported for CD45.(Unpublished Mayo method) | Same day/1 to 3 days | 4 days | This test was developed using an analyte specific reagent. Its performance characteristics were determined by Mayo Clinic in a manner consistent with CLIA requirements. This test has not been cleared or approved by the US Food and Drug Administration. | 8635586356 | CD20, B-Cells | 100994-3 | 29583 | Comment | 48767-8
CD200 | CD200 (OX2) Immunostain, Technical Component Only | Identifying the presence of CD200 (OX2) protein within chronic lymphocytic leukemia, small lymphocytic lymphoma, hairy cell leukemia, and primary mediastinal large B-cell lymphoma | Immunohistochemistry (IHC) | Yes | CD200 (OX2) IHC, Tech Only | For the initial technical component only immunohistochemical (IHC) stain performed, the appropriate bill-only test ID will be reflexed and charged (IHTOI). For each additional technical component only IHC stain performed, an additional bill-only test ID will be reflexed and charged (IHTOA). | Supplies:Immunostain Technical Only Envelope (T693) Specimen Type:Tissue Container/Tube:Immunostain Technical Only Envelope Preferred:2 unstained positively charged glass slide (25- x 75- x 1-mm) per test ordered; sections 4-microns thick. Acceptable:Formalin-fixed, paraffin-embedded (FFPE) tissue block |  | CD200 (OX2) is a type I immunoglobulin superfamily membrane glycoprotein that exhibits membranous and cytoplasmic staining within multiple cell types (B cells, subset of T cells, dendritic cells, endothelial cells and in the peripheral/central nervous system). CD200 (OX2) is a diagnostic marker to distinguish small lymphocytic lymphoma versus mantle cell lymphoma; hairy cell leukemia versus splenic marginal zone lymphoma and primary mediastinal large B-cell lymphoma versus large B-cell lymphoma not otherwise specified. |  | This test does not include pathologist interpretation, only technical performance of the stain. If interpretation is required, order PATHC / Pathology Consultation for a full diagnostic evaluation or second opinion of the case. The positive and negative controls are verified as showing appropriate immunoreactivity and documentation is retained at Mayo Clinic Rochester. If a control tissue is not included on the slide, a scanned image of the relevant quality control tissue is available upon request; call 855-516-8404. Interpretation of this test should be performed in the context of the patient's clinical history and other diagnostic tests by a qualified pathologist. | Age of a cut paraffin section can affect immunoreactivity. Stability thresholds vary widely among published literature and are antigen dependent. Best practice is for paraffin sections to be cut within 6 weeks. | 1. Pillai V, Pozdnyakova O, Charest K, et al. CD200 flow cytometric assessment and semiquantitative immunohistochemical staining distinguishes hairy cell leukemia from hairy cell leukemia-variant and other B-cell lymphoproliferative disorders. Am J Clin Pathol. 2013;140:536-543 2. Dorfman DM, Shahsafaei A, and Alonso MA. Utility of CD200 immunostaining in the diagnosis of primary mediastinal large B cell lymphoma: comparison with MAL, CD23, and other markers. Mod Pathol. 2012;25:1637-1643 3. Dorfman, DM and Shahsafaei A. CD200 (OX-2 membrane glycoprotein) expression in B cell-derived neoplasms. Am J Clin Pathol. 2010;134:726-733 4. Palumbo GA, Parrinello N, Fargione G, et. Al. CD200 expression may help in differential diagnosis between mantle cell lymphoma and B-cell chronic lymphocytic leukemia. Leuk Res. 2009;33:1212-1216 | Immunohistochemistry on sections of paraffin-embedded tissue.(Unpublished Mayo method) | 1 to 3 days | Until staining is complete. | This test has been cleared, approved, or is exempt by the US Food and Drug Administration and is used per manufacturer's instructions. Performance characteristics were verified by Mayo Clinic in a manner consistent with CLIA requirements. | 88342-TC, primary88341-TC, if additional IHC | CD200 (OX2) IHC, Tech Only | Order only;no result | 619518 | CD200 (OX2) IHC, Tech Only | Bill only; no result
CD21 | CD21 Immunostain, Technical Component Only | Identification of follicular dendritic cells and a subset of mantle zone lymphocytes | Immunohistochemistry (IHC) | Yes | CD21 IHC, Tech Only | For the initial technical component only immunohistochemical (IHC) stain performed, the appropriate bill-only test ID will be reflexed and charged (IHTOI). For each additional technical component only IHC stain performed, an additional bill-only test ID will be reflexed and charged (IHTOA). | Supplies:Immunostain Technical Only Envelope (T693) Specimen Type:Tissue Container/Tube:Immunostains Technical Only Envelope Preferred:2 Unstained positively charged glass slide (25- x 75- x 1-mm) per test ordered; sections 4-microns thick. Acceptable:Formalin-fixed, paraffin-embedded (FFPE) tissue block |  | CD21 strongly stains the cytoplasm and membranes of the follicular dendritic cells and the membranes of a subset of the mantle zone lymphocytes. Follicular dendritic cells form a basket-weave meshwork in the germinal centers of lymphoid follicles, where they present antigens to B cells. Diagnostically, CD21 may be useful to support a diagnosis of follicular dendritic cell sarcoma, or to confirm the presence of lymphoid follicles. |  | This test does not include pathologist interpretation, only technical performance of the stain. If interpretation is required, order PATHC / Pathology Consultation for a full diagnostic evaluation or second opinion of the case. The positive and negative controls are verified as showing appropriate immunoreactivity. If a control tissue is not included on the slide, a scanned image of the relevant quality control tissue is available upon request; call 855-516-8404. Interpretation of this test should be performed in the context of the patient's clinical history and other diagnostic tests by a qualified pathologist. | Age of a cut paraffin section can affect immunoreactivity. Stability thresholds vary widely among published literature and are antigen-dependent. Best practice is for paraffin sections to be cut within 6 weeks. | 1. Fujihara M. Study of CD21-positive FDC-like structures in MALT lymphoma: Does it provide helpful information for histopathological diagnosis? Pathol Int. 2010;60(9):642-643 2. Kurshumliu F, Sadiku-Zehri F, Qerimi A, et al. Divergent immunohistochemical expression of CD21 and CD23 by follicular dendritic cells with increasing grade of follicular lymphoma. World J Surg Oncol. 2019;17(1):115. doi: 10.1186/s12957-019-1659-8 3. Magaki S, Hojat SA, Wei B, So A, Yong WH. An introduction to the performance of immunohistochemistry. Methods Mol Biol. 2019;1897:289-298. doi:10.1007/978-1-4939-8935-5_25 | Immunohistochemistry on sections of paraffin-embedded tissue.(Unpublished Mayo method) | 1 to 3 days |  | This test has been cleared, approved, or is exempt by the US Food and Drug Administration and is used per manufacturer's instructions. Performance characteristics were verified by Mayo Clinic in a manner consistent with CLIA requirements. | 88342-TC, primary88341-TC, if additional IHC | CD21 IHC, Tech Only | Order only;no result | 70693 | CD21 IHC, Tech Only | Bill only; no result
CD22I | CD22 Immunostain, Technical Component Only | Determining B-cell lineage | Immunohistochemistry (IHC) | Yes | CD22 IHC, Tech Only | For the initial technical component only immunohistochemical (IHC) stain performed, the appropriate bill-only test ID will be reflexed and charged (IHTOI). For each additional technical component only IHC stain performed, an additional bill-only test ID will be reflexed and charged (IHTOA). | Supplies:Immunostain Technical Only Envelope (T693) Specimen Type:Tissue Container/Tube:Immunostains Technical Only Envelope Preferred:2 Unstained positively charged glass slide (25- x 75- x 1-mm) per test ordered; sections 4-microns thick. Acceptable:Formalin-fixed, paraffin-embedded (FFPE) tissue block |  | CD22 is expressed on B lymphocytes. It can be used as an alternative B-cell marker to CD20 or CD79a. Diagnostically, CD22 is useful to confirm B-cell lineage in malignant lymphomas. |  | This test does not include pathologist interpretation, only technical performance of the stain. If interpretation is required, order PATHC / Pathology Consultation for a full diagnostic evaluation or second opinion of the case. The positive and negative controls are verified as showing appropriate immunoreactivity. If a control tissue is not included on the slide, a scanned image of the relevant quality control tissue is available upon request; call 855-516-8404. Interpretation of this test should be performed in the context of the patient's clinical history and other diagnostic tests by a qualified pathologist. | Age of a cut paraffin section can affect immunoreactivity. Stability thresholds vary widely among published literature and are antigen-dependent. Best practice is for paraffin sections to be cut within 6 weeks. | 1. Kreitman RJ, Arons E. Update on hairy cell leukemia. Clin Adv Hematol Oncol. 2018;16(3):205-215 2. Pop LM, Barman S, Shao C, et al. A reevaluation of CD22 expression in human lung cancer. Cancer Res. 2014;74(1):263-271. doi:10.1158/0008-5472.CAN-13-1436 3. Remon J, Abedallaa N, Taranchon-Clermont E, et al. CD52, CD22, CD26, EG5 and IGF-1R expression in thymic malignancies. Lung Cancer. 2017;108:168-172. doi:10.1016/j.lungcan.2017.03.019 4. Magaki S, Hojat SA, Wei B, So A, Yong WH. An introduction to the performance of immunohistochemistry. Methods Mol Biol. 2019;1897:289-298. doi:10.1007/978-1-4939-8935-5_25 | Immunohistochemistry on sections of paraffin-embedded tissue.(Unpublished Mayo method) | 1 to 3 days | Until staining is complete. | This test has been cleared, approved, or is exempt by the US Food and Drug Administration and is used per manufacturer's instructions. Performance characteristics were verified by Mayo Clinic in a manner consistent with CLIA requirements. | 88342-TC, primary88341-TC, if additional IHC | CD22 IHC, Tech Only | Order only;no result | 70694 | CD22 IHC, Tech Only | Bill only; no result
CD23 | CD23 Immunostain, Technical Component Only | Identification of follicular dendritic cells Classification of low-grade B-cell lymphomas | Immunohistochemistry (IHC) | Yes | CD23 IHC, Tech Only | For the initial technical component only immunohistochemical (IHC) stain performed, the appropriate bill-only test ID will be reflexed and charged (IHTOI). For each additional technical component only IHC stain performed, an additional bill-only test ID will be reflexed and charged (IHTOA). | Supplies:Immunostain Technical Only Envelope (T693) Specimen Type:Tissue Container/Tube:Immunostains Technical Only Envelope Preferred:2 Unstained positively charged glass slide (25- x 75- x 1-mm) per test ordered; sections 4-microns thick. Acceptable:Formalin-fixed, paraffin-embedded (FFPE) tissue block |  | CD23 (cluster of differentiation 23) strongly stains the cytoplasm and membranes of follicular dendritic cells and the membranes of a subset of follicular mantle zone B-lymphocytes. Typically, B-cell small lymphocytic lymphoma/chronic lymphocytic leukemias are CD5 positive and CD23 positive, while mantle cell lymphoma is CD5 positive and CD23 negative. Antibodies to CD23 are diagnostically useful in the classification of low-grade B-cell lymphomas. |  | This test does not include pathologist interpretation, only technical performance of the stain. If interpretation is required, order PATHC / Pathology Consultation for a full diagnostic evaluation or second opinion of the case. The positive and negative controls are verified as showing appropriate immunoreactivity. If a control tissue is not included on the slide, a scanned image of the relevant quality control tissue is available upon request; call 855-516-8404. Interpretation of this test should be performed in the context of the patient's clinical history and other diagnostic tests by a qualified pathologist. | Age of a cut paraffin section can affect immunoreactivity. Stability thresholds vary widely among published literature and are antigen dependent. Best practice is for paraffin sections to be cut within 6 weeks. | 1. van den Brand M, van Krieken JH. Small cell B-cell lymphoma. Diagn Histopathol. 2015;21(10):383-390 2. Zhang XM, Aguilera N. New immunohistochemistry for B-cell lymphoma and Hodgkin lymphoma.Arch Pathol Lab Med. 2014;138(12):1666-1672 3. Gualco G, Natkunam Y, Bacchi CE. The spectrum of B-cell lymphoma, unclassifiable, with features intermediate between diffuse large B-cell lymphoma and classical Hodgkin lymphoma: a description of 10 cases.Mod Pathol. 2012;25(5):661-674 4. Magaki S, Hojat SA, Wei B, So A, Yong WH. An Introduction to the Performance of Immunohistochemistry. Methods Mol Biol. 2019;1897:289-298. doi:10.1007/978-1-4939-8935-5_25 | Immunohistochemistry on sections of paraffin-embedded tissue.(Unpublished Mayo method) | 1 to 3 days | Until staining is complete. | This test has been cleared, approved, or is exempt by the US Food and Drug Administration and is used per manufacturer's instructions. Performance characteristics were verified by Mayo Clinic in a manner consistent with CLIA requirements. | 88342-TC, primary88341-TC, if additional IHC | CD23 IHC, Tech Only | Order only;no result | 70695 | CD23 IHC, Tech Only | Bill only; no result
CD25 | CD25 Immunostain, Technical Component Only | Classification of lymphomas | Immunohistochemistry (IHC) | Yes | CD25 IHC, Tech Only | For the initial technical component only immunohistochemical (IHC) stain performed, the appropriate bill-only test ID will be reflexed and charged (IHTOI). For each additional technical component only IHC stain performed, an additional bill-only test ID will be reflexed and charged (IHTOA). | Supplies:Immunostain Technical Only Envelope (T693) Specimen Type:Tissue Container/Tube:Immunostains Technical Only Envelope Preferred:2 Unstained positively charged glass slide (25- x 75- x 1-mm) per test ordered; sections 4-microns thick Acceptable:Formalin-fixed, paraffin-embedded (FFPE) tissue block |  | CD25 (cluster of differentiation 25) is the receptor for IL2 and is expressed on activated T cells, B cells, and macrophages. It will stain only scattered cells in normal tonsil. CD25 is expressed in certain types of B-cell lymphoma (hairy cell leukemia) and T-cell lymphoma (adult T-cell lymphoma/leukemia [ATLL]). An anti-CD25 therapy can be used in patients who have lymphomas that express CD25. |  | This test does not include pathologist interpretation, only technical performance of the stain. If interpretation is required, order PATHC / Pathology Consultation for a full diagnostic evaluation or second opinion of the case. The positive and negative controls are verified as showing appropriate immunoreactivity. If a control tissue is not included on the slide, a scanned image of the relevant quality control tissue is available upon request; call 855-516-8404. Interpretation of this test should be performed in the context of the patient's clinical history and other diagnostic tests by a qualified pathologist. | Age of a cut paraffin section can affect immunoreactivity. Stability thresholds vary widely among published literature and are antigen dependent. Best practice is for paraffin sections to be cut within 6 weeks. | 1. Kageyama Y, Miwa H, Arakawa R, et al. Expression of CD25 fluctuates in the leukemia-initiating cell population of CD25-positive AML.PLoS One. 2018;13(12):e0209295. doi:10.1371/journal.pone.0209295 2. deLeeuw RJ, Kroeger DR, Kost SE, Chang PP, Webb JR, Nelson BH. CD25 identifies a subset of CD4+FoxP3- TIL that are exhausted yet prognostically favorable in human ovarian cancer.Cancer Immunol Res. 2015;3(3):245-253. doi:10.1158/2326-6066.CIR-14-0146 3. Zhang W, Pan Y, Gou P, et al. Effect of xanthohumol on Th1/Th2 balance in a breast cancer mouse model.Oncol Rep. 2018;39(1):280-288. doi:10.3892/or.2017.6094 4. Liu Y, Zhang H, Wang Z, Wu P, Gong W. 5-Hydroxytryptamine1a receptors on tumour cells induce immune evasion in lung adenocarcinoma patients with depression via autophagy/pSTAT3.Eur J Cancer. 2019;114:8-24. doi:10.1016/j.ejca.2019.03.017 5. Magaki S, Hojat SA, Wei B, So A, Yong WH. An Introduction to the Performance of Immunohistochemistry. Methods Mol Biol. 2019;1897:289-298. doi:10.1007/978-1-4939-8935-5_25 | Immunohistochemistry on sections of paraffin-embedded tissue.(Unpublished Mayo method) | 1 to 3 days | Until staining is complete. | This test has been cleared, approved, or is exempt by the US Food and Drug Administration and is used per manufacturer's instructions. Performance characteristics were verified by Mayo Clinic in a manner consistent with CLIA requirements. | 88342-TC, primary88341-TC, if additional IHC | CD25 IHC, Tech Only | Order only;no result | 70696 | CD25 IHC, Tech Only | Bill only; no result
CD273 | CD273 (PD-L2) Immunostain, Technical Component Only | Differentiation of primary mediastinal large B-cell lymphoma from diffuse large B cell-lymphoma | Immunohistochemistry (IHC) | Yes | CD273 (PD-L2) IHC, Tech Only | For the initial technical component only immunohistochemical (IHC) stain performed, the appropriate bill-only test ID will be reflexed and charged (IHTOI). For each additional technical component only IHC stain performed, an additional bill-only test ID will be reflexed and charged (IHTOA). | Supplies:Immunostain Technical Only Envelope (T693) Specimen Type:Tissue Container/Tube:Immunostains Technical Only Envelope Preferred:2 Unstained positively charged glass slide (25- x 75- x 1-mm) per test ordered; sections 4-microns thick Acceptable:Formalin-fixed, paraffin-embedded (FFPE) tissue block |  | CD273, also known as programmed cell death 1-ligand 2 (PD-L2) regulates T-cell activation in addition to immune responses and is a member of the B7 family of cell surface ligands. CD273 (PD-L2) is useful in the distinction of primary mediastinal large B cell lymphoma from diffuse large B cell lymphoma. |  | This test does not include pathologist interpretation, only technical performance of the stain. If interpretation is required, order PATHC / Pathology Consultation for a full diagnostic evaluation or second opinion of the case. The positive and negative controls are verified as showing appropriate immunoreactivity. If a control tissue is not included on the slide, a scanned image of the relevant quality control tissue is available upon request; call 855-516-8404. Interpretation of this test should be performed in the context of the patient's clinical history and other diagnostic tests by a qualified pathologist. | Age of a cut paraffin section can affect immunoreactivity. Stability thresholds vary widely among published literature and are antigen dependent. Best practice is for paraffin sections to be cut within 6 weeks. | 1. Chong LC, Twa DDW, Mottok A, et al. Comprehensive characterization of programmed death ligand structural rearrangements in B-cell non-Hodgkin lymphomas. Blood. 2016;128(9):1206-1213 2. Shin S, Jeon YK, Kim P, et al. Clinicopathologic analysis of PD-L1 and PD-L2 expression in renal cell carcinoma: association with oncogenic proteins status. Ann Surg Oncol. 2016;23:694-702 3. Shi M, Roemer MGM, Chapuy B, et al. Expression of programmed cell death 1 ligand 2 (PD-L2) is a distinguishing feature of primary mediastinal (thymic) large B-cell lymphoma and associated withPDCD1LG2 copy gain. Am J Surg Pathol. 2014;38(12):1715-1723 4. Magaki S, Hojat SA, Wei B, So A, Yong WH. An Introduction to the Performance of Immunohistochemistry. Methods Mol Biol. 2019;1897:289-298. doi:10.1007/978-1-4939-8935-5_25 | Immunohistochemistry on sections of paraffin-embedded tissue.(Unpublished Mayo method) | 1 to 3 days | Until staining is complete | This test has been cleared, approved, or is exempt by the US Food and Drug Administration and is used per manufacturer's instructions. Performance characteristics were verified by Mayo Clinic in a manner consistent with CLIA requirements. | 88342-TC, primary88341-TC, if additional IHC | CD273 (PD-L2) IHC, Tech Only | Order only;no result | 601987 | CD273 (PD-L2) IHC, Tech Only | Bill only; no result
CD279 | CD279 (PD-1) Immunostain, Technical Component Only | Identification of follicular T helper cells Phenotyping of angioimmunoblastic T-cell lymphoma | Immunohistochemistry (IHC) | Yes | CD279 (PD-1) IHC, Tech Only | For the initial technical component only immunohistochemical (IHC) stain performed, the appropriate bill-only test ID will be reflexed and charged (IHTOI). For each additional technical component only IHC stain performed, an additional bill-only test ID will be reflexed and charged (IHTOA). | Supplies:Immunostain Technical Only Envelope (T693) Specimen Type:Tissue Container/Tube:Immunostain Technical Only Envelope Preferred:2 unstained positively charged glass slide (25- x 75- x 1-mm) per test ordered; sections 4-microns thick. Acceptable:Formalin-fixed, paraffin-embedded (FFPE) tissue block | See Specimen Required | CD279 (cluster of differentiation 279 orprogrammed cell death 1: [PD-1]) is an immunoregulatory receptor highly expressed by follicular T helper cells. Its expression has also been shown in the neoplastic counterpart of this T-cell subset, angioimmunoblastic T-cell lymphoma. This molecule interacts with programmed cell death ligand 1 (PD-L1),also known as B7 homolog 1 (B7H1), expressed on follicular dendritic cells and other cell types, which serves to attenuate T-cell activation. In the appropriate histologic context, a background rich in CD279-positive T cells can support a diagnosis of nodular lymphocyte-predominant Hodgkin lymphoma. |  | This test does not include pathologist interpretation; only technical performance of the stain. If interpretation is required order PATHC / Pathology Consultation for a full diagnostic evaluation or second opinion of the case. The positive and negative controls are verified as showing appropriate immunoreactivity and documentation is retained at Mayo Clinic Rochester. If a control tissue is not included on the slide, a scanned image of the relevant quality control tissue is available upon request; contact 855-516-8404. Interpretation of this test should be performed in the context of the patient's clinical history and other diagnostic tests by a qualified pathologist. | Age of a cut paraffin section can affect immunoreactivity. Stability thresholds vary widely among published literature and are antigen-dependent. Best practice is for paraffin sections to be cut within 6 weeks. | 1. Wada DA, Wilcox RA, Harrington SM, Kwon ED, Ansell SM, Comfere NI. Programmed death 1 is expressed in cutaneous infiltrates of mycosis fungoides and Sezary syndrome. Am J Hematol. 2011;86:325-327 doi: 10.1002/ajh.21960 2. Steele KE, Brown C. Multiplex immunohistochemistry for image analysis of tertiary lymphoid structures in cancer.Methods Mol Biol. 2018;1845:87-98 doi: 10.1007/978-1-4939-8709-2_6 3. Cogbill CH, Swerdlow SH, Gibson SE. Utility of CD279/PD-1 immunohistochemistry in the evaluation of benign and neoplastic T-cell-rich bone marrow infiltrates. Am J Clin Pathol. 2014;142(1):88-98 doi: 10.1309/AJCPWF77VOGNOVZU 4. Cetinozman F, Jansen PM, Willemze R. Expression of programmed death-1 in primary cutaneous CD4-positive small/medium-sized pleomorphic T-cell lymphoma, cutaneous pseudo-T-cell lymphoma, and other types of cutaneous T-cell lymphoma.Am J Surg Pathol. 2012;36(1):109-116 doi:10.1097/PAS.0b013e318230df87 5. Magaki S, Hojat SA, Wei B, So A, Yong WH. An introduction to the performance of immunohistochemistry. Methods Mol Biol. 2019;1897:289-298. doi:10.1007/978-1-4939-8935-5_25 | Immunohistochemistry on sections of paraffin-embedded tissue.(Unpublished Mayo method) | 1 to 3 days | Until staining is complete | This test has been cleared, approved, or is exempt by the US Food and Drug Administration and is used per manufacturer's instructions. Performance characteristics were verified by Mayo Clinic in a manner consistent with CLIA requirements. | 88342-TC, primary88341-TC, if additional IHC | CD279 (PD-1) IHC, Tech Only | Order only;no result | 70730 | CD279 (PD-1) IHC, Tech Only | Bill only; no result
CD3I | CD3 Immunostain, Technical Component Only | Demonstrating T-cell lineage | Immunohistochemistry (IHC) | Yes | CD3 IHC, Tech Only | For the initial technical component only immunohistochemical (IHC) stain performed, the appropriate bill-only test ID will be reflexed and charged (IHTOI). For each additional technical component only IHC stain performed, an additional bill-only test ID will be reflexed and charged (IHTOA). | Supplies:Immunostain Technical Only Envelope (T693) Specimen Type:Tissue Container/Tube:Immunostain Technical Only Envelope Preferred:2 Unstained positively charged glass slide (25- x 75- x 1-mm) per test ordered; sections 4-microns thick Acceptable:Formalin-fixed, paraffin-embedded (FFPE) tissue block |  | CD3 (cluster of differentiation 3) is part of the T-cell antigen receptor complex found on the surface of T lymphocytes. In paraffin sections, antibodies to CD3 will also react with a subset of natural killer cells that express the cytoplasmic epsilon chain of CD3. In normal tonsil tissue, T cells predominate in the interfollicular regions. Diagnostically, antibodies to CD3 are useful in demonstrating T-cell lineage of malignant lymphomas. |  | This test does not include pathologist interpretation, only technical performance of the stain. If interpretation is required, order PATHC / Pathology Consultation for a full diagnostic evaluation or second opinion of the case. The positive and negative controls are verified as showing appropriate immunoreactivity and documentation is retained at Mayo Clinic Rochester. If a control tissue is not included on the slide, a scanned image of the relevant quality control tissue is available upon request; call 855-516-8404. Interpretation of this test should be performed in the context of the patient's clinical history and other diagnostic tests by a qualified pathologist. | Age of a cut paraffin section can affect immunoreactivity. Stability thresholds vary widely among published literature and are antigen dependent. Best practice is for paraffin sections to be cut within 6 weeks. | 1. Cooper R, Papworth NJ, Harris C, et al. Counting intraepithelial lymphocytes: A comparison between routine staining andCD3immunohistochemistry. Int J Surg Pathol. 2020;28(4):367-370. doi:10.1177/1066896919894644 2. Toki MI, Merritt CR, Wong PF, et al. High-plex predictive marker discovery for melanoma immunotherapy-treated patients using digital spatial profiling. Clin Cancer Res. 2019;25(18):5503-5512. doi:10.1158/1078-0432.CCR-19-0104 3. Moradi-Kalbolandi S, Sharifi-K A, Darvishi B, et al. Evaluation the potential of recombinant anti-CD3 nanobody on immunomodulatory function. Mol Immunol. 2020;118:174-181. doi:10.1016/j.molimm.2019.12.017 4. Magaki S, Hojat SA, Wei B, So A, Yong WH. An introduction to the performance of immunohistochemistry. Methods Mol Biol. 2019;1897:289-298. doi:10.1007/978-1-4939-8935-5_25 | Immunohistochemistry on sections of paraffin-embedded tissue.(Unpublished Mayo method) | 1 to 3 days | Until staining is complete | This test has been cleared, approved, or is exempt by the US Food and Drug Administration and is used per manufacturer's instructions. Performance characteristics were verified by Mayo Clinic in a manner consistent with CLIA requirements. | 88342-TC, primary88341-TC, if additional IHC | CD3 IHC, Tech Only | Order only;no result | 70704 | CD3 IHC, Tech Only | Bill only; no result
CD30 | CD30 Immunostain, Technical Component Only | Identification of CD30 expression in a variety of neoplasms | Immunohistochemistry (IHC) | Yes | CD30 IHC, Tech Only | For the initial technical component only immunohistochemical (IHC) stain performed, the appropriate bill-only test ID will be reflexed and charged (IHTOI). For each additional technical component only IHC stain performed, an additional bill-only test ID will be reflexed and charged (IHTOA). | Supplies:Immunostain Technical Only Envelope (T693) Specimen Type:Tissue Container/Tube:Immunostain Technical Only Envelope Preferred:2 Unstained positively charged glass slide (25- x 75- x 1-mm) per test ordered; sections 4-microns thick. Acceptable:Formalin-fixed, paraffin-embedded tissue block |  | CD30 (cluster of differentiation 30) is a member of the tumor necrosis factor receptor superfamily. Expression of CD30 can also be seen in embryonal carcinomas, malignant melanomas, mesenchymal tumors, and activated T and B lymphocytes and plasma cells. Reed-Sternberg cells of classic Hodgkin lymphoma, as well as the neoplastic cells of anaplastic large cell lymphoma, express CD30. |  | This test does not include pathologist interpretation, only technical performance of the stain. If an interpretation is required, order PATHC / Pathology Consultation for a full diagnostic evaluation or second opinion of the case. The positive and negative controls are verified as showing appropriate immunoreactivity. If a control tissue is not included on the slide, a scanned image of the relevant quality control tissue is available upon request; call 855-516-8404. Interpretation of this test should be performed in the context of the patient's clinical history and other diagnostic tests by a qualified pathologist. | Age of a cut paraffin section can affect immunoreactivity. Stability thresholds vary widely among published literature and are antigen dependent. Best practice is for paraffin sections to be cut within 6 weeks. | 1. Goyal A, Patel S, Goyal K, Morgan EA, Foreman RK. Variable loss of CD30 expression by immunohistochemistry in recurrent cutaneous CD30+ lymphoid neoplasms treated with brentuximab vedotin. J Cutan Pathol. 2019;46(11):823-829. doi:10.1111/cup.13545 2. Bossard C, Dobay MP, Parrens M, et al. Immunohistochemistry as a valuable tool to assess CD30 expression in peripheral T-cell lymphomas: high correlation with mRNA levels. Blood. 2014;124(19):2983-2986. doi:10.1182/blood-2014-07-584953 3. Sabattini E, Pizzi M, Tabanelli V, et al. CD30 expression in peripheral T-cell lymphomas. Haematologica. 2013;98(8):e81-e82 4. Magaki S, Hojat SA, Wei B, So A, Yong WH. An introduction to the performance of immunohistochemistry. Methods Mol Biol. 2019;1897:289-298. doi:10.1007/978-1-4939-8935-5_25 | Immunohistochemistry on sections of paraffin-embedded tissue.(Unpublished Mayo method) | 1 to 3 days | Until staining is complete. | This test has been modified from the manufacturer's instructions. Its performance characteristics were determined by Mayo Clinic in a manner consistent with CLIA requirements. This test has not been cleared or approved by the US Food and Drug Administration. | 88342-TC, primary88341-TC, if additional IHC | CD30 IHC, Tech Only | Order only;no result | 70698 | CD30 IHC, Tech Only | Bill only; no result
CD303 | CD303 (BDCA-2) Immunostain, Technical Component Only | Diagnosis of blastic plasmacytoid dendritic cell neoplasm | Immunohistochemistry (IHC) | Yes | CD303 (BDCA-2) IHC, Tech Only | For the initial technical component only immunohistochemical (IHC) stain performed, the appropriate bill-only test ID will be reflexed and charged (IHTOI). For each additional technical component only IHC stain performed, an additional bill-only test ID will be reflexed and charged (IHTOA). | Supplies:Immunostain Technical Only Envelope (T693) Specimen Type:Tissue Container/Tube:Immunostains Technical Only Envelope Preferred:2 Unstained positively charged glass slides (25- x 75- x 1-mm) per test ordered; sections 4-microns thick. Acceptable:Formalin-fixed, paraffin-embedded tissue block |  | CD303 (BDCA-2) is a highly specific marker for normal and neoplastic plasmacytoid dendritic cells and may be useful as a specific marker for the diagnosis of blastic plasmacytoid dendritic cell neoplasm. CD303 (BDCA-2) is expressed in the cytoplasm/membrane of plasmacytoid dendritic cells. |  | This test does not include pathologist interpretation, only technical performance of the stain. If interpretation is required, order PATHC / Pathology Consultation for a full diagnostic evaluation or second opinion of the case. The positive and negative controls are verified as showing appropriate immunoreactivity. If a control tissue is not included on the slide, a scanned image of the relevant quality control tissue is available upon request; call 855-516-8404. Interpretation of this test should be performed in the context of the patient's clinical history and other diagnostic tests by a qualified pathologist. | Age of a cut paraffin section can affect immunoreactivity. Stability thresholds vary widely among published literature and are antigen dependent. Best practice is for paraffin sections to be cut within 6 weeks. | 1. Boiocchi L, Lonardi S, Vermi W, et al. BDCA-2 (CD303): a highly specific marker for normal and neoplastic plasmacytoid dendritic cells. Blood. 2013;122(2):296-297 2. Julia F, Dalle S, Duru G, et al. Blastic plasmacytoid dendritic cell neoplasms: Clinico-immunohistochemical correlations in a series of 91 patients. Am J Surg Pathol. 2014;38(5):673-680 3. Ohe R, Aung N, Shiono Y, et al. Detection of minimal bone marrow involvement of blastic plasmacytoid dendritic cell neoplastic cells – CD303immunostaining as a diagnostic tool. J Clin Exp Hematopathol. 2018;58(1):1-9 4. Sangle N, Schmidt R, Patel J, et al. Optimized immunohistochemical panel to differentiate myeloid sarcoma from blastic plasmacytoid dendritic cell neoplasm. Mod Pathol. 2014;27(8):1137-1143 5. Magaki S, Hojat SA, Wei B, So A, Yong WH. An introduction to the performance of immunohistochemistry. Methods Mol Biol. 2019;1897:289-298. doi:10.1007/978-1-4939-8935-5_25 | Immunohistochemistry on sections of paraffin-embedded tissue.(Unpublished Mayo method) | 1 to 3 days | Until staining is complete | This test has been cleared, approved, or is exempt by the US Food and Drug Administration and is used per manufacturer's instructions. Performance characteristics were verified by Mayo Clinic in a manner consistent with CLIA requirements. | 88342-TC, primary88341-TC, if additional IHC | CD303 (BDCA-2) IHC, Tech Only | Order only;no result | 607892 | CD303 (BDCA-2) IHC, Tech Only | Bill only; no result
CD31 | CD31 Immunostain, Technical Component Only | Marker of endothelial cells | Immunohistochemistry (IHC) | Yes | CD31 IHC, Tech Only | For the initial technical component only immunohistochemical (IHC) stain performed, the appropriate bill-only test ID will be reflexed and charged (IHTOI). For each additional technical component only IHC stain performed, an additional bill-only test ID will be reflexed and charged (IHTOA). | Supplies:Immunostain Technical Only Envelope (T693) Specimen Type:Tissue Container/Tube:Immunostain Technical Only Envelope Preferred:2 Unstained positively charged glass slide (25- x 75- x 1-mm) per test ordered; sections 4-microns thick. Acceptable:Formalin-fixed, paraffin-embedded tissue block |  | CD31 (cluster of differentiation 31) is expressed on endothelial cells, showing some membrane and occasional cytoplasmic staining. It is not expressed on discontinuous endothelium (eg, splenic red pulp). It is also expressed on megakaryocytes, histiocytes, plasma cells, and T-cell subsets. Tonsil sections will exhibit endothelial positivity in vessels primarily located in connective tissue areas around follicles and near the epithelial borders. Diagnostically, CD31 expression can confirm a diagnosis of angiosarcoma, a neoplasm of endothelial cells. |  | This test does not include pathologist interpretation, only technical performance of the stain. If interpretation is required, order PATHC / Pathology Consultation for a full diagnostic evaluation or second opinion of the case. The positive and negative controls are verified as showing appropriate immunoreactivity. If a control tissue is not included on the slide, a scanned image of the relevant quality control tissue is available upon request; call 855-516-8404. Interpretation of this test should be performed in the context of the patient's clinical history and other diagnostic tests by a qualified pathologist. | Age of a cut paraffin section can affect immunoreactivity. Stability thresholds vary widely among published literature and are antigen dependent. Best practice is for paraffin sections to be cut within 6 weeks. | 1. Patel SD, Peterson A, Bartczak A, et al. Primary cardiac angiosarcoma - a review.Med Sci Monit. 2014;20:103-109. doi:10.12659/MSM.889875 2. Sullivan HC, Edgar MA, Cohen C, Kovach CK, Hookim K, Reid MD. The utility of ERG, CD31 and CD34 in the cytological diagnosis of angiosarcoma: an analysis of 25 cases.J Clin Pathol. 2014;68(1):44-50. doi:10.1136/jclinpath-2014-202629 3. Rao P, Lahat G, Arnold C, et al. Angiosarcoma:a tissue microarray study with diagnostic implications.Am J Dermatopathol. 2013;35(4):432-437. doi:10.1097/DAD.0b013e318271295a 4. Magaki S, Hojat SA, Wei B, So A, Yong WH. An introduction to the performance of immunohistochemistry. Methods Mol Biol. 2019;1897:289-298. doi:10.1007/978-1-4939-8935-5_25 | Immunohistochemistry on sections of paraffin-embedded tissue.(Unpublished Mayo method) | 1 to 3 days | Until staining is complete. | This test has been cleared, approved, or is exempt by the US Food and Drug Administration and is used per manufacturer's instructions. Performance characteristics were verified by Mayo Clinic in a manner consistent with CLIA requirements. | 88342-TC, primary88341-TC, if additional IHC | CD31 IHC, Tech Only | Order only;no result | 70699 | CD31 IHC, Tech Only | Bill only; no result
CD33 | CD33 Immunostain, Technical Component Only | Classification of myeloid neoplasms and acute leukemias | Immunohistochemistry (IHC) | Yes | CD33 IHC, Tech Only | For the initial technical component only immunohistochemical (IHC) stain performed, the appropriate bill-only test ID will be reflexed and charged (IHTOI). For each additional technical component only IHC stain performed, an additional bill-only test ID will be reflexed and charged (IHTOA). | Supplies:Immunostain Technical Only Envelope (T693) Specimen Type:Tissue Container/Tube:Immunostain Technical Only Envelope Preferred:2 Unstained positively charged glass slide (25- x 75- x 1-mm) per test ordered; sections 4-microns thick Acceptable:Formalin-fixed, paraffin-embedded (FFPE) tissue block |  | CD33 (cluster of differentiation 33) is a transmembrane protein that is a member of the sialic acid-binding immunoglobulin-like lactic (Siglec) family. The exact function of CD33 is not known, but it may be involved in cell-to-cell adhesion. It is not expressed on hematopoietic stem cells but is expressed on maturing myelomonocytic cells. As granulocytes mature, there is progressive down regulation of CD33. Monocytes and macrophage/histiocytic cells maintain strong expression of CD33. In normal bone marrow, weak to moderate CD33 staining is seen on granulocytic and monocytic precursors, with strong staining in scattered mast cells. CD33 staining is useful for diagnosis of myeloid neoplasms and classification of acute leukemias. A therapeutic antibody targeting CD33 (gemtuzumab/Myelotarg) is available. |  | This test does not include pathologist interpretation, only technical performance of the stain. If interpretation is required, order PATHC / Pathology Consultation for a full diagnostic evaluation or second opinion of the case. The positive and negative controls are verified as showing appropriate immunoreactivity. If a control tissue is not included on the slide, a scanned image of the relevant quality control tissue is available upon request; call 855-516-8404. Interpretation of this test should be performed in the context of the patient's clinical history and other diagnostic tests by a qualified pathologist. | Age of a cut paraffin section can affect immunoreactivity. Stability thresholds vary widely among published literature and are antigen dependent. Best practice is for paraffin sections to be cut within 6 weeks. | 1. Soeno T, Katoh H, Ishii S, et al. CD33+ immature myeloid cells critically predict recurrence in advanced gastric cancer.J Surg Res. 2020;245:552-563 2. Wadai GM, Hussain TA, Hussain MJ. Detect the level of expression of cluster differentiation (CD) marker (CD13 and CD33) in acute myeloid leukemia Iraqi patients.Al-Kufa Univers J Biol.2016;Special Second International Scientific Conference for the Life Sciences:113-116 3. Kenderian SS, Ruella M, Shestova O, et al. CD33-specific chimeric antigen receptor T cells exhibit potent preclinical activity against human acute myeloid leukemia.Leukemia. 2015;29(8):1637-1647 4. Magaki S, Hojat SA, Wei B, So A, Yong WH. An introduction to the performance of immunohistochemistry. Methods Mol Biol. 2019;1897:289-298. doi:10.1007/978-1-4939-8935-5_25 | Immunohistochemistry on sections of paraffin-embedded tissue.(Unpublished Mayo method) | 1 to 3 days | Until staining is complete | This test has been cleared, approved, or is exempt by the US Food and Drug Administration and is used per manufacturer's instructions. Performance characteristics were verified by Mayo Clinic in a manner consistent with CLIA requirements. | 88342-TC, primary88341-TC, if additional IHC | CD33 IHC, Tech Only | Order only;no result | 70700 | CD33 IHC, Tech Only | Bill only; no result
CD34I | CD34 Immunostain, Technical Component Only | A marker of immaturity in the setting of acute myeloid leukemia or B-cell lymphoblastic leukemia Diagnosis of gastrointestinal stromal tumors, solitary fibrous tumors, and angiosarcomas | Immunohistochemistry (IHC) | Yes | CD34 IHC, Tech Only | For the initial technical component only immunohistochemical (IHC) stain performed, the appropriate bill-only test ID will be reflexed and charged (IHTOI). For each additional technical component only IHC stain performed, an additional bill-only test ID will be reflexed and charged (IHTOA). | Supplies:Immunostain Technical Only Envelope (T693) Specimen Type:Tissue Container/Tube:Immunostain Technical Only Envelope Preferred:2 Unstained positively charged glass slide (25- x 75- x 1-mm) per test ordered; sections 4-microns thick. Acceptable:Formalin-fixed, paraffin-embedded (FFPE) tissue block |  | CD34 (cluster of differentiation 34) is 115 kDa membrane-associated antigen found on human hematopoietic progenitor cells and vascular endothelial cells. In normal tonsil sections, antibodies to CD34 strongly stain vascular endothelial cells. CD34 is used as a marker of immaturity in the setting of acute myeloid leukemia or B-cell lymphoblastic leukemia. It is also useful in the diagnosis of gastrointestinal stromal tumors, solitary fibrous tumors, and angiosarcomas. |  | This test does not include pathologist interpretation, only technical performance of the stain. If interpretation is required, order PATHC / Pathology Consultation for a full diagnostic evaluation or second opinion of the case. The positive and negative controls are verified as showing appropriate immunoreactivity. If a control tissue is not included on the slide, a scanned image of the relevant quality control tissue is available upon request; call 855-516-8404. Interpretation of this test should be performed in the context of the patient's clinical history and other diagnostic tests by a qualified pathologist. | Age of a cut paraffin section can affect immunoreactivity. Stability thresholds vary widely among published literature and are antigen dependent. Best practice is for paraffin sections to be cut within 6 weeks. | 1. Lopez-Nunez O, Surrey LF, Alaggio R, Fritchie KJ, John I. Novel PPP1CB-ALK fusion in spindle cell tumor defined by S100 and CD34 coexpression and distinctive stromal and perivascular hyalinization.Genes Chromosomes Cancer. 2020;59(8):495-499. doi:10.1002/gcc.22844 2. Matoso A, Epstein JI. Epithelioid angiosarcoma of the bladder: A series of 9 cases.Am J Surg Pathol. 2015;39(10):1377-1382. doi:10.1097/PAS.0000000000000444 3. Stanek J, Abdaljaleel M. CD34 immunostain increases the sensitivity of placental diagnosis of fetal vascular malperfusion in stillbirth.Placenta. 2019;77:30-38. doi:10.1016/j.placenta.2019.02.001 4. Sardina LA, Piliang M, Bergfeld WF. Diagnostic value of CD34 and calretinin immunostaining in the diagnosis of proliferating tricholemmal tumor and trichoblastoma. Int J Dermatol. 2020;59(1):99-102. doi:10.1111/ijd.14461 5. Magaki S, Hojat SA, Wei B, So A, Yong WH. An introduction to the performance of immunohistochemistry. Methods Mol Biol. 2019;1897:289-298. doi:10.1007/978-1-4939-8935-5_25 | Immunohistochemistry on sections of paraffin-embedded tissue.(Unpublished Mayo method) | 1 to 3 days | Until staining is complete. | This test has been cleared, approved, or is exempt by the US Food and Drug Administration and is used per manufacturer's instructions. Performance characteristics were verified by Mayo Clinic in a manner consistent with CLIA requirements. | 88342-TC, primary88341-TC, if additional IHC | CD34 IHC, Tech Only | Order only;no result | 70701 | CD34 IHC, Tech Only | Bill only; no result
CD35 | CD35 Immunostain, Technical Component Only | Identification of follicular dendritic cells and granulocytes | Immunohistochemistry (IHC) | Yes | CD35 IHC, Tech Only | For the initial technical component only immunohistochemical (IHC) stain performed, the appropriate bill only test ID will be reflexed and charged (IHTOI). For each additional technical component only IHC stain performed, an additional bill-only test ID will be reflexed and charged (IHTOA). | Supplies:Immunostain Technical Only Envelope (T693) Specimen Type:Tissue Container/Tube:Immunostain Technical Only Envelope Preferred:2 Unstained positively charged glass slide (25- x 75- x 1-mm) per test ordered; sections 4-microns thick. Acceptable:Formalin-fixed, paraffin-embedded (FFPE) tissue block |  | CD35 (cluster of differentiation 35) stains the membrane and cytoplasm of follicular dendritic cells and granulocytes. Follicular dendritic cells form a basketweave meshwork in the germinal centers of lymphoid follicles, where they present antigens to B cells. CD35 is useful in the diagnosis of follicular dendritic-cell sarcoma. |  | This test does not include pathologist interpretation, only technical performance of the stain. If interpretation is required, order PATHC / Pathology Consultation for a full diagnostic evaluation or second opinion of the case. The positive and negative controls are verified as showing appropriate immunoreactivity. If a control tissue is not included on the slide, a scanned image of the relevant quality control tissue is available upon request; call 855-516-8404. Interpretation of this test should be performed in the context of the patient's clinical history and other diagnostic tests by a qualified pathologist. | Age of a cut paraffin section can affect immunoreactivity. Stability thresholds vary widely among published literature and are antigen dependent. Best practice is for paraffin sections to be cut within 6 weeks. | 1. Durham BH. Molecular characterization of the histiocytoses: Neoplasia of dendritic cells and macrophages. Semin Cell Dev Biol. 2019;86:62-76. doi:10.1016/j.semcdb.2018.03.002 2. Duan GJ, Wu YL, Sun H, Lang L, Chen ZW, Yan XC. Primary follicular dendritic cell sarcoma of the urinary bladder: the first case report and potential diagnostic pitfalls. Diagn Pathol. 2017;12(1):35. doi:10.1186/s13000-017-0625-4 3. Liu H, Xiang C, Wu M, Hu S. Follicular dendritic cell sarcoma with co-expression of CD4 and CD30 mimics anaplastic large cell lymphoma. Front Oncol. 2020;10:876. doi:10.3389/fonc.2020.00876 4. Magaki S, Hojat SA, Wei B, So A, Yong WH. An introduction to the performance of immunohistochemistry. Methods Mol Biol. 2019;1897:289-298. doi:10.1007/978-1-4939-8935-5_25 | Immunohistochemistry on sections of paraffin-embedded tissue.(Unpublished Mayo method) | 1 to 3 days | Until staining is complete. | This test has been cleared, approved, or is exempt by the US Food and Drug Administration and is used per manufacturer's instructions. Performance characteristics were verified by Mayo Clinic in a manner consistent with CLIA requirements. | 88342-TC, primary88341-TC, if additional IHC | CD35 IHC, Tech Only | Order only;no result | 70702 | CD35 IHC, Tech Only | Bill only; no result
CD38 | CD38 Immunostain, Technical Component Only | Classification of lymphoproliferative and plasma cell proliferative disorders | Immunohistochemistry (IHC) | Yes | CD38 IHC, Tech Only | For the initial technical component only immunohistochemical (IHC) stain performed, the appropriate bill only test ID will be reflexed and charged (IHTOI). For each additional technical component only IHC stain performed, an additional bill-only test ID will be reflexed and charged (IHTOA). | Supplies:Immunostain Technical Only Envelope (T693) Specimen Type:Tissue Container/Tube:Immunostain Technical Only Envelope Preferred:2 Unstained positively charged glass slide (25- x 75- x 1-mm) per test ordered; sections 4-microns thick. Acceptable:Formalin-fixed, paraffin-embedded tissue block |  | CD38 (cluster of differentiation 38) is expressed in a variety of cell types, including hematopoietic precursors, plasma cells, germinal center B cells (weakly), a subset of T and NK cells, erythrocytes, platelets, prostatic epithelium, and smooth and striated muscle cells. Its expression maybe useful in the diagnosis of lymphoproliferative and plasma cell proliferative disorders. |  | This test does not include pathologist interpretation, only technical performance of the stain. If interpretation is required, order PATHC / Pathology Consultation for a full diagnostic evaluation or second opinion of the case. The positive and negative controls are verified as showing appropriate immunoreactivity. If a control tissue is not included on the slide, a scanned image of the relevant quality control tissue is available upon request; call 855-516-8404. Interpretation of this test should be performed in the context of the patient's clinical history and other diagnostic tests by a qualified pathologist. | Age of a cut paraffin section can affect immunoreactivity. Stability thresholds vary widely among published literature and are antigen dependent. Best practice is for paraffin sections to be cut within 6 weeks. | 1.Cole S, Walsh A, Yin X, et al. Integrative analysis reveals CD38 as a therapeutic target for plasma cell-rich pre-disease and established rheumatoid arthritis and systemic lupus erythematosus.Arthritis Res Ther. 2018;20(1):85. doi:10.1186/s13075-018-1578-z 2.Sanchez L, Wang Y, Siegel DS,Wang ML.Daratumumab: a first-in-class CD38 monoclonal antibody for the treatment of multiple myeloma.J Hematol Oncol. 2016;9:51. doi:10.1186/s13045-016-0283-0 3. Sahoo D, Wei W, Auman H, et al. Boolean analysis identifies CD38 as a biomarker of aggressive localized prostate cancer.Oncotarget. 2018;9(5):6550-6561. doi:10.18632/oncotarget.23973 4. Magaki S, Hojat SA, Wei B, So A, Yong WH. An introduction to the performance of immunohistochemistry. Methods Mol Biol. 2019;1897:289-298. doi:10.1007/978-1-4939-8935-5_25 | Immunohistochemistry on sections of paraffin-embedded tissue.(Unpublished Mayo method) | 1 to 3 days | Until staining is complete. | This test has been cleared, approved, or is exempt by the US Food and Drug Administration and is used per manufacturer's instructions. Performance characteristics were verified by Mayo Clinic in a manner consistent with CLIA requirements. | 88342-TC, primary88341-TC, if additional IHC | CD38 IHC, Tech Only | Order only;no result | 70703 | CD38 IHC, Tech Only | Bill only; no result
TCD4 | CD4 Count for Immune Monitoring, Blood | Serial monitoring of CD4 T cell count in patients who are HIV-positive Follow-up and diagnostic evaluation of primary cellular immunodeficiencies, including severe combined immunodeficiency T-cell immune monitoring following immunosuppressive therapy for transplantation, autoimmunity, and other immunological conditions where such treatment is utilized Assessment of T-cell immune reconstitution post hematopoietic cell transplantation Early screening of gross quantitative anomalies in T cells in infection or malignancies | Flow Cytometry | Yes | CD4 T-Cell Count | Whole Blood EDTA | Container/Tube:Lavender top (EDTA) Specimen Volume:3 mL Collection Instructions:Send specimen in original tube.Do not aliquot. Additional Information:For serial monitoring, it is recommended that specimen collection be performed at the same time of day. | 0.2 mL | Lymphocytes in peripheral blood (circulation) are heterogeneous and can be broadly classified into T cells, B cells, and natural killer cells. There are various subsets of each of these individual populations with specific cell-surface markers and function. This assay provides absolute (cells/mcL) and relative (%) quantitation for total T cells and CD4+ and CD8+ T-cell subsets, in addition to a total lymphocyte count (CD45+). Each of these lymphocyte subpopulations have distinct effector and regulatory functions and are maintained in homeostasis under normal physiological conditions. Each of these lymphocyte subsets can be identified by a combination of 1 or more cell surface markers. The CD3 antigen is a pan-T-cell marker, and T cells can be further divided into 2 broad categories, based on the expression of CD4 or CD8 coreceptors. The absolute counts of lymphocyte subsets are known to be influenced by a variety of biological factors, including hormones, the environment, and temperature. The studies on diurnal (circadian) variation in lymphocyte counts have demonstrated progressive increase in CD4 T-cell count throughout the day, while CD8 T cells increase between 8:30 a.m. and noon with no change between noon and afternoon.(1) Circadian variations in circulating T-cell counts have been shown to be negatively correlated with plasma cortisol concentration.(2-4) In fact, cortisol and catecholamine concentrations control distribution and, therefore, numbers of naive versus effector CD4 and CD8 T cells.(2) It is generally accepted that lower CD4 T-cell counts are seen in the morning compared to the evening(5) and during summer compared to winter.(6) These data, therefore, indicate that timing and consistency in timing of blood collection is critical when serially monitoring patients for lymphocyte subsets. Abnormalities in the number and percent of CD3, CD4, and CD8 T cells have been described in a number of different disease conditions. In patients who are infected with HIV, the CD4 count is measured for AIDS diagnosis and for initiation of antiviral therapy. The progressive loss of CD4 T lymphocytes in patients infected with HIV is associated with increased infections and complications. The Public Health Service has recommended that all HIV-positive patients be tested every 3 to 6 months for the level of CD4 T lymphocytes. Basic T-cell subset quantitation is also very useful in the evaluation of patients with primary cellular immunodeficiencies of all ages, including follow-up for newborn screening for severe combined immunodeficiency and immune monitoring following immunosuppressive therapy for transplantation, autoimmunity, or any other relevant clinical condition where immunomodulatory treatment is used, and the T-cell compartment is specifically affected. It is also helpful as a preliminary screening assay for gross quantitative anomalies in T cells, whether related to malignancies or infection. | The appropriate age-related reference values will be provided on the report. | HIV treatment guidelines from the US Department of Health and Human Services and the International Antiviral Society USA Panel recommend antiviral treatment in all patients with HIV infection, regardless of CD4 T-cell count.(7,8) Additionally, antibiotic prophylaxis forPneumocystis jiroveciinfection is recommended for patients with CD4 counts below 200 cells/mcL.For other opportunistic infections, see the recommendations from the Centers for Disease Control and Prevention, the National Institutes of Health, and the HIV Medicine Association of the Infectious Diseases Society of America.(9) | T-cell counts should be appropriately interpreted in context of the clinical presentation and other immunological parameters and relevant laboratory test results. For serial monitoring of T-cell numbers it is recommended that the patient be evaluated at the same time of the day to account for diurnal variation. For follow-up of infants identified by newborn screening for severe combined immunodeficiency (SCID) and severe T-cell lymphopenia, SCID should be considered as a potential diagnosis in infants with fewer than 300 autologous CD3 T cells/mcL. Infants with 300 to 1500 autologous CD3 T cells/mcL may have leaky SCID, Omenn syndrome, or variant SCID, depending on other clinical and molecular features. In infants identified by newborn screening for SCID, T-cell lymphopenia is defined as having up to 1500 autologous CD3T cells/mcL. This assay should not be used for diagnosing T-lymphocytic malignancies or evaluation of T-cell lymphocytosis of unknown etiology, though the latter may be identified through this assay in a screening assessment. In such cases, LCMS / Leukemia/Lymphoma Immunophenotyping, Flow Cytometry, Varies will be recommended, which includes a hematopathology review. Also, when diagnostically assessing lymphocyte subsets (quantitatively) in any of the above clinical contexts, it may be more useful to order the T-cell, B-cell, and natural killer (NK)-cell quantitation assay rather than the T-cell subset quantitation alone, as it excludes B-and NK-cell counts. | 1. Carmichael KF, Abayomi A: Analysis of diurnal variation of lymphocyte subsets in healthy subjects and its implication in HIV monitoring and treatment. 15th Intl Conference on AIDS, Bangkok, Thailand, 2004, Abstract B11052 2. Dimitrov S, Benedict C, Heutling D, Westermann J, Born J, Lange T: Cortisol and epinephrine control opposing circadian rhythms in T-cell subsets. Blood. 2009 May 21;113(21):5134-5143 3. Dimitrov S, Lange T, Nohroudi K, Born J: Number and function of circulating antigen presenting cells regulated by sleep. Sleep. 2007 Apr;30(4):401-411 4. Kronfol Z, Nair M, Zhang Q, Hill EE, Brown MB: Circadian immune measures in healthy volunteers: relationship to hypothalamic-pituitary-adrenal axis hormones and sympathetic neurotransmitters. Psychosom Med. 1997 Jan-Feb;59(1):42-50 5. Malone JL, Simms TE, Gray GC, Wagner KF, Burge JR, Burke DS: Sources of variability in repeated T-helper lymphocyte counts from HIV 1-infected patients: total lymphocyte count fluctuations and diurnal cycle are important. J Acquir Immune Defic Syndr. 1990;3(2):144-151 6. Paglieroni TG, Holland PV: Circannual variation in lymphocyte subsets, revisited. Transfusion. 1994 Jun;34(6):512-516 7. Panel on Antiretroviral Guidelines for Adults and Adolescents: Guidelines for the use of antiretroviral agents in adults and adolescents living with HIV. Department of Health and Human Services; Updated January 20, 2022. Accessed April 4, 2022. Available at https://clinicalinfo.hiv.gov/sites/default/files/guidelines/documents/guidelines-adult-adolescent-arv.pdf 8.Thompson MA, Horberg MA, Agwu AL, et al: Primary care guidance for persons with human immunodeficiency virus: 2020 update by the HIV Medicine Association of the Infectious Diseases Society of America. Clin Infect Dis. 2021 Dec 6;73(11):e3572-e3605. Erratum in: Clin Infect Dis. 2021 Dec 08 9. Panel on Opportunistic Infections in Adults and Adolescents with HIV. Guidelines for the prevention and treatment of opportunistic infections in adults and adolescents with HIV: recommendations fromthe Centers for Disease Control and Prevention, the National Institutes of Health, and the HIV Medicine Association of the Infectious Diseases Society of America.Department of Health and Human Services; Updated February 17, 2022. Accessed April 4, 2022. Available at https://clinicalinfo.hiv.gov/en/guidelines | The T cell surface marker assay uses monoclonal antibodies to identify the various membrane antigens, and flow cytometry to enumerate the number of cells expressing these differentiation antigens. CD14 is used to exclude monocytes, thereby improving accuracy and enhancing the purity of the lymphocyte population. The results are reported as the percent of lymphocytes that are total T cells (CD3+), CD3+CD4+ T cells, and CD3+CD8+ T cells, along with the absolute number of each cell type per microliter of blood. The assay is a 5-color, no-wash procedure and the absolute counts are calculated from internal bead standards. The total CD45+ lymphocyte count (reported as thousand cells per microliter) and the CD4:CD8 ratio are also reported.(Hoffman RA, Kung PC, Hansen WP, Goldstein G: Simple and rapid measurement of human T lymphocytes and their subclasses in peripheral blood. Proc Natl Acad Sci USA. 1980 Aug;77(8):4914-4917;Mandy FF, Nicholson JK, McDougal JS; CDC. Guidelines for performing single-platform absolute CD4+ T-cell determinations with CD45 gating for persons infected with human immunodeficiency virus. Centers for Disease Control and Prevention. MMWR Recomm Rep. 2003 Jan 31;52(RR-2):1-13) | Same day/1 to 2 days | 4 days | This test was developed using an analyte specific reagent. Its performance characteristics were determined by Mayo Clinic in a manner consistent with CLIA requirements. This test has not been cleared or approved by the US Food and Drug Administration. | 86359-T cells, total count86360-Absolute CD4/CD8 count with ratio | CD4 T-Cell Count | 80721-4 | CMTTC | Comment | 69052-9
CD4NY | CD4 Count for Monitoring, New York, Blood | Only orderable by New York clients Serial monitoring of CD4 T-cell count in patients who are HIV-positive Follow-up and diagnostic evaluation of primary cellular immunodeficiencies, including severe combined immunodeficiency T-cell immune monitoring following immunosuppressive therapy for transplantation, autoimmunity, and other immunological conditions where such treatment is utilized Assessment of T-cell immune reconstitution post hematopoietic cell transplantation Early screening of gross quantitative anomalies in T cells in infection or malignancies This assayshould not be usedfor diagnosing T-lymphocytic malignancies or evaluation of T-cell lymphocytosis of unknown etiology. | Flow Cytometry | Yes | CD4 T-Cell Count, New York | Whole Blood EDTA | Container/Tube:Lavender top (EDTA) Specimen Volume:3 mL Collection Instructions:Send whole blood specimen in original tube.Do not aliquot. Additional Information:For serial monitoring, it is recommended that specimen collection be performed at the same time of day. | 1 mL | Lymphocytes in peripheral blood (circulation) are heterogeneous and can be broadly classified into T cells, B cells, and natural killer cells. There are various subsets of each of these individual populations with specific cell-surface markers and function. This assay provides absolute (cells/mcL) and relative (%) quantitation for total T cells and CD4+ and CD8+ T-cell subsets, in addition to a total lymphocyte count (CD45+). Each of these lymphocyte subpopulations have distinct effector and regulatory functions and are maintained in homeostasis under normal physiological conditions. Each of these lymphocyte subsets can be identified by a combination of 1 or more cell surface markers. The CD3 antigen is a pan T-cell marker, and T cells can be further divided into 2 broad categories, based on the expression of CD4 or CD8 coreceptors. The absolute counts of lymphocyte subsets are known to be influenced by a variety of biological factors, including hormones, the environment, and temperature. The studies on diurnal (circadian) variation in lymphocyte counts have demonstrated progressive increase in CD4 T-cell count throughout the day, while CD8 T cells increase between 8:30 a.m. and noon with no change between noon and afternoon.(1) Circadian variations in circulating T-cell counts have been shown to be negatively correlated with plasma cortisol concentration.(2-4) In fact, cortisol and catecholamine concentrations control distribution and, therefore, numbers of naive versus effector CD4 and CD8 T cells.(2) It is generally accepted that lower CD4 T-cell counts are seen in the morning compared to the evening(5) and during summer compared to winter.(6) These data therefore indicate that timing and consistency in timing of blood collection is critical when serially monitoring patients for lymphocyte subsets. Abnormalities in the number and percent of CD3, CD4, and CD8 T cells have been described in a number of different disease conditions. In patients who are infected with HIV, the CD4 count is measured for AIDS diagnosis and for initiation of antiviral therapy. The progressive loss of CD4 T lymphocytes in patients infected with HIV is associated with increased infections and complications. The Public Health Service has recommended that all patients who are HIV-positive be tested every 3 to 6 months for the level of CD4 T lymphocytes. Basic T-cell subset quantitation is also very useful in the evaluation of patients with primary cellular immunodeficiencies of all ages, including follow-up for newborn screening for severe combined immunodeficiency and immune monitoring following immunosuppressive therapy for transplantation, autoimmunity, or any other relevant clinical condition where immunomodulatory treatment is used, and the T-cell compartment is specifically affected. It is also helpful as a preliminary screening assay for gross quantitative anomalies in T cells, whether related to malignancies or infection. | The appropriate age-related reference values will be provided on the report. | HIV treatment guidelines from the US Department of Health and Human Services and the International Antiviral Society-USA Panel recommend antiviral treatment in all patients with HIV infection, regardless of CD4 T-cell count.(7,8) Additionally, antibiotic prophylaxis forPneumocystis jiroveciinfection is recommended for patients with a CD4 count below 200 cells/mcL. For other opportunistic infections, see the recommendations from the Centers for Disease Control and Prevention, the National Institutes of Health, and the HIV Medicine Association of the Infectious Diseases Society of America.(9) | T-cell counts should be appropriately interpreted in context of the clinical presentation and other immunological parameters and relevant laboratory test results. For serial monitoring of T-cell numbers, it is recommended that the patient be evaluated at the same time of the day to account for diurnal variation. For follow-up of infants identified by newborn screening for severe combined immunodeficiency (SCID) and severe T-cell lymphopenia, SCID should be considered as a potential diagnosis in infants with fewer than 300 autologous CD3 T cells/mcL. Infants with 300 to 1500 autologous CD3 T cells/mcL may have leaky SCID, Omenn syndrome, or variant SCID, depending on other clinical and molecular features. In infants identified by newborn screening for SCID, T-cell lymphopenia is defined as autologous CD3 T cells at or below 1500 cells/mcL. This assay should not be used for diagnosing T-lymphocytic malignancies or evaluation of T-cell lymphocytosis of unknown etiology, though the latter may be identified through this assay in a screening assessment. In such cases, LCMS / Leukemia/Lymphoma Immunophenotyping, Flow Cytometry, Varies will be recommended, which includes a hematopathology review. Also, when diagnostically assessing lymphocyte subsets (quantitatively) in any of the above clinical contexts, it may be more useful to order the T-cell, B-cell, and natural killer(NK) cell quantitation assay rather than the T-cell subset quantitation alone, as it excludes B-and NK-cell counts. | 1. Carmichael KF, Abayomi A. Analysis of diurnal variation of lymphocyte subsets in healthy subjects and its implication in HIV monitoring and treatment. 15th Intl Conference on AIDS, Bangkok, Thailand, 2004, Abstract # B11052. Afr J Med Med Sci. 2006;35(1):53-57 2. Dimitrov S, Benedict C, Heutling D, et al Cortisol and epinephrine control opposing circadian rhythms in T-cell subsets. Blood. 2009;113(21):5134-5143 3. Dimitrov S, Lange T, Nohroudi K, Born J. Number and function of circulating antigen presenting cells regulated by sleep. Sleep. 2007;30(4):401-411 4. Kronfol Z, Nair M, Zhang Q, Hill EE, Brown MB.: Circadian immune measures in healthy volunteers: relationship to hypothalamic-pituitary-adrenal axis hormones and sympathetic neurotransmitters. Psychosom Med.1997;59(1):42-50 5. Malone JL, Simms TE, Gray GC, Wagner KF, Burge JR, Burke DS.Sources of variability in repeated T-helper lymphocyte counts from HIV 1-infected patients: total lymphocyte count fluctuations and diurnal cycle are important. J AIDS. 1990;(3):144-151 6. Paglieroni TG, Holland PV. Circannual variation in lymphocyte subsets, revisited. Transfusion. 199;34(6):512-516 7. Panel on Antiretroviral Guidelines for Adults and Adolescents: Guidelines for the use of antiretroviral agents in adults and adolescents living with HIV. Department of Health and Human Services; Updated February 27, 2024. Accessed August 20, 2024. Available at https://clinicalinfo.hiv.gov/sites/default/files/guidelines/documents/adult-adolescent-arv/guidelines-adult-adolescent-arv.pdf 8. Thompson MA, Horberg MA, Agwu AL, et al. Primary care guidance for persons with human immunodeficiency virus: 2020 update by the HIV Medicine Association of the Infectious Diseases Society of America. [published correction appears in Clin Infect Dis. 2022 May 30;74(10):1893-1898. doi: 10.1093/cid/ciab801] [published correction appears in Clin Infect Dis. 2022 Nov 30;75(11):2052. doi: 10.1093/cid/ciac474]. Clin Infect Dis. 2021;73(11):e3572-e3605 9. Panel on Opportunistic Infections in Adults and Adolescents with HIV. Guidelines for the prevention and treatment of opportunistic infections in adults and adolescents with HIV: recommendations fromthe Centers for Disease Control and Prevention, the National Institutes of Health, and the HIV Medicine Association of the Infectious Diseases Society of America.Department of Health and Human Services; Updated August 15, 2024. Accessed August 19, 2024. Available at https://clinicalinfo.hiv.gov/en/guidelines | The T-cell surface marker assay uses monoclonal antibodies to identify the various membrane antigens and flow cytometry to enumerate the number of cells expressing these differentiation antigens. CD14 is used to exclude monocytes, thereby improving accuracy and enhancing the purity of the lymphocyte population. The results are reported as the percent of lymphocytes that are total T cells (CD3+), CD3+CD4+ T cells, and CD3+CD8+ T cells, along with the absolute number of each cell type per microliter of blood. The assay is a 5-color no-wash procedure, and the absolute counts are calculated from internal bead standards. The total CD45+ lymphocyte count (reported as thousand cells per microliter) and the CD4:CD8 ratio are also reported.(Hoffman RA, Kung PC, Hansen WP, Goedstien G. Simple and rapid measurement of human T lymphocytes and their subclasses in peripheral blood. Proc Natl Acad Sci USA. 1980 Aug;77(8):4914-4917;Mandy FF, Nicholson JK, McDougal JS; CDC. Guidelines for performing single-platform absolute CD4+ T-cell determinations with CD45 gating for persons infected with human immunodeficiency virus. Centers for Disease Control and Prevention. MMWR Recomm Rep. 2003;52(RR-2):1-13) | 3 to 4 days | 4 days | This test was developed using an analyte specific reagent. Its performance characteristics were determined by Mayo Clinic in a manner consistent with CLIA requirements. This test has not been cleared or approved by the US Food and Drug Administration. | 86359-T cells, total count86360-Absolute CD4/CD8 count with ratio | CD4 T-Cell Count, New York | 65759-3 | 28358 | Comment | 48767-8
CD4I | CD4 Immunostain, Technical Component Only | Identification of T helper cells, histiocytes, and monocytes | Immunohistochemistry (IHC) | Yes | CD4 IHC, Tech Only | For the initial technical component only immunohistochemical (IHC) stain performed, the appropriate bill-only test ID will be reflexed and charged (IHTOI). For each additional technical component only IHC stain performed, an additional bill-only test ID will be reflexed and charged (IHTOA). | Supplies:Immunostain Technical Only Envelope (T693) Specimen Type:Tissue Container/Tube:Immunostain Technical Only Envelope Preferred:2 Unstained positively charged glass slide (25- x 75- x 1-mm) per test ordered; sections 4-microns thick Acceptable:Formalin-fixed, paraffin-embedded tissue block |  | CD4 (cluster of differentiation 4) is expressed on a subset of T cells (T helper cells), histiocytes, and monocytes. In normal tonsil, the T cells predominate in interfollicular regions. This immunostain is also used to support T cell or histiocytic lineage in hematolymphoid neoplasms. |  | This test does not include pathologist interpretation, only technical performance of the stain. If interpretation is required, order PATHC / Pathology Consultation for a full diagnostic evaluation or second opinion of the case. The positive and negative controls are verified as showing appropriate immunoreactivity. If a control tissue is not included on the slide, a scanned image of the relevant quality control tissue is available upon request; call 855-516-8404. Interpretation of this test should be performed in the context of the patient's clinical history and other diagnostic tests by a qualified pathologist. | Age of a cut paraffin section can affect immunoreactivity. Stability thresholds vary widely among published literature and are antigen dependent. Best practice is for paraffin sections to be cut within 6 weeks. | 1. Kristensen LK, Frohlich C, Christensen C, et al.CD4(+) and CD8a (+) PET imaging predicts response to novel PD-1 checkpoint inhibitor: studies of Sym021 in syngeneic mouse cancer models. Theranostics. 2019;9(26):8221-8238. doi:10.7150/thno.37513 2. Prat A, Navarro A, Pare L, et al. Immune-related gene expression profiling after PD-1 blockade in non-small cell lung carcinoma, head and neck squamous cell carcinoma, and melanoma. Cancer Res. 2017;77(13):3540-3550. doi:10.1158/0008-5472.CAN-16-3556 3. Sharma A, Subudhi SK, Blando J, et al. Anti-CTLA-4 immunotherapy does not deplete FOXP3(+) regulatory T cells (Tregs) in human cancers. Clin Cancer Res. 2019;25(4):1233-1238. doi:10.1158/1078-0432.CCR-18-0762 4. Magaki S, Hojat SA, Wei B, So A, Yong WH. An introduction to the performance of immunohistochemistry. Methods Mol Biol. 2019;1897:289-298. doi:10.1007/978-1-4939-8935-5_25 | Immunohistochemistry on sections of paraffin-embedded tissue.(Unpublished Mayo method) | 1 to 3 days | Until staining is complete. | This test has been cleared, approved, or is exempt by the US Food and Drug Administration and is used per manufacturer's instructions. Performance characteristics were verified by Mayo Clinic in a manner consistent with CLIA requirements. | 88342-TC, primary88341-TC, if additional IHC | CD4 IHC, Tech Only | Order only;no result | 70706 | CD4 IHC, Tech Only | Bill only; no result
CD4RT | CD4 T-Cell Recent Thymic Emigrants, Blood | Evaluating thymic reconstitution in patients following hematopoietic cell transplantation, chemotherapy, immunomodulatory therapy, and immunosuppression Evaluating thymic recovery in patients who are HIV-positive and on highly active antiretroviral therapy Evaluating thymic output in patients with DiGeorge syndrome or other cellular immunodeficiencies Assessing the naive T-cell compartment in a variety of immunological contexts (autoimmunity, cancer, immunodeficiency, and transplantation) Identification of thymic remnants post-thymectomy for malignant thymoma or as an indicator of relapse of disease (malignant thymoma) or other contexts of thymectomy | Flow Cytometry | Yes | CD4 RTE, Flow Cytometry | For information seeNewborn Screen Follow-up for Severe Combined Immunodeficiency Syndrome (SCID). | Supplies:Ambient Shipping Box-Critical Specimens Only (T668) Container/Tube:Lavender top (EDTA) Specimen Volume:3 mL Collection Instructions:Send whole blood specimen in original tube.Do not aliquot. | 1.5 mL | Naive T cells are generated in the thymus and exported to peripheral blood to form the peripheral T-cell repertoire. There is a decrease in naive T cells derived from the thymus with age due to age-related decline in thymic output. Recent thymic emigrants (RTE) typically refers to those populations of naive T cells that have not diluted their TREC (T-cell receptor excision circles) copies by homeostatic or antigen-driven cell division. Naive T cells can be long-lived in the periphery and postpuberty, and in adults, peripheral T-cell homeostasis is maintained by a balance of thymic output and peripheral T-cell expansion, this proportion changes with age. In infants and prepubertal children, the T-cell repertoire is largely maintained by thymic-derived naive T cells. RTE express TREC indicative of naive T cells derived from the thymus.(1) In the CD4 T-cell compartment, it has been shown that naive CD45RA+ T cells coexpressing CD31 had a higher frequency of TREC compared to T cells lacking CD31.(2) The higher proportion of TREC+ naive T cells indicate a more recent thymic ontogeny since TREC can be diluted by cell division (since they are extrachromosomal). It has been shown that CD31+CD4+ T cells continue to possess a relatively higher proportion of TREC despite an age-related 10-fold reduction after the neonatal period.(3) CD4 RTE (CD31+CD4+CD45RA+) have longer telomeres and higher telomerase activity, which, along with the increased frequency of TREC positivity, suggests a population of T cells with low replicative history.(3) The same study has also shown that CD31+ CD4+ T cells are an appropriate cell population to evaluate thymic reconstitution in lymphopenic children post-hematopoietic cell transplant.(3) A Mayo study (unpublished) shows that the CD31 marker correlates with TREC-enriched T cells across the spectrum of age and correlates with thymic recovery in adults after autologous hematopoietic cell transplantation.(4) CD31+ CD4 RTE have also been used to evaluate T-cell homeostatic anomalies in patients with relapsing-remitting multiple sclerosis.(5) For patients with DiGeorge syndrome (DGS)-a cellular immunodeficiency associated with other congenital problems including cardiac defects, facial dysmorphism, hypoparathyroidism, and secondary hypocalcemia, and chromosome 22q11.2 deletion (in a significant proportion of patients)-measurement of thymic function provides valuable information on the functional phenotype, ie, complete DGS (associated with thymic aplasia in a minority of patients) or partial DGS (generally well-preserved thymic function seen the in the majority of patients). Thymus transplants have been performed in patients with complete DGS but are typically not required in partial DGS. There can be change in peripheral T-cell counts in DGS patients with age.(6) | CD4 Absolute Males 1 month-17 years: 153-1745 cells/mcL 18-70 years: 290-1,175 cells/mcL Reference values have not been established for patients that are younger than 30 days of age. Reference values have not been established for patients that are older than 70 years of age. Females 1 month-17 years: 582-1630 cells/mcL 18-70 years: 457-1,766 cells/mcL Reference values have not been established for patients that are younger than 30 days of age. Reference values have not been established for patients that are older than 70 years of age. CD4 RTE % Males 1 month-17 years: 19.4-60.9% 18-25 years: 6.4-51.0% 26-55 years: 6.4-41.7% > or =56 years: 6.4-27.7% Reference values have not been established for patients that are younger than 30 days of age. Reference values have not been established for patients that are older than 70 years of age. Females 1 month-17 years: 25.8-68.0% 18-25 years: 6.4-51.0% 26-55 years: 6.4-41.7% > or =56 years: 6.4-27.7% Reference values have not been established for patients that are younger than 30 days of age. Reference values have not been established for patients that are older than 70 years of age. CD4 RTE Absolute Males 1 month-17 years: 50.0-926.0 cells/mcL 18-70 years: 42.0-399.0 cells/mcL Reference values have not been established for patients that are younger than 30 days of age. Reference values have not been established for patients that are older than 70 years of age. Females 1 month-17 years: 170.0-1007.0 cells/mcL 18-70 years: 42.0-832.0 cells/mcL Reference values have not been established for patients that are younger than 30 days of age. Reference values have not been established for patients that are older than 70 years of age. | The absence or reduction of CD31+CD4 recent thymic emigrants (RTE) generally correlates with loss or reduced thymic output and changes in the naive CD4 T-cell compartment, especially in infancy and prepubertal children. The CD4RTE result must be interpreted more cautiously in adults due to age-related decline in thymic function and correlated with total CD4 T cell count and other relevant immunological data. CD4 RTE measured along with TREC (TRECS / T-Cell Receptor Excision Circles Analysis, Blood) provides a comprehensive assessment of thymopoiesis but should not be used in adults over the sixth decade of life as clinically meaningful information on thymic function is limited in the older population due to a physiological decline in thymic activity. To evaluate immune reconstitution or recovery of thymopoiesis post-T-cell depletion due to post-hematopoietic cell transplant, immunotherapy, or other clinical conditions, it is helpful to systematically (serially) measure CD4RTE and TREC copies in the appropriate age groups. | The CD4 recent thymic emigrants (RTE) assay is likely to be most helpful when used along with measurement of T-cell receptor excision circles (TRECS / T-Cell Receptor Excision Circles Analysis, Blood) for appropriate correlation of thymic output, especially in context of T cell lymphopenia, post-hematopoietic cell transplant and other cellular or combined immunodeficiencies. | 1. Hassan J, Reen DJ. Human recent thymic emigrants-identification, expansion, and survival characteristics. J Immunol. 2001;167(4):1970-1976 2. Kimmig S, Przybylski GK, Schmidt CA, et al. Two subsets of naive T-helper cells with distinct T-cell receptor excision circle content in human adult peripheral blood. J Exp Med. 2002;195(6):789-794 3. Junge S, Kloeckener-Gruissem B, Zufferey R, et al. Correlation between recent thymic emigrants and CD31+ (PECAM-1) CD4 T-cells in normal individuals during aging and in lymphopenic children. Eur J Immunol. 2007;37(11):3270-3280 4. Dong X, Hoeltzle MV, Abraham RS. Evaluation of CD4 and CD8 recent thymic emigrants in healthy adults and children. Unpublished data 2008 5. Duszczyszyn DA, Beck JD, Antel J, et al. Altered naiveCD4 and CD8 T-cell homeostasis in patients with relapsing-remitting multiple sclerosis: thymic versus peripheral (non-thymic) mechanisms. Clin Exp Immunol. 2006;143(2):305-313 6. Nain E, Kiykim A, Ogulur I, et al. Immune system defects in DiGeorge syndrome and association with clinical course. Scand J Immunol. 2019;90(5):e12809. doi:10.1111/sji.12809 | CD4 recent thymic emigrants are assessed in peripheral blood drawn in EDTA tubes. A panel of antibodies is used for the assay: CD3, CD4, CD31, CD45RA, and CD45RO, conjugated to various fluorochromes. The blood is incubated with the antibodies in the dark, followed by red blood cell lysis. Absolute counts are obtained using BD TruCount tubes. The sample is then centrifuged and resuspended in a paraformaldehyde solution for analysis on a flow cytometer.(Unpublished Mayo method) | 3 to 4 days | 4 days | This test was developed using an analyte specific reagent. Its performance characteristics were determined by Mayo Clinic in a manner consistent with CLIA requirements. This test has not been cleared or approved by the US Food and Drug Administration. | 86356 | CD4 RTE, Flow Cytometry | In Process | 29178 | Interpretation | 69052-9
CD43 | CD43 Immunostain, Technical Component Only | Identification of T lymphocytes, monocytes, macrophages, granulocytes, plasma cells, and a subset of B lymphocytes | Immunohistochemistry (IHC) | Yes | CD43 IHC, Tech Only | For the initial technical component only immunohistochemical (IHC) stain performed, the appropriate bill-only test ID will be reflexed and charged (IHTOI). For each additional technical component only IHC stain performed, an additional bill-only test ID will be reflexed and charged (IHTOA). | Supplies:Immunostain Technical Only Envelope (T693) Specimen Type:Tissue Container/Tube:Immunostain Technical Only Envelope Preferred:2 Unstained positively charged glass slide (25- x 75- x 1-mm) per test ordered; sections 4-microns thick Acceptable:Formalin-fixed, paraffin-embedded tissue block |  | CD43 (cluster of differentiation 43) is expressed by T lymphocytes and myeloid cells including granulocytes and precursors, monocytes, macrophages, histiocytes, plasma cells and megakaryocytes. In normal tonsil, CD43 will mainly show staining in T lymphocytes, histiocytes and plasma cells. |  | This test does not include pathologist interpretation, only technical performance of the stain. If interpretation is required, order PATHC / Pathology Consultation for a full diagnostic evaluation or second opinion of the case. The positive and negative controls are verified as showing appropriate immunoreactivity. If a control tissue is not included on the slide, a scanned image of the relevant quality control tissue is available upon request; call 855-516-8404. Interpretation of this test should be performed in the context of the patient's clinical history and other diagnostic tests by a qualified pathologist. | Age of a cut paraffin section can affect immunoreactivity. Stability thresholds vary widely among published literature and are antigen dependent. Best practice is for paraffin sections to be cut within 6 weeks. | 1. Zargaran M, Baghaei F, Moghimbeigi A, Baghai F. Explanation for different behavior of peripheral and central giant cell granuloma by CD44 and CD34 immunostaining. J Investig Clin Dent. 2019;10(4):e12451. doi:10.1111/jicd.12451 2. Xiong B, Nie Y, Tang Z, Xue M, Zuo X. Prognostic evaluation of ALIP and CD34 immunostaining in IPSS-R subgroups of myelodysplastic syndromes. Pathology. 2017;49(5):526-533. doi:10.1016/j.pathol.2017.05.001 3. Sardina LA, Piliang M, Bergfeld WF. Diagnostic value of CD34 and calretinin immunostaining in the diagnosis of proliferating tricholemmal tumor and trichoblastoma. Int J Dermatol. 2020;59(1):99-102. doi:10.1111/ijd.14461 4. Magaki S, Hojat SA, Wei B, So A, Yong WH. An introduction to the performance of immunohistochemistry. Methods Mol Biol. 2019;1897:289-298. doi:10.1007/978-1-4939-8935-5_25 | Immunohistochemistry on sections of paraffin-embedded tissue.(Unpublished Mayo method) | 1 to 3 days | Until staining is complete. | This test has been cleared, approved, or is exempt by the US Food and Drug Administration and is used per manufacturer's instructions. Performance characteristics were verified by Mayo Clinic in a manner consistent with CLIA requirements. | 88342-TC, primary88341-TC, if additional IHC | CD43 IHC, Tech Only | Order only;no result | 70705 | CD43 IHC, Tech Only | Bill only; no result
CD45I | CD45 Leukocyte Common Antigen (LCA) Immunostain, Technical Component Only | Aiding in distinguishing lymphoma/leukemia from other neoplasms | Immunohistochemistry (IHC) | Yes | CD45 (LCA) IHC, Tech Only | For the initial technical component only immunohistochemical (IHC) stain performed, the appropriate bill-only test ID will be reflexed and charged (IHTOI). For each additional technical component only IHC stain performed, an additional bill-only test ID will be reflexed and charged (IHTOA). | Supplies:Immunostain Technical Only Envelope (T693) Specimen Type:Tissue Container/Tube:Immunostain Technical Only Envelope Preferred:2 Unstained positively charged glass slide (25- x 75- x 1-mm) per test ordered; sections 4-microns thick. Acceptable:Formalin-fixed, paraffin-embedded tissue block |  | CD45 (cluster of differentiation 45) is also called leukocyte common antigen given its shared expression in the vast majority of cells of hematolymphoid lineage. The CD45 antibody used is a cocktail of 2 clones, PD7/26 (detects the CD45RB isoform), and 2B11 (detects a common CD45 protein). CD45 expression is very specific and quite sensitive for cells of hematolymphoid lineage, thus, distinguishing lymphoma/leukemia from other neoplasms. The main exception is classical Hodgkin lymphoma, in which CD45 expression is absent. |  | This test does not include pathologist interpretation, only technical performance of the stain. If interpretation is required, order PATHC / Pathology Consultation for a full diagnostic evaluation or second opinion of the case. The positive and negative controls are verified as showing appropriate immunoreactivity. If a control tissue is not included on the slide, a scanned image of the relevant quality control tissue is available upon request; call 855-516-8404. Interpretation of this test should be performed in the context of the patient's clinical history and other diagnostic tests by a qualified pathologist. | Age of a cut paraffin section can affect immunoreactivity. Stability thresholds vary widely among published literature and are antigen dependent. Best practice is for paraffin sections to be cut within 6 weeks. | 1. D'Cruze L, Dutta R, Rao S, Anuradha R, Varadarajan S, Kuruvilla S. The role of immunohistochemistry in the analysis of the spectrum of small round cell tumours at a tertiary care centre.J Clin Diagn Res. 2013;7(7):1377-1382. doi:10.7860/JCDR/2013/5127.3132 2. O'Malley DP, Auerbach A, Weiss LM. Practical applications in immunohistochemistry: Evaluation of diffuse large B-cell lymphoma and related large B-cell lymphomas.Arch Path Lab Med. 2015;139(9):1094-1107. doi:10.5858/arpa.2014-0451-CP 3. Wang H-Y, Zu Y. Diagnostic algorithm of common mature B-cell lymphomas by immunohistochemistry.Arch Pathol Lab Med. 2017;141(9):1236-1246. doi:10.5858/arpa.2016-0521-RA 4. Magaki S, Hojat SA, Wei B, So A, Yong WH. An introduction to the performance of immunohistochemistry. Methods Mol Biol. 2019;1897:289-298. doi:10.1007/978-1-4939-8935-5_25 | Immunohistochemistry on sections of paraffin-embedded tissue.(Unpublished Mayo method) | 1 to 3 days | Until staining is complete. | This test has been cleared, approved, or is exempt by the US Food and Drug Administration and is used per manufacturer's instructions. Performance characteristics were verified by Mayo Clinic in a manner consistent with CLIA requirements. | 88342-TC, primary88341-TC, if additional IHC | CD45 (LCA) IHC, Tech Only | Order only;no result | 70662 | CD45 (LCA) IHC, Tech Only | Bill only; no result
CEE49 | CD49d Cell Expression Evaluation, Varies | Detecting cell-surface antigens on malignant cells that are potential therapeutic antibody targets, specifically CD49d Determining the eligibility of patients for monoclonal antibody therapies Monitoring response to the therapeutic antibody | Immunophenotyping | Yes | CD49d Cell Expression Evaluation, V | A complete diagnostic B-cell, T-cell, or acute immunophenotyping panel isnotperformed. In some cases, a limited morphologic evaluation will be performed. | Submit only 1 of the following specimens: Specimen Type:Whole Blood Container/Tube: Preferred:Yellow top (ACD solution A or B) Acceptable:Lavender top (EDTA) or Green top (sodium heparin) Specimen Volume:10 mL Collection Instructions: 1. Send specimen in original tube.Do not aliquot 2. Label specimen as blood. Specimen Stability Information:Ambient < or = 4 days/Refrigerated < or =4 days Specimen Type:Bone marrow Container/Tube: Preferred:Yellow top (ACD solution A or B) Acceptable:Lavender top (EDTA) orGreen top (sodium heparin) Specimen Volume:1-5 mL Collection Instructions: 1. Submission of bilateral specimens is not required. 2. Label specimen as bone marrow. 3. Send bone marrow specimen in original tube.Do not aliquot. Specimen Stability Information:Ambient/Refrigerated < or =4 days | Blood: 3 mL Bone Marrow Aspirate: 1 mL | Monoclonal antibodies are critical tools for detecting cellular antigens in various hematologic diseases and are used to provide critical prognostic information (CD49d). Monoclonal antibodies are also used as therapeutic agents in a variety of hematologic diseases. For example: -Anti-CD20 (Rituxan): B-cell malignant lymphomas and multiple myeloma -Anti-CD52 (Campath-1H): B-cell chronic lymphocytic leukemia and T-cell disorders This list will undoubtedly expand over time to include other antibodies. It may be necessary to document expression of these markers by the malignant cells prior to initiating the respective monoclonal antibody therapy. Expression of these markers may also be required for follow-up to monitor the impact of treatment on residual normal counterparts (eg, CD20-positive lymphocytes in patients treated with anti-CD20). The distribution of these cellular antigens is well established in normal, reactive, and in various malignant disorders. The laboratory has several years of experience with therapeutic antibody monitoring of Mayo Clinic patients as part of the routine B-cell, T-cell, or acute immunophenotyping panels. | Normal individuals have B lymphocytes, T lymphocytes, or myeloid cells that express the corresponding cell-surface antigens in question. | The immunophenotyping report will summarize the pattern of antigenic expression on malignant cells and, if appropriate, the normal cellular counterparts that correspond to the therapeutic monoclonal antibody target. | No significant cautionary statements. | 1. Salles G, Barrett M, Foa R, et al. Rituximab in B-cell hematologic malignancies: A review of 20 years of clinical experience. Adv Ther. 2017;34(10):2232-2273. doi:10.1007/s12325-017-0612-x. 2. Braun T, von Jan J, Wahnschaffe L, Herling M. Advances and Perspectives in the Treatment of T-PLL. Curr Hematol Malig Rep. 2020;15(2):113-124. doi:10.1007/s11899-020-00566-5. 3. Piccaluga PP, Cascianelli C, Inghirami G. Tyrosine kinases in nodal peripheral T-cell lymphomas. Front Oncol. 2023;13:1099943. Published 2023 Feb 8. doi:10.3389/fonc.2023.10999434. Amhaz G, Bazarbachi A, El-Cheikh J. Immunotherapy in indolent Non-Hodgkin's Lymphoma. Leuk Res Rep. 2022;17:100325. Published 2022 May 18. doi:10.1016/j.lrr.2022.100325 5. Tissino E, Pozzo F, Benedetti D, et al. CD49d promotes disease progression in chronic lymphocytic leukemia: new insights from CD49d bimodal expression. Blood. 2020;135(15):1244-1254. doi:10.1182/blood.2019003179 | Flow cytometric immunophenotyping of peripheral blood, bone marrow, or tissue-derived lymphocytes is performed to assess the expression of the cell-surface antigen corresponding to the monoclonal antibodytherapeutic target. The following antibody panels will be used: -Anti-CD49d assessment: CD19/CD49d/CD3/CD45 (Keren P, McCoy Jr JP, Carey J, eds. Flow Cytometry in Clinical Diagnosis. 4th ed. ASCP Press; 2007) | 1 to 4 days | 14 days | This test was developed using an analyte specific reagent. Its performance characteristics were determined by Mayo Clinic in a manner consistent with CLIA requirements. This test has not been cleared or approved by the US Food and Drug Administration. | 88184-Flow cytometry; first cell surface, cytoplasmic or nuclear marker88185 x 3-Flow cytometry; additional cell surface, cytoplasmic or nuclear marker88187-Flow Cytometry Interpretation, 2 to 8 Markers | CD49d Cell Expression Evaluation, V | 100993-5 | CK163 | Final Diagnosis | 22637-3
CD5 | CD5 Immunostain, Technical Component Only | Marker of T-cell lineage Phenotyping B-cell lymphomas | Immunohistochemistry (IHC) | Yes | CD5 IHC, Tech Only | For the initial technical component only immunohistochemical (IHC) stain performed, the appropriate bill-only test ID will be reflexed and charged (IHTOI). For each additional technical component only IHC stain performed, an additional bill-only test ID will be reflexed and charged (IHTOA). | Supplies:Immunostain Technical Only Envelope (T693) Specimen Type:Tissue Container/Tube:Immunostain Technical Only Envelope Preferred:2 Unstained positively charged glass slide (25- x 75- x 1-mm) per test ordered; sections 4-microns thick. Acceptable:Formalin-fixed, paraffin-embedded tissue block |  | CD5 (cluster of differentiation 5) is expressed normally on all T cells (one of the pan T-cell antigens). It can be aberrantly expressed by B-cell lymphomas (most commonly mantle-cell lymphoma, B-cell small lymphocytic lymphoma). Expression of CD5 is useful to support T-cell lineage in T-cell lymphomas or to help subclassify B-cell lymphomas. |  | This test does not include pathologist interpretation, only technical performance of the stain. If interpretation is required, order PATHC / Pathology Consultation for a full diagnostic evaluation or second opinion of the case. The positive and negative controls are verified as showing appropriate immunoreactivity. If a control tissue is not included on the slide, a scanned image of the relevant quality control tissue is available upon request; call 855-516-8404. Interpretation of this test should be performed in the context of the patient's clinical history and other diagnostic tests by a qualified pathologist. | Age of a cut paraffin section can affect immunoreactivity. Stability thresholds vary widely among published literature and are antigen dependent. Best practice is for paraffin sections to be cut within 6 weeks. | 1. Selves J, Long-Mira E, Mathieu MC, Rochaix P, Ilie M. Immunohistochemistry for diagnosis of metastatic carcinomas of unknown primary site. Cancer (Basel). 2018;10(4):108. doi:10.3390/cancers10040108 2. Haninger D, Slone S The utility of immunohistochemical staining for CD5 in urothelial carcinoma. American Journal of Clinical Pathology. 2012;138(2):A036 3. Li Y, Hu S, Zuo Z, et al. CD5-positive follicular lymphoma: clinicopathologic correlations and outcome in 88 cases.Mod Pathol.2015;28(6):787-798 4. Magaki S, Hojat SA, Wei B, So A, Yong WH. An introduction to the performance of imunohistochemistry. Methods Mol Biol. 2019;1897:289-298. doi:10.1007/978-1-4939-8935-5_25 | Immunohistochemistry on sections of paraffin-embedded tissue.(Unpublished Mayo method) | 1 to 3 days | Until staining is complete. | This test has been cleared, approved, or is exempt by the US Food and Drug Administration and is used per manufacturer's instructions. Performance characteristics were verified by Mayo Clinic in a manner consistent with CLIA requirements. | 88342-TC, primary88341-TC, if additional IHC | CD5 IHC, Tech Only | Order only;no result | 70709 | CD5 IHC, Tech Only | Bill only; no result
CEE52 | CD52 Cell Expression Evaluation, Varies | Detecting cell-surface antigens on malignant cells that are potential therapeutic antibody targets, specifically CD52 Determining the eligibility of patients for monoclonal antibody therapies Monitoring response to the therapeutic antibody | Immunophenotyping | Yes | CD52 Cell Expression Evaluation, V | A complete diagnostic B-cell, T-cell, or acute immunophenotyping panel isnotperformed. In some cases, a limited morphologic evaluation will be performed. | Submit only 1 of the following specimens: Specimen Type:Whole Blood Container/Tube: Preferred:Yellow top (ACD solution A or B) Acceptable:Lavender top (EDTA) orGreen top (sodium heparin) Specimen Volume:10 mL Collection Instructions: 1. Send specimen in original tube.Do not aliquot. 2. Label specimen as blood. Specimen Stability Information:Ambient/Refrigerated < or =4 days Specimen Type:Bone marrow Container/Tube: Preferred:Yellow top (ACD solution A or B) Acceptable:Lavender top (EDTA) orGreen top (sodium heparin)Specimen Volume:1-5 mL Collection Instructions: 1. Submission of bilateral specimens is not required. 2. Label specimen as bone marrow. 3. Send bone marrow specimen in original tube.Do not aliquot. Specimen Stability Information:Ambient/Refrigerated < or =4 days | Blood: 3 mL Bone Marrow Aspirate: 1 mL | Monoclonal antibodies are critical tools for detecting cellular antigens in various hematologic diseases and are used to provide critical prognostic information (eg, CD49d). Monoclonal antibodies are also used as therapeutic agents in a variety of hematologic diseases. For example: -Anti-CD20 (Rituxan): B-cell malignant lymphomas and multiple myeloma -Anti-CD52 (Campath-1H): B-cell chronic lymphocytic leukemia and T-cell disorders This list will undoubtedly expand over time to include other antibodies. It may be necessary to document expression of these markers by the malignant cells prior to initiating the respective monoclonal antibody therapy. Expression of these markers may also be required for follow-up to monitor the impact of treatment on residual normal counterparts (eg, CD20-positive lymphocytes in patients treated with anti-CD20). The distribution of these cellular antigens is well established in normal, reactive, and in various malignant disorders. The laboratory has several years of experience with therapeutic antibody monitoring of Mayo Clinic patients as part of the routine B-cell, T-cell, or acute immunophenotyping panels. | Normal individuals have B lymphocytes, T lymphocytes, or myeloid cells that express the corresponding cell-surface antigens in question. | The immunophenotyping report will summarize the pattern of antigenic expression on malignant cells and, if appropriate, the normal cellular counterparts that correspond to the therapeutic monoclonal antibody target. | No significant cautionary statements. | 1. Salles G, Barrett M, Foa R, et al. Rituximab in B-cell hematologic malignancies: A review of 20 years of clinical experience. Adv Ther. 2017;34(10):2232-2273. doi:10.1007/s12325-017-0612-x 2. Bachy E, Seymour JF, Feugier P, et al. Sustained progression-free survival benefit of rituximab maintenance in patients with follicular lymphoma: Long-term results of the PRIMA study. J Clin Oncol. 2019;37(31):2815-2824. doi:10.1200/JCO.19.01073 3. Cross M, Dearden C. B and T cell prolymphocytic leukaemia. Best Pract Res Clin Haematol. 2019;32(3):217-228. doi:10.1016/j.beha.2019.06.001 4. Braun T, von Jan J, Wahnschaffe L, Herling M. Advances and perspectives in the treatment of T-PLL. Curr Hematol Malig Rep. 2020;15(2):113-124. doi:10.1007/s11899-020-00566-5 5. Strati P, Parikh SA, Chaffee KG, et al. CD49d associates with nodal presentation and subsequent development of lymphadenopathy in patients with chronic lymphocytic leukaemia. Br J Haematol. 2017;178(1):99-105. doi:10.1111/bjh.14647 | Flow cytometric immunophenotyping of peripheral blood, bone marrow, or tissue-derived lymphocytes is performed to assess the expression of the cell-surface antigen corresponding to the monoclonal antibodytherapeutic target. The following antibody panel will be used: -Anti-CD52 assessment: CD52/CD19/CD3/CD45 (Keren P, McCoy Jr JP, Carey J eds. Flow Cytometry in Clinical Diagnosis. 4th ed. ASCP Press; 2007) | 1 to 4 days | 14 days | This test was developed using an analyte specific reagent. Its performance characteristics were determined by Mayo Clinic in a manner consistent with CLIA requirements. This test has not been cleared or approved by the US Food and Drug Administration. | 88184-Flow cytometry; first cell surface, cytoplasmic or nuclear marker88185 x 3-Flow cytometry; additional cell surface, cytoplasmic or nuclear marker88187-Flow Cytometry Interpretation, 2 to 8 Markers | CD52 Cell Expression Evaluation, V | 100991-9 | CK167 | Final Diagnosis | 22637-3
CD56 | CD56 Immunostain, Technical Component Only | Aiding in the identification of tumors with neuroendocrine differentiation Aiding in the identification of natural killer cell lineage in a subset of lymphomas | Immunohistochemistry (IHC) | Yes | CD56 IHC, Tech Only | For the initial technical component only immunohistochemical (IHC) stain performed, the appropriate billonly test ID will be reflexed and charged (IHTOI). For each additional technical component only IHC stain performed, an additional bill only test ID will be reflexed and charged (IHTOA). | Supplies:Immunostain Technical Only Envelope (T693) Specimen Type:Tissue Container/Tube:Immunostain Technical Only Envelope Preferred:2 Unstained positively charged glass slide (25- x 75- x 1-mm) per test ordered; sections 4-microns thick. Acceptable:Formalin-fixed, paraffin-embedded tissue block |  | CD56 (cluster of differentiation 56) is an adhesion molecule mediating homophilic and heterophilic adhesion in neurons, natural killer cells, and a small subset of CD4- and CD8-positive T cells. It is expressed in tumors with neuroendocrine differentiation (small cell lung carcinoma and neural-derived tumors) or natural killer cell lineage (subset of lymphomas). In normal small intestine, the ganglion cells in the muscle wall and nerves will show strong staining. Scattered lymphocytes may also be positive. |  | This test does not include pathologist interpretation, only technical performance of the stain. If interpretation is required, order PATHC / Pathology Consultation for a full diagnostic evaluation or second opinion of the case. The positive and negative controls are verified as showing appropriate immunoreactivity. If a control tissue is not included on the slide, a scanned image of the relevant quality control tissue is available upon request; call 855-516-8404. Interpretation of this test should be performed in the context of the patient's clinical history and other diagnostic tests by a qualified pathologist. | Age of a cut paraffin section can affect immunoreactivity. Stability thresholds vary widely among published literature and are antigen dependent. Best practice is for paraffin sections to be cut within 6 weeks. | 1. Kerekes D, Visscher DW, Hoskin TL, et al. CD56+ immune cell infiltration and MICA are decreased in breast lobules with fibrocystic changes.Breast Cancer Res Treat. 2018;167(3):649-658. doi:10.1007/s10549-017-4558-0 2. Skaria PE, Ahmed AA, Yin H, Nicol K, Reid KJ, Singh V. Expression of HBME-1 and CD56 in follicular variant of papillary carcinoma in children: An immunohistochemical study and their diagnostic utility.Pathol Res Pract.2019;215(5):880-884. doi:10.1016/j.prp.2019.01.031 3. Moritz AW, Schlumbrecht MP, Nadji M, Pinto A. Expression of neuroendocrine markers in non-neuroendocrine endometrial carcinomas.Pathology. 2019;51(4):369-374. doi:10.1016/j.pathol.2019.02.003 4. Alshenawy HA. Utility of immunohistochemical markers in diagnosis of follicular cell derived thyroid lesions.Pathol Oncol Res. 2014;20(4):819-828. doi:10.1007/s12253-014-9760-3 5. Magaki S, Hojat SA, Wei B, So A, Yong WH. An introduction to the performance of immunohistochemistry. Methods Mol Biol. 2019;1897:289-298. doi:10.1007/978-1-4939-8935-5_25 | Immunohistochemistry on sections of paraffin-embedded tissue.(Unpublished Mayo method) | 1 to 3 days | Until staining is complete. | This test has been cleared, approved, or is exempt by the US Food and Drug Administration and is used per manufacturer's instructions. Performance characteristics were verified by Mayo Clinic in a manner consistent with CLIA requirements. | 88342-TC, primary88341-TC, if additional IHC | CD56 IHC, Tech Only | Order only;no result | 70707 | CD56 IHC, Tech Only | Bill only; no result
CD57 | CD57 Immunostain, Technical Component Only | Marker of natural killer cells and a subset of follicular T helper cells Aiding in the identification of tumors of neuroectodermal origin | Immunohistochemistry (IHC) | Yes | CD57 IHC, Tech Only | For the initial technical component only immunohistochemical (IHC) stain performed, the appropriate bill-only test ID will be reflexed and charged (IHTOI). For each additional technical component only IHC stain performed, an additional bill-only test ID will be reflexed and charged (IHTOA). | Supplies:Immunostain Technical Only Envelope (T693) Specimen Type:Tissue Container/Tube:Immunostain Technical Only Envelope Preferred:2 Unstained positively charged glass slide (25- x 75- x 1-mm) per test ordered; sections 4-microns thick Acceptable:Formalin-fixed, paraffin-embedded tissue block |  | CD57 (cluster of differentiation 57) is present in tumors of neuroectodermal origins: small cell lung carcinoma, carcinoid tumors, adenocarcinomas of the prostate. It is also expressed in normal and hyperplastic prostatic epitheliums as well as in natural killer (NK) cells and a subset of T cells. |  | This test does not include pathologist interpretation, only technical performance of the stain. If interpretation is required, order PATHC / Pathology Consultation for a full diagnostic evaluation or second opinion of the case. The positive and negative controls are verified as showing appropriate immunoreactivity. If a control tissue is not included on the slide, a scanned image of the relevant quality control tissue is available upon request; call 855-516-8404. Interpretation of this test should be performed in the context of the patient's clinical history and other diagnostic tests by a qualified pathologist. | Age of a cut paraffin section can affect immunoreactivity. Stability thresholds vary widely among published literature and are antigen dependent. Best practice is for paraffin sections to be cut within 6 weeks. | 1. Fang J, Li X, Ma D, et al. Prognostic significance of tumor infiltrating immune cells in oral squamous cell carcinoma. BMC Cancer. 2017;17(1):375 2. Greenberg SA, Pinkus JL, Amato AA, Kristensen T, Dorfman DM. Association of inclusion body myositis with T cell large granular lymphocytic leukaemia. Brain. 2016;139(Pt 5):1348-1360 3. David JA, Huang JZ. Diagnostic utility of flow cytometry analysis of reactive T cells in nodular lymphocyte-predominant Hodgkin lymphoma. Am J Clin Pathol. 2016;145(1):107-115 4. Magaki S, Hojat SA, Wei B, So A, Yong WH. An introduction to the performance of immunohistochemistry. Methods Mol Biol. 2019;1897:289-298. doi:10.1007/978-1-4939-8935-5_25 | Immunohistochemistry on sections of paraffin-embedded tissue.(Unpublished Mayo method) | 1 to 3 days | Until staining is complete | This test has been cleared, approved, or is exempt by the US Food and Drug Administration and is used per manufacturer's instructions. Performance characteristics were verified by Mayo Clinic in a manner consistent with CLIA requirements. | 88342-TC, primary88341-TC, if additional IHC | CD57 IHC, Tech Only | Order only;no result | 70708 | CD57 IHC, Tech Only | Bill only; no result
CD61 | CD61 Immunostain, Technical Component Only | Identification of micromegakaryocytes, cytologically abnormal megkaryocytes, and megakaryoblasts | Immunohistochemistry (IHC) | Yes | CD61 IHC, Tech Only | For the initial technical component only immunohistochemical (IHC) stain performed, the appropriate bill-only test ID will be reflexed and charged (IHTOI). For each additional technical component only IHC stain performed, an additional bill-only test ID will be reflexed and charged (IHTOA). | Supplies:Immunostain Technical Only Envelope (T693) Specimen Type:Tissue Container/Tube:Immunostain Technical Only Envelope Preferred:2 Unstained positively charged glass slide (25- x 75- x 1-mm) per test ordered; sections 4-microns thick. Acceptable:Formalin-fixed, paraffin-embedded tissue block |  | Cluster of differentiation 61 (CD61) shows cytoplasmic staining of normal and abnormal megakaryocytes and occasional endothelial cells. Antibodies to CD61 are most useful in recognizing micromegakaryocytes, cytologically abnormal megakaryocytes, and megakaryoblasts in cases of acute megakaryoblastic leukemia, myeloproliferative disorders, and myelodysplastic syndromes. |  | This test does not include pathologist interpretation, only technical performance of the stain. If interpretation is required, order PATHC / Pathology Consultation for a full diagnostic evaluation or second opinion of the case. The positive and negative controls are verified as showing appropriate immunoreactivity. If a control tissue is not included on the slide, a scanned image of the relevant quality control tissue is available upon request; call 855-516-8404. Interpretation of this test should be performed in the context of the patient's clinical history and other diagnostic tests by a qualified pathologist. | Age of a cut paraffin section can affect immunoreactivity. Stability thresholds vary widely among published literature and are antigen dependent. Best practice is for paraffin sections to be cut within 6 weeks. | 1. Klairmont MM, Hoskoppal D, Yadak N, Choi JK. The comparative sensitivity of immunohistochemical markers of megakaryocytic differentiation in acute megakaryoblastic leukemia. Am J Clin Pathol. 2018;150(5):461-467 2. Cicchini M, Chakrabarti R, Kongara S, et al. Autophagy regulator BECN1 suppresses mammary tumorigenesis driven by WNT1 activation and following parity. Autophagy. 2014;10(11):2036-2052. doi:10.4161/auto.34398 3. Gonzalo E, Toldos O, Martíinez-Vidal MP, et al. Clinicopathologic correlations of renal microthrombosis and inflammatory markers in proliferative lupus nephritis. Arthritis Res Ther. 2012 May 28;14(3):R126 4. Magaki S, Hojat SA, Wei B, So A, Yong WH. An introduction to the performance of immunohistochemistry. Methods Mol Biol. 2019;1897:289-298. doi:10.1007/978-1-4939-8935-5_25 | Immunohistochemistry on sections of paraffin-embedded tissue.(Unpublished Mayo method) | 1 to 3 days | Until staining is complete. | This test has been cleared, approved, or is exempt by the US Food and Drug Administration and is used per manufacturer's instructions. Performance characteristics were verified by Mayo Clinic in a manner consistent with CLIA requirements. | 88342-TC, primary88341-TC, if additional IHC | CD61 IHC, Tech Only | Order only;no result | 70710 | CD61 IHC, Tech Only | Bill only; no result
CDKPB | CD68 (KP1) Immunostain, Bone Marrow, Technical Component Only | Aiding in the identification of histocytic and myeloid lineage cells | Immunohistochemistry (IHC) | Yes | Bone Marrow CD68(KP1) IHC, T Only | For the initial technical component only immunohistochemical (IHC) stain performed, the appropriate bill-only test ID will be reflexed and charged (IHTOI). For each additional technical component only IHC stain performed, an additional bill-only test ID will be reflexed and charged (IHTOA). | Supplies:Immunostain Technical Only Envelope (T693) Specimen Type:Tissue Container/Tube:Immunostains Technical Only Envelope Preferred:2 Unstained positively charged glass slides (25- x 75- x 1-mm) per test ordered; sections 4-microns thick; B5 fixed, decalcified, paraffin-embedded bone marrow tissue Acceptable:B5 fixed, decalcified, paraffin-embedded bone marrow tissue block |  | In normal tissues, CD68 KP-1 stains the cytoplasm of the granulocytes and myeloid progenitors in the bone marrow, monocytes, and macrophages, and osteoclasts. KP-1 reacts against a carbohydrate moiety of CD68. Although CD68 KP-1 is primarily used as a histiocytic marker, it is not specific for histiocytes. It can also be expressed in malignant melanoma, granular cell tumors, peripheral nerve sheath tumors, malignant fibrous histiocytoma, and other mesenchymal neoplasms and rare carcinomas. |  | This test does not include pathologist interpretation, only technical performance of the stain. If interpretation is required order PATHC / Pathology Consultation for a full diagnostic evaluation or second opinion of the case. The positive and negative controls are verified as showing appropriate immunoreactivity and documentation is retained at Mayo Clinic Rochester. If a control tissue is not included on the slide, a scanned image of the relevant quality control tissue is available upon request. Contact 855-516-8404. Interpretation of this test should be performed in the context of the patient's clinical history and other diagnostic tests by a qualified pathologist. | This test is optimized for use on B5-fixed, decalcified, paraffin-embedded bone marrow specimens. Age of a cut paraffin section can affect immunoreactivity. Stability thresholds vary widely among published literature and are antigen dependent. Best practice is for paraffin sections to be cut within 6 weeks. | 1. Sanchez-Espiridion B, Martin-Moreno AM, Montalban C, et al: Immunohistochemical markers for tumor associated macrophages and survival in advanced classical Hodgkin's lymphoma. Haematologica. 2012 Jul;97:1080-1084 2. Tan KL, Scott DW, Hong F, et al: Tumor-associated macrophages predict inferior outcomes in classic Hodgkin lymphoma: a correlative study from the E2496 Intergroup trial. Blood. 2012 Oct 18;120(16):3280-3287 3. Mehra N, Schnatiwinkel C, Ergon L, et al: Comparison of multiplexed imaging mass cytometry in FFPE tissue to monoplex immunohistochemistry. Tumor Biology. 2018;78(13):3037 | Immunohistochemistry on sections of paraffin-embedded tissue.(Unpublished Mayo method) | 1 to 3 days | Until staining is complete. | This test has been cleared, approved, or is exempt by the US Food and Drug Administration and is used per manufacturer's instructions. Performance characteristics were verified by Mayo Clinic in a manner consistent with CLIA requirements. | 88342-TC, primary88341-TC, if additional IHC | Bone Marrow CD68(KP1) IHC, T Only | Order only;no result | 603210 | Bone Marrow CD68(KP1) IHC, T Only | Bill only; no result
CDKP1 | CD68 (KP1) Immunostain, Tissue, Technical Component Only | Aiding in the identification of histocytic and myeloid lineage cells | Immunohistochemistry (IHC) | Yes | CD68 (KP1) IHC, Tech Only | For the initial technical component only immunohistochemical (IHC) stain performed, the appropriate bill-only test ID will be reflexed and charged (IHTOI). For each additional technical component only IHC stain performed, an additional bill-only test ID will be reflexed and charged (IHTOA). | Supplies:Immunostain Technical Only Envelope (T693) Specimen Type:Tissue Container/Tube:Immunostain Technical Only Envelope Preferred:2 Unstained positively charged glass slide (25- x 75- x 1-mm) per test ordered; sections 4-microns thick Acceptable:Formalin-fixed, paraffin-embedded tissue block |  | In normal tissues, CD68 KP-1 stains the cytoplasm of the granulocytes and myeloid progenitors in the bone marrow, monocytes and macrophages, and osteoclasts. KP-1 reacts against a carbohydrate moiety of CD68. Although CD68 KP-1 is primarily used as a histiocytic marker, it is not specific for histiocytes. It can also be expressed in malignant melanoma, granular cell tumors, peripheral nerve sheath tumors, malignant fibrous histiocytoma, and other mesenchymal neoplasms, and rare carcinomas. |  | This test does not include pathologist interpretation, only technical performance of the stain. If interpretation is required, order PATHC / Pathology Consultation for a full diagnostic evaluation or second opinion of the case. The positive and negative controls are verified as showing appropriate immunoreactivity. If a control tissue is not included on the slide, a scanned image of the relevant quality control tissue is available upon request; call 855-516-8404. Interpretation of this test should be performed in the context of the patient's clinical history and other diagnostic tests by a qualified pathologist. | Age of a cut paraffin section can affect immunoreactivity. Stability thresholds vary widely among published literature and are antigen dependent. Best practice is for paraffin sections to be cut within 6 weeks. | 1. Sanchez-Espiridion B, Martin-Moreno AM, Montalban C, et al. Immunohistochemical markers for tumor associated macrophages and survival in advanced classical Hodgkin's lymphoma. Haematologica. 2012;97:1080-1088 2. Tan KL, Scott DW, Hong F, et al. Tumor-associated macrophages predict inferior outcomes in classic Hodgkin lymphoma. A correlative study from the E2496 intergroup Trial. Blood. 2012;120(18):3280-3287 3. Mehra N, Schnatiwinkel C, Ergon L, et al. Comparison of multiplexed imaging mass cytometry in FFPE tissue to monoplex immunohistochemistry. Tumor Biology. 2018;78(13):3037 4. Magaki S, Hojat SA, Wei B, So A, Yong WH. An introduction to the performance of immunohistochemistry. Methods Mol Biol. 2019;1897:289-298. doi:10.1007/978-1-4939-8935-5_25 | Immunohistochemistry on sections of paraffin-embedded tissue.(Unpublished Mayo method) | 1 to 3 days | Until staining is complete. | This test has been cleared, approved, or is exempt by the US Food and Drug Administration and is used per manufacturer's instructions. Performance characteristics were verified by Mayo Clinic in a manner consistent with CLIA requirements. | 88342-TC, primary88341-TC, if additional IHC | CD68 (KP1) IHC, Tech Only | Order only;no result | 70798 | CD68 (KP1) IHC, Tech Only | Bill only; no result
PGM1 | CD68 (PG-M1) Immunostain, Technical Component Only | Identification of monocytic differentiation Phenotyping hematolymphoid neoplasms that are suspected to represent histiocytic sarcomas | Immunohistochemistry (IHC) | Yes | CD68 (PG-M1) IHC, Tech Only | For the initial technical component only immunohistochemical (IHC) stain performed, the appropriate bill-only test ID will be reflexed and charged (IHTOI). For each additional technical component only IHC stain performed, an additional bill-only test ID will be reflexed and charged (IHTOA). | Supplies:Immunostain Technical Only Envelope (T693) Specimen Type:Tissue Container/Tube:Immunostain Technical Only Envelope Preferred:2 Unstained positively charged glass slide (25- x 75- x 1-mm) per test ordered; sections 4-microns thick. Acceptable:Formalin-fixed, paraffin-embedded tissue block |  | In normal tissues, CD68 (cluster of differentiation) PG-M1 stains monocytes, macrophages and, to a lesser extent, neutrophils in a cytoplasmic granular staining pattern. It has greater specificity for monocytes and macrophages than does KP-1 but its immunohistochemical staining pattern in non-hematolymphoid tumors has not been studied as extensively as CD68 KP-1. Diagnostically, CD68 PG-M1 is usually applied to cases of acute leukemia to demonstrate monocytic differentiation and to cases of hematolymphoid neoplasms that are suspected to represent histiocytic sarcomas. |  | This test does not include pathologist interpretation, only technical performance of the stain. If interpretation is required, order PATHC / Pathology Consultation for a full diagnostic evaluation or second opinion of the case. The positive and negative controls are verified as showing appropriate immunoreactivity. If a control tissue is not included on the slide, a scanned image of the relevant quality control tissue is available upon request; call 855-516-8404. Interpretation of this test should be performed in the context of the patient's clinical history and other diagnostic tests by a qualified pathologist. | Age of a cut paraffin section can affect immunoreactivity. Stability thresholds vary widely among published literature and are antigen dependent. Best practice is for paraffin sections to be cut within 6 weeks. | 1. Sanchez-Espiridion B, Martin-Moreno AM, Montalban C, et al. Immunohistochemical markers for tumor associated macrophages and survival in advanced classical Hodgkin's lymphoma. Haematologica. 2012;97:1080-1084 2. Tan KL, Scott DW, Hong F, et al. Tumor-associated macrophages predict inferior outcomes in classic Hodgkin lymphoma. A correlative study from the E2496 intergroup trial. Blood. 2012;120(18):3280-3287 3. Wobser M, Roth S, Reinartz T, Rosenwald A, Goebeler M, Geissinger E. CD68 expression is a discriminative feature of indolent cutaneous CD8-positive lymphoid proliferation and distinguishes this lymphoma subtype from other CD8-positive cutaneous lymphomas. Br J Dermatol. 2015;172(6):1573-1580. doi:10.1111/bjd.13628 4. Magaki S, Hojat SA, Wei B, So A, Yong WH. An Introduction to the performance of immunohistochemistry. Methods Mol Biol. 2019;1897:289-298. doi:10.1007/978-1-4939-8935-5_25 | Immunohistochemistry on sections of paraffin-embedded tissue.(Unpublished Mayo method) | 1 to 3 days | Until staining is complete. | This test has been cleared, approved, or is exempt by the US Food and Drug Administration and is used per manufacturer's instructions. Performance characteristics were verified by Mayo Clinic in a manner consistent with CLIA requirements. | 88342-TC, primary88341-TC, if additional IHC | CD68 (PG-M1) IHC, Tech Only | Order only;no result | 70848 | CD68 (PG-M1) IHC, Tech Only | Bill only; no result
CD7 | CD7 Immunostain, Technical Component Only | Identification of T cells and natural killer cells | Immunohistochemistry (IHC) | Yes | CD7 IHC, Tech Only | For the initial technical component only immunohistochemical (IHC) stain performed, the appropriate bill-only test ID will be reflexed and charged (IHTOI). For each additional technical component only IHC stain performed, an additional bill-only test ID will be reflexed and charged (IHTOA). | Supplies:Immunostain Technical Only Envelope (T693) Specimen Type:Tissue Container/Tube:Immunostain Technical Only Envelope Preferred:2 Unstained positively charged glass slide (25- x 75- x 1-mm) per test ordered; sections 4-microns thick. Acceptable:Formalin-fixed, paraffin-embedded tissue block |  | CD7 (cluster of differentiation) is expressed normally on all T cells and natural killer cells. Expression of CD7 can be aberrantly lost in T-cell lymphomas, providing support for a diagnosis of T-cell lymphoma. |  | This test does not include pathologist interpretation, only technical performance of the stain. If interpretation is required, order PATHC / Pathology Consultation for a full diagnostic evaluation or second opinion of the case. The positive and negative controls are verified as showing appropriate immunoreactivity. If a control tissue is not included on the slide, a scanned image of the relevant quality control tissue is available upon request; call 855-516-8404. Interpretation of this test should be performed in the context of the patient's clinical history and other diagnostic tests by a qualified pathologist. | Age of a cut paraffin section can affect immunoreactivity. Stability thresholds vary widely among published literature and are antigen dependent. Best practice is for paraffin sections to be cut within 6 weeks. | 1. Chu PG, Arber DA, Weiss LM. Expression of T/NK-cell and plasma cell antigens in non hematopoietic epithelioid neoplasms. An Immunohistochemical Study of 447 Cases. Am J Clin Pathol. 2003;120:64-70 2. Dunphy CH: Applications of flow cytometry and immunohistochemistry to diagnostic hematopathology. Arch Pathol Lab Med. 2004;128:1004-1022 3. Higgins RA, Blankenship JE, Kinney MC. Application of immunohistochemistry in the diagnosis of non-Hodgkin and Hodgkin lymphoma. Archives of Pathology and Laboratory Medicine 2008;132(3):441-461 4. Magaki S, Hojat SA, Wei B, So A, Yong WH. An introduction to the performance of immunohistochemistry. Methods Mol Biol. 2019;1897:289-298. doi:10.1007/978-1-4939-8935-5_25 | Immunohistochemistry on sections of paraffin-embedded tissue.(Unpublished Mayo method) | 1 to 3 days | Until staining is complete. | This test has been cleared, approved, or is exempt by the US Food and Drug Administration and is used per manufacturer's instructions. Performance characteristics were verified by Mayo Clinic in a manner consistent with CLIA requirements. | 88342-TC, primary88341-TC, if additional IHC | CD7 IHC, Tech Only | Order only;no result | 70712 | CD7 IHC, Tech Only | Bill only; no result
CD71 | CD71 Immunostain, Technical Component Only | Assessment of erythroid lineage | Immunohistochemistry (IHC) | Yes | CD71 IHC, Tech Only | For the initial technical component only immunohistochemical (IHC) stain performed, the appropriate bill-only test ID will be reflexed and charged (IHTOI). For each additional technical component only IHC stain performed, an additional bill-only test ID will be reflexed and charged (IHTOA). | Supplies:Immunostain Technical Only Envelope (T693) Specimen Type:Tissue Container/Tube:Immunostain Technical Only Envelope Preferred:2 Unstained positively charged glass slide (25- x 75- x 1-mm) per test ordered; sections 4-microns thick. Acceptable:Formalin-fixed, paraffin-embedded tissue block |  | The transferrin receptor, CD71 (cluster of differentiation 71), is highly expressed on the surface of cells of the erythroid lineage and mediates the uptake of transferrin-iron complexes. Transferrin receptor expression levels are highest in early erythroid precursors through the intermediate normoblast phase, expression then decreases through the reticulocyte phase. |  | This test does not include pathologist interpretation, only technical performance of the stain. If interpretation is required, order PATHC / Pathology Consultation for a full diagnostic evaluation or second opinion of the case. The positive and negative controls are verified as showing appropriate immunoreactivity. If a control tissue is not included on the slide, a scanned image of the relevant quality control tissue is available upon request; call 855-516-8404. Interpretation of this test should be performed in the context of the patient's clinical history and other diagnostic tests by a qualified pathologist. | Age of a cut paraffin section can affect immunoreactivity. Stability thresholds vary widely among published literature and are antigen dependent. Best practice is for paraffin sections to be cut within 6 weeks. | 1. Luchini C, Parcesepe P, Nottegar A, et al. CD71 in gestational pathology: A versatile immunohistochemical marker with new possible applications.Appl Immunohistochem Mol Morph.2016;24(3):215-220 2. Menon V, Thomas R, Elgueta C, et al. Comprehensive cell surface antigen analysis identifies transferrin receptor protein-1 (CD71) as a negative selection marker for human neuronal cells. Stem Cells. 2019;37(10):1293-1306 3. Chan KT, Choi MY, Lai KK, et al. Overexpression of transferrin receptor CD71 and its tumorigenic properties in esophageal squamous cell carcinoma. Oncol Rep. 2014;31(3):1296-1304 4. Magaki S, Hojat SA, Wei B, So A, Yong WH. An introduction to the performance of immunohistochemistry. Methods Mol Biol. 2019;1897:289-298. doi:10.1007/978-1-4939-8935-5_25 | Immunohistochemistry on sections of paraffin-embedded tissue.(Unpublished Mayo method) | 1 to 3 days | Until staining is complete. | This test has been cleared, approved, or is exempt by the US Food and Drug Administration and is used per manufacturer's instructions. Performance characteristics were verified by Mayo Clinic in a manner consistent with CLIA requirements. | 88342-TC, Primary88341-TC, If additional IHC | CD71 IHC, Tech Only | Order only;no result | 70711 | CD71 IHC, Tech Only | Bill only; no result
CD79 | CD79a Immunostain, Technical Component Only | Phenotyping leukemias and lymphomas | Immunohistochemistry (IHC) | Yes | CD79a IHC, Tech Only | For the initial technical component only immunohistochemical (IHC) stain performed, the appropriate bill-only test ID will be reflexed and charged (IHTOI). For each additional technical component only IHC stain performed, an additional bill-only test ID will be reflexed and charged (IHTOA). | Supplies:Immunostain Technical Only Envelope (T693) Specimen Type:Tissue Container/Tube:Immunostain Technical Only Envelope Preferred:2 Unstained positively charged glass slide (25- x 75- x 1-mm) per test ordered; sections 4-microns thick. Acceptable:Formalin-fixed, paraffin-embedded tissue block |  | CD79a (cluster of differentiation 79a) stains the cytoplasm and membrane of B lymphocytes and megakaryocytes. CD79a is a protein expressed on the surface of B lymphocytes at all stages of maturation, from B-lymphocyte precursors through plasma cells. Its function is to transduce the signal of antigen binding to immunoglobulin into the cytoplasm of the B lymphocyte initiating intracellular signaling. Antibodies to CD79a are diagnostically useful to demonstrate B-cell lineage of acute lymphoblastic leukemia, malignant lymphomas, and chronic lymphoproliferative disorders. |  | This test does not include pathologist interpretation, only technical performance of the stain. If interpretation is required, order PATHC / Pathology Consultation for a full diagnostic evaluation or second opinion of the case. The positive and negative controls are verified as showing appropriate immunoreactivity. If a control tissue is not included on the slide, a scanned image of the relevant quality control tissue is available upon request; call 855-516-8404. Interpretation of this test should be performed in the context of the patient's clinical history and other diagnostic tests by a qualified pathologist. | Age of a cut paraffin section can affect immunoreactivity. Stability thresholds vary widely among published literature and are antigen dependent. Best practice is for paraffin sections to be cut within 6 weeks. | 1. Khurana S, Melody ME, Ketterling RP, et al. Molecular and phenotypic characterization of an early T-cell precursor acute lymphoblastic lymphoma harboring PICALM-MLLT10 fusion with aberrant expression of B-cell antigens.Cancer Genet. 2020;240:40-44. doi:10.1016/j.cancergen.2019.11.002 2. Menter T, Lundberg P, Wenzel F, et al. RUNX1 mutations can lead to aberrant expression of CD79a and PAX5 in acute myelogenous leukemias: A potential diagnostic pitfall.Pathobiology. 2019;86(2-3):162-166. doi:10.1159/000493688 3. Matnani RG, Stewart RL, Pulliam J, Jennings CD, Kesler M. Peripheral T-cell lymphoma with aberrant expression of CD19, CD20, and CD79a: Case report and literature review..Case Rep Hematol. 2013;2013:183134. doi:10.1155/2013/183134 4. Magaki S, Hojat SA, Wei B, So A, Yong WH. An introduction to the performance of immunohistochemistry. Methods Mol Biol. 2019;1897:289-298. doi:10.1007/978-1-4939-8935-5_25 | Immunohistochemistry on sections of paraffin-embedded tissue.(Unpublished Mayo method) | 1 to 3 days | Until staining is complete. | This test has been cleared, approved, or is exempt by the US Food and Drug Administration and is used per manufacturer's instructions. Performance characteristics were verified by Mayo Clinic in a manner consistent with CLIA requirements. | 88342-TC, primary88341-TC, if additional IHC | CD79a IHC, Tech Only | Order only;no result | 70731 | CD79a IHC, Tech Only | Bill only; no result
CD8I | CD8 Immunostain, Technical Component Only | Identification of cytotoxic T cells | Immunohistochemistry (IHC) | Yes | CD8 IHC, Tech Only | For the initial technical component only immunohistochemical (IHC) stain performed, the appropriate bill-only test ID will be reflexed and charged (IHTOI). For each additional technical component only IHC stain performed, an additional bill-only test ID will be reflexed and charged (IHTOA). | Supplies:Immunostain Technical Only Envelope (T693) Specimen Type:Tissue Container/Tube:Immunostain Technical Only Envelope Preferred:2 Unstained positively charged glass slide (25- x 75- x 1-mm) per test ordered; sections 4-microns thick. Acceptable:Formalin-fixed, paraffin-embedded tissue block |  | CD8 (cluster of differentiation 8) is expressed in a subset of T cells (cytotoxic T cells). Antibodies to CD8 are useful diagnostically to demonstrate cytotoxic T-lymphocyte lineage of lymphomas and chronic lymphoproliferative disorders. |  | This test does not include pathologist interpretation, only technical performance of the stain. If interpretation is required, order PATHC / Pathology Consultation for a full diagnostic evaluation or second opinion of the case. The positive and negative controls are verified as showing appropriate immunoreactivity. If a control tissue is not included on the slide, a scanned image of the relevant quality control tissue is available upon request; call 855-516-8404. Interpretation of this test should be performed in the context of the patient's clinical history and other diagnostic tests by a qualified pathologist. | Age of a cut paraffin section can affect immunoreactivity. Stability thresholds vary widely among published literature and are antigen dependent. Best practice is for paraffin sections to be cut within 6 weeks. | 1. Tewari N, Zaitoun AM, Arora A, Madhusudan S, Ilyas M, Lobo DN: The presence of tumour-associated lymphocytes confers a good prognosis in pancreatic ductal adenocarcinoma: an immunohistochemical study of tissue microarrays. BMC Cancer. 2013;13:436 2. Oguejiofor K, Hall J, Slater C, et al. Stromal infiltration of CD8 T cells is associated with improved clinical outcome in HPV-positive oropharyngeal squamous carcinoma. Br J Cancer. 2015;113(6):886-893 3. Paulson KG,Iyer JG, Simonson WT, et al. CD8+ lymphocyte intratumoral infiltration as a stage-independent predictor of Merkel cell carcinoma survival: a population-based study. Am J Clin Pathol. 2014;142(4):452-458 4. Magaki S, Hojat SA, Wei B, So A, Yong WH. An introduction to the performance of immunohistochemistry. Methods Mol Biol. 2019;1897:289-298. doi:10.1007/978-1-4939-8935-5_25 | Immunohistochemistry on sections of paraffin-embedded tissue.(Unpublished Mayo method) | 1 to 3 days | Until staining is complete. | This test has been cleared, approved, or is exempt by the US Food and Drug Administration and is used per manufacturer's instructions. Performance characteristics were verified by Mayo Clinic in a manner consistent with CLIA requirements. | 88342-TC, primary88341-TC, if additional IHC | CD8 IHC, Tech Only | Order only;no result | 70713 | CD8 IHC, Tech Only | Bill only; no result
GLICP | CD8 T-Cell Immune Competence Panel, Global, Whole Blood | Determining over immunosuppression within the CD8 T-cell compartment, when used on transplant recipients and patients with autoimmune disorders receiving therapy with immunosuppressant agents | Flow Cytometry | No | CD8 Immune Competence Panel | When multiple specimen types are required to perform a panel of tests, the laboratory will perform the tests for which the appropriate specimen type was received, and the laboratory will cancel those for which the appropriate specimen was not received. | Two separate whole blood specimens, EDTA and (possibly 2 tubes) sodium heparin, are required. For serial monitoring,it is recommended that specimens are collected at the same time of day. Supplies:Ambient Shipping Box-Critical Specimens Only (T668) Specimen Type:EDTA whole blood Container/Tube:Lavender top (EDTA) Specimen Volume:3 mL Collection Instructions: 1. Send whole blood specimen in original tube.Do not aliquot. 2. Label specimen as TBBS / Quantitative Lymphocyte Subsets: T, B, and Natural Killer (NK) Cells, Blood Additional Information:For serial monitoring, it is recommended that specimen collection be performed at the same time of day. Specimen Type:Sodium heparin whole blood Container/Tube:Green top (sodium heparin) Specimen Volume:15 mL Collection Instructions: 1. Send whole blood specimen in original tube.Do not aliquot. 2. Label specimen as GLIC / CD8 T-Cell Immune Competence, Global, Blood | Sodium heparin whole blood: 10 mL EDTA whole blood: 1 mL | CD8 T cells play an important role in the immune response to viral or intracellular infectious agents, as well as antitumor immunity and immune surveillance. Upon activation, CD8 T cells mediate a variety of effector functions, including cytokine secretion and cytotoxicity. Interferon-gamma (IFN-gamma) is one of the early cytokines produced by CD8 T cells; it is released within a few hours of activation.(1) The cytotoxic function is mediated by the contents of the cytolytic granules.(1) Cell-surface mobilization of the cytolytic granule components, CD107a and CD107b, also known as lysosome-associated membrane proteins LAMP-1 and LAMP-2, occurs when CD8 T cells mediate their cytolytic function and degranulate.(2) CD8 T-cell activation occurs either through the T-cell receptor peptide major histocompatibility complex or by use of a mitogen (eg, phorbol myristate acetate and the calcium ionophore ionomycin). Mitogen-mediated activation is antigen nonspecific. Impairment of global CD8 T-cell activation (due to inherent cellular immunodeficiency or as a consequence of over-immunosuppression by therapeutic agents) results in reduced production of IFN-gamma and other cytokines, reduced cytotoxic function, and increased risk for developing infectious complications. Agents associated with over-immunosuppression include the calcineurin inhibitors (eg, cyclosporine A, FK506 [Prograf/tacrolimus], and rapamycin [sirolimus]), antimetabolites (eg, mycophenolate mofetil), and thymoglobulin. Immunosuppression is most commonly used for allograft maintenance in solid-organ transplant recipients, to prevent graft-versus-host disease in allogeneic hematopoietic stem cell transplant patients, and to treat patients with autoimmune diseases. In these settings, reducing the risk for developing infectious complications as a result of over-immunosuppression is a clinical challenge. Therapeutic drug monitoring is routinely used in the transplant practice to avoid overtreatment and to determine patient compliance. However, the levels of drugs measured in blood specimens do not directly correlate with the administered dose due to individual pharmacokinetic differences.(3) Furthermore, drug levels may not necessarily correlate with biological activity of the drug. Consequently, it may be beneficial to consider modification of the immunosuppression regimen based on the patient's level of functional immune competence. This assay provides a means to evaluate over-immunosuppression within the CD8 T-cell compartment (global CD8 T-cell function). Intracellular IFN-gamma expression is a marker for CD8 T-cell activation. Surface CD107a and CD107b are markers for cytotoxic function. This test may be most useful when ordered at the end of induction immunosuppression and 2 to 3 months after maintenance immunosuppression to ensure that global CD8 T-cell function is not compromised. The test may also provide value when immunosuppression is increased to halt or prevent graft rejection, to provide information on a balance between over-immunosuppression with subsequent infectious comorbidities and under-immunosuppression with resultant graft rejection. The absolute counts of lymphocyte subsets are known to be influenced by a variety of biological factors, including hormones, the environment, and temperature. The studies on diurnal (circadian) variation in lymphocyte counts have demonstrated progressive increase in CD4 T-cell count throughout the day, while CD8 T cells and CD19+ B cells increase between 8.30 a.m. and noon with no change between noon and afternoon. Natural killer-cell counts, on the other hand, are constant throughout the day.(4) Circadian variations in circulating T-cell counts have been shown to be negatively correlated with plasma cortisol concentration.(5-7) In fact, cortisol and catecholamine concentrations control distribution and therefore, numbers of naive versus effector CD4 and CD8 T cells.(5) It is generally accepted that lower CD4 T-cell counts are seen in the morning compared to the evening(8) and during summer compared to winter.(9) These data, therefore, indicate that timing and consistency in timing of blood collection is critical when serially monitoring patients for lymphocyte subsets. | The appropriate age-related reference values will be provided on the report. | Interferon-gamma (IFN-gamma) and CD107a and CD107b expression below the defined reference range are consistent with a global impairment in CD8 T-cell function, most likely due to over immunosuppression. IFN-gamma, CD107a, and CD107b levels greater than the defined reference range are unlikely to have any clinical significance. | This assay is specific only for CD8 T cells; it does not provide information for overall T-cell competence. Further studies are needed to determine if, within the reference range, certain levels of interferon-gamma, CD107a, and CD107b expression confer greater or lesser degrees of risk for infectious disease. Timing and consistency in timing of blood collection are critical when serially monitoring patients for lymphocyte subsets. See Clinical Information | 1. Betts MR, Casaza JP, Patterson BA, et al. Putative immunodominant human immunodeficiency virus-specific CD8(+) T-cell responses cannot be predicted by MHC class I haplotype. J Virol. 2000;74(19):9144-9151. doi:10.1128/jvi.74.19.9144-9151.2000 2. Peters PJ, Borst J, Oorschot V, et al. Cytotoxic T-lymphocyte granules are secretory lysosomes, containing both perforin and granzymes. J Exp Med. 1991;173(5):1099-1109. doi:10.1084/jem.173.5.1099 3. Venkataramanan R, Shaw LM, Sarkozi L, et al. Clinical utility of monitoring tacrolimus blood concentrations in liver transplant patients. J Clin Pharmacol. 2001;41(5):542-551. doi:10.1177/00912700122010429 4. Carmichael KF, Abayomi A. Analysis of diurnal variation of lymphocyte subsets in healthy subjects and its implication in HIV monitoring and treatment. 15th Intl Conference on AIDS, Bangkok, Thailand, 2004, Abstract # B11052 5. Dimitrov S, Benedict C, Heutling D, Westermann J, Born J, Lange T. Cortisol and epinephrine control opposing circadian rhythms in T cell subsets. Blood. 2009;113(21):5134-5143. doi:10.1182/blood-2008-11-190769 6. Dimitrov S, Lange T, Nohroudi K, Born J. Number and function of circulating human antigen presenting cells regulated by sleep. Sleep. 2007;30(4):401-411. doi:10.1093/sleep/30.4.401 7. Kronfol Z, Nair M, Zhang Q, Hill EE, Brown MB. Circadian immune measures in healthy volunteers: Relationship to hypothalamic-pituitary-adrenal axis hormones and sympathetic neurotransmitters. Pyschosom Med. 1997;59(1):42-50. doi:10.1097/00006842-199701000-00006 8. Malone JL, Simms TE, Gray GC, Wagner KF, Burge JR, Burke DS. Sources of variability in repeated T-helper lymphocyte counts from HIV 1-infected patients: total lymphocyte count fluctuations and diurnal cycle are important. J Acquir Immune Defic Syndr (1988). 1990;3(2):144-151 9. Paglieroni TG, Holland PV. Circannual variation in lymphocyte subsets, revisited. Transfusion. 1994;34(6):512-516 10. Cabral-Marques O, Schimke LF, de Oliveira EB Jr, et al. Flow cytometry contributions for the diagnosis and immunopathological characterization of primary immunodeficiency diseases with immune dysregulation. Front Immunol. 2019;10:2742. doi:10.3389/fimmu.2019.02742 11. Meesing A, Abraham RS, Razonable RR. Clinical correlation of cytomegalovirus infection with CMV-specific CD8+ T-cell immune competence score and lymphocyte subsets in solid organ transplant recipients. Transplantation. 2019;103(4):832-838. doi:10.1097/TP.0000000000002396 | CD8 T-Cell Immune Competence, Global: Peripheral blood mononuclear cells (PBMC), which contain CD8 T cells, are stimulated with a mixture of phorbol myristate acetate and ionomycin, and with stimulatory signals derived using antibodies against the costimulatory molecules CD28/CD49d. The cells are simultaneously treated with a mixture of brefeldin A and monensin, which blocks extracellular secretion of interferon-gamma (IFN-gamma), enabling intracellular retention and detection of the protein. PBMC that have not been stimulated are used as a control to determine the background levels of IFN-gamma and CD107a and CD107b. The cells are analyzed on the Becton Dickinson FACS Canto flow cytometer, and analysis involves gating (defining) of the CD8 T cells using an antihuman CD8 antibody. Specific IFN-gamma, CD107a, and CD107b signals are determined within the "gated" CD8 T-cell population. Global CD8 T-cell immune competence is measured by the amount of IFN-gamma produced (CD8 T-cell functional activity) and surface expression of CD107a and CD107b (cytotoxicity assessment) relative to the unstimulated control and is interpreted on the basis of the reference range determined from healthy adult donors.(Unpublished Mayo method) Quantitative Lymphocyte Subsets: T, B, and Natural Killer: The T, B, and natural killer-cell surface marker assay uses monoclonal antibodies to identify the various membrane antigens, and flow cytometry to enumerate the number of cells expressing these differentiation antigens.CD14 is used to exclude monocytes, thereby improving accuracy and enhancing the purity of the lymphocyte population.The results are reported as the percent of lymphocytes that are total T cells (CD3+), CD3+CD4+ T cells, CD3+CD8+ T cells, natural killer (CD16+56+, CD3-), and B-lymphocytes (CD19+), and the absolute number of each cell type per mL of blood. The assay is a 7-color no-wash procedure and the absolute counts are calculated from internal bead standards. In addition, the total lymphocyte count and the CD4:CD8 ratio are reported.(Hoffman RA, Kung PC, Hansen WP, Goedstien G. Simple and rapid measurement of human T lymphocytes and their subclasses in peripheral blood. Proc Natl Acad Sci USA. 1980:77(8):4914-4917; Mandy FF, Nicholson JK, McDougal JS; CDC. Guidelines for performing single-platform absolute CD4+ T-cell determinations with CD45 gating for persons infected with human immunodeficiency virus. Centers for Disease Control and Prevention. MMWR Recomm Rep. 2003;52(RR-2):1-13) | 3 to 6 days | EDTA whole blood: 4 days; Peripheral blood mononuclear cells: 7 days | This test was developed using an analyte specific reagent. Its performance characteristics were determined by Mayo Clinic in a manner consistent with CLIA requirements. This test has not been cleared or approved by the US Food and Drug Administration. | 86355-B cells, total count86357-Natural killer (NK) cells, total count86359-T cells, total count86360-Absolute CD4/CD8 count with ratio86356 x 2 | CD8 Immune Competence Panel | 80721-4 | 6657 | Comment | 80722-2
GLIC | CD8 T-Cell Immune Competence, Global, Blood | Determining overimmunosuppression within the CD8 T-cellcompartment, when used on transplant recipients and patients withautoimmune disorders receiving therapy with immunosuppressantagents | Flow Cytometry | No | CD8 Immune Competence, B | WB Sodium Heparin | Supplies:Ambient Shipping Box-Critical Specimens Only (T668) Container/Tube:Green top (sodium heparin) Specimen Volume:15 mL Collection Instructions:Send whole blood specimen in original tube.Do not aliquot. | 10 mL | The CD8 T cells play an important role in the immune response to viral or intracellular infectious agents, as well as antitumor immunity and immune surveillance. Upon activation, CD8 T cells mediate a variety of effector functions, including cytokine secretion and cytotoxicity. Interferon-gamma (IFN-gamma) is one of the early cytokines produced by CD8 T cells; it is released within a few hours of activation.(1) The cytotoxic function is mediated by the contents of the cytolytic granules.(1) Cell-surface mobilization of the cytolytic granule components, CD107a and CD107b, also known as lysosome-associated membrane proteins LAMP-1 and LAMP-2, occurs when CD8 T cells mediate their cytolytic function and degranulate.(2) CD8 T-cell activation occurs either through the T-cell receptor peptide-major histocompatibility complex or by use of a mitogen (eg, phorbol myristate acetate and the calcium ionophore ionomycin). Mitogen-mediated activation is antigen nonspecific. Impairment of global CD8 T-cell activation (due to inherent cellular immunodeficiency or as a consequence of overimmunosuppression by therapeutic agents) results in reduced production of IFN-gamma and other cytokines, reduced cytotoxic function, and increased risk for developing infectious complications. Agents associated with overimmunosuppression include the calcineurin inhibitors (eg, cyclosporine A, FK506 [Prograf/tacrolimus], and rapamycin [sirolimus]), antimetabolites (eg, mycophenolate mofetil), and thymoglobulin. Immunosuppression is most commonly used for allograft maintenance in solid organ transplant recipients, to prevent graft-versus-host disease in allogeneic hematopoietic stem cell transplant patients and to treat patients with autoimmune diseases. In these settings, reducing the risk for developing infectious complications as a result of overimmunosuppression is a clinical challenge. Therapeutic drug monitoring is routinely used in the transplant practice to avoid overtreatment and to determine patient compliance. But, the levels of drugs measured in blood do not directly correlate with the administered dose due to individual pharmacokinetic differences.(3) Furthermore, drug levels may not necessarily correlate with biological activity of the drug. Consequently, it may be beneficial to consider modification of the immunosuppression regimen based on the patient's level of functional immune competence. This assay provides a means to evaluate overimmunosuppression within the CD8 T-cell compartment (global CD8 T-cell function). Intracellular IFN-gamma expression is a marker for CD8 T-cell activation. Surface CD107a and CD107b are markers for cytotoxic function. This test may be most useful when ordered at the end of induction immunosuppression and 2 to 3 months after maintenance immunosuppression to ensure that global CD8 T-cell function is not compromised. The test may also provide value when immunosuppression is increased to halt or prevent graft rejection, to provide information on a balance between overimmunosuppression with subsequent infectious comorbidities and underimmunosuppression with resultant graft rejection. The absolute counts of lymphocyte subsets are known to be influenced by a variety of biological factors, including hormones, the environment, and temperature. The studies on diurnal (circadian) variation in lymphocyte counts have demonstrated progressive increase in CD4 T cell count throughout the day, while CD8 T cells and CD19+ B cells increase between 8:30 a.m. and noon with no change between noon and afternoon. Natural killercell counts, on the other hand, are constant throughout the day.(4) Circadian variations in circulating T-cell counts have been shown to be negatively correlated with plasma cortisol concentration.(5-7) In fact, cortisol and catecholamine concentrations control distribution and therefore, numbers of naive versus effector CD4 and CD8 T cells.(5) It is generally accepted that lower CD4 T cell counts are seen in the morning compared to the evening(8) and during summer compared to winter.(9) These data therefore indicate that timing and consistency in timing of blood collection is critical when serially monitoring patients for lymphocyte subsets. | Interferon-gamma (IFN-gamma) expression (as % CD8 T cells):10.3-56.0% CD107a/b expression (as % CD8 T cells): 8.5-49.1% Reference values have not been established for patients who are <19 years of age. | Interferon-gamma (IFN-gamma) and CD107a and CD107b expression below the defined reference range are consistent with a global impairment in CD8 T-cell function, most likely due to overimmunosuppression. The IFN-gamma and CD107a and CD107b levels greater than the defined reference range are unlikely to have any clinical significance. | This assay is specific only for CD8 T cells; it does not provideinformation for overall T-cell competence. Further studies are needed to determine if, within the reference range,certain levels of Interferon-gamma and CD107a and b expression confergreater or lesser degrees of risk for infectious disease. Timing and consistency in timing of blood collection is critical when serially monitoring patients for lymphocyte subsets. See data under Clinical Information. | 1. Betts MR, Casaza JP, Patterson BA, et al. Putative immunodominant human immunodeficiency virus-specific CD8 T-cell responses cannot be predicted by MHC class I haplotype. J Virol. 2000;74(19):9144-9151 2. Peters PJ, Borst J, Oorschot V, et al. Cytotoxic T-lymphocyte granules are secretory lysosomes, containing both perforin and granzymes. J Exp Med. 1991;173(5):1099-1109 3. Venkataramanan R, Shaw LM, Sarkozi L, et al. Clinical utility of monitoring tacrolimus blood concentrations in liver transplant patients. J Clin Pharmacol. 2001;41(5):542-551 4. Carmichael KF, Abayomi A. Analysis of diurnal variation of lymphocyte subsets in healthy subjects in the Caribbean, and its implication in HIV monitoring and treatment. Afr J Med Med Sci. 2006;35(1):53-57 5. Dimitrov S, Benedict C, Heutling D, et al. Cortisol and epinephrine control opposing circadian rhythms in T-cell subsets. Blood. 2009;113(21):5134-5143 6. Dimitrov S, Lange T, Nohroudi K, Born J. Number and function of circulating antigen presenting cells regulated by sleep. Sleep. 2007;30(4):401-411 7. Kronfol Z, Nair M, Zhang Q, Hill EE, Brown MB: Circadian immune measures in healthy volunteers: relationship to hypothalamic-pituitary-adrenal axis hormones and sympathetic neurotransmitters. Pyschosom Med. 1997;59(1):42-50 8. Malone JL, Simms TE, Gray GC, et al. Sources of variability in repeated T-helper lymphocyte counts from HIV 1-infected patients: total lymphocyte count fluctuations and diurnal cycle are important. J AIDS. 1990;3(2):144-151 9. Paglieroni TG, Holland PV. Circannual variation in lymphocyte subsets, revisited. Transfusion 1994;34:512-516 10. Cabral-Marques O, Schimke LF, de Oliveira EB Jr, et al. Flow cytometry contributions for the diagnosis and immunopathological characterization of primary immunodeficiency diseases with immune dysregulation. Front Immunol. 2019 26;10:2742. doi:10.3389/fimmu.2019.02742 11. Meesing A, Abraham RS, Razonable RR. Clinical correlation of cytomegalovirus infection With CMV-specific CD8+ T-cell immune competence score and lymphocyte subsets in solid organ transplant recipients. Transplantation. 2019;103(4):832-838. doi:10.1097/TP.0000000000002396 | Peripheral blood mononuclear cells (PBMC), which contain CD8 T cells, are stimulated with a mixture of phorbol myristate acetate and ionomycin, and with stimulatory signals derived using antibodies against the costimulatory molecules CD28/CD49d. The cells are simultaneously treated with a mixture of brefeldin A and monensin, which blocks extracellular secretion of interferon-gamma (IFN-gamma), enabling intracellular retention and detection of the protein. PBMC that have not been stimulated are used as a control to determine the background levels of IFN-gamma and CD107a and CD107b. The cells are analyzed on the BD FACSCanto flow cytometer and analysis involves gating (defining) of the CD8 T cells using an antihuman CD8 antibody. Specific IFN-gamma and CD107a and CD107b signals are determined within the "gated" CD8 T-cell population. Global CD8 T-cell immune competence is measured by the amount of IFN-gamma produced (CD8 T-cell functional activity) and surface expression of CD107a and CD107b (cytotoxicity assessment) relative to the unstimulated control and is interpreted on the basis of the reference range determined from healthy adult donors.(Unpublished Mayo method) | 3 to 6 days | PBMC: 7 days. | This test was developed using an analyte specific reagent. Its performance characteristics were determined by Mayo Clinic in a manner consistent with CLIA requirements. This test has not been cleared or approved by the US Food and Drug Administration. | 86356 x 2 | CD8 Immune Competence, B | 80222-3 | 30645 | Interpretation | 69052-9
CD99 | CD99 (MIC-2) Immunostain, Technical Component Only | Identification of Ewing sarcoma and primitive neuroectodermal tumors | Immunohistochemistry (IHC) | Yes | CD99 (MIC-2) IHC, Tech Only | For the initial technical component only immunohistochemical (IHC) stain performed, the appropriate bill-only test ID will be reflexed and charged (IHTOI). For each additional technical component only IHC stain performed, an additional bill-only test ID will be reflexed and charged (IHTOA). | Supplies:Immunostain Technical Only Envelope (T693) Specimen Type:Tissue Container/Tube:Immunostain Technical Only Envelope Preferred:2 Unstained positively charged glass slide (25- x 75- x 1-mm) per test ordered; sections 4-microns thick. Acceptable:Formalin-fixed, paraffin-embedded tissue block |  | CD99 (cluster of differentiation 99) is the product of theMIC2gene. It is expressed in normal tissues including some lymphocytes, pancreatic islet cells, granulosa cells of the ovary, Sertoli cells of the testis, and ependymal cells of the central nervous system. It is strongly expressed in Ewing sarcoma/primitive neuroectodermal tumor, distinguishing it from other small round blue cell tumors of childhood and adolescence. |  | This test does not include pathologist interpretation, only technical performance of the stain. If interpretation is required, order PATHC / Pathology Consultation for a full diagnostic evaluation or second opinion of the case. The positive and negative controls are verified as showing appropriate immunoreactivity. If a control tissue is not included on the slide, a scanned image of the relevant quality control tissue is available upon request; call 855-516-8404. Interpretation of this test should be performed in the context of the patient's clinical history and other diagnostic tests by a qualified pathologist. | Age of a cut paraffin section can affect immunoreactivity. Stability thresholds vary widely among published literature and are antigen dependent. Best practice is for paraffin sections to be cut within 6 weeks. | 1. Nunez J, Veloda C, Liu Y, Wakely PE Jr, Silverman JF. Utility of an immunohistochemical panel to distinguish nonductal pancreatic neoplasms in surgical pathology.Am J Clin Pathol. 2013;140:A181. doi:10.1093/ajcp/140.suppl1.181 2. Karikari IO, Mehta AI, Nimjee S, et al. Primary intradural extraosseous Ewing sarcoma of the spine: Case report and literature review.Neurosurgery. 2011;69(4):E995-999. doi:10.1227/NEU.0b013e318223b7c7 3. Romero-Rojas AE, Diaz-Perez JA, Ariza-Serrano LM. CD99 is expressed in chordoid glioma and suggests ependymal origin. Virchows Arch. 2012;460(1):119-122. doi:10.1007/s00428-011-1170-2 4. Magaki S, Hojat SA, Wei B, So A, Yong WH. An introduction to the performance of immunohistochemistry. Methods Mol Biol. 2019;1897:289-298. doi:10.1007/978-1-4939-8935-5_25 | Immunohistochemistry on sections of paraffin-embedded tissue.(Unpublished Mayo method) | 1 to 3 days | Until staining is complete. | This test has been cleared, approved, or is exempt by the US Food and Drug Administration and is used per manufacturer's instructions. Performance characteristics were verified by Mayo Clinic in a manner consistent with CLIA requirements. | 88342-TC, primary88341-TC, if additional IHC | CD99 (MIC-2) IHC, Tech Only | Order only;no result | 70820 | CD99 (MIC-2) IHC, Tech Only | Bill only; no result
CDKZ | CDKN1C Gene, Full Gene Analysis, Varies | Confirming a clinical diagnosis of Beckwith-Wiedemann syndrome following a normal result on methylation analysis Confirming a clinical diagnosis of IMAGe (intrauterine growth restriction, metaphyseal dysplasia, adrenal hypoplasia congenita, and genital anomalies) syndrome Confirming a clinical diagnosis of Russell-Silver syndrome following a normal result on methylation analysis and uniparental disomy (UPD) 7 studies | Polymerase Chain Reaction (PCR) followed by DNA Sequencing | Yes | CDKN1C Gene, Full Gene Analysis | For prenatal specimens only: | Patient Preparation:A previous bone marrow transplant from an allogenic donor will interfere with testing. For instructions for testing patients who have received a bone marrow transplant, call 800-533-1710. Submit only 1 of the following specimens: Specimen Type:Whole blood Container/Tube: Preferred:Lavender top (EDTA) or yellow top (ACD) Acceptable:Any anticoagulant Specimen Volume:3 mL Collection Instructions: 1. Invert several times to mix blood. 2. Send whole blood specimen in original tube.Do not aliquot. Specimen Stability Information:Ambient (preferred)/Refrigerated Specimen Type:Cultured fibroblasts Container/Tube:T-75 or T-25 flask Specimen Volume:1 Full T-75 flask or 2 full T-25 flasks Specimen Stability Information:Ambient (preferred)/Refrigerated <24 hours Additional information:A separate culture charge will be assessed under CULFB / Fibroblast Culture for Biochemical or Molecular Testing. An additional 3 to 4 weeks is required to culture fibroblasts before genetic testing can occur. Specimen Type:Skin biopsy Supplies:Fibroblast Biopsy Transport Media (T115) Container/Tube:Sterile container with any standard cell culture media (eg, minimal essential media, RPMI 1640). The solution should be supplemented with 1% penicillin and streptomycin. Tubes can be supplied upon request (Eagle's minimum essential medium with 1% penicillin and streptomycin). Specimen Volume:4-mm punch Specimen Stability Information:Refrigerated (preferred)/Ambient Additional information:A separate culture charge will be assessed under CULFB / Fibroblast Culture for Biochemical or Molecular Testing. An additional 3 to 4 weeks is required to culture fibroblasts before genetic testing can occur. Prenatal Specimens Due to its complexity, consultation with the laboratory is required for all prenatal testing; call 800-533-1710 to speak to a genetic counselor. Specimen Type:Amniotic fluid Container/Tube:Amniotic fluid container Specimen Volume:20 mL Specimen Stability Information:Refrigerated (preferred)/Ambient Additional information: 1. A separate culture charge will be assessed under CULAF / Culture for Genetic Testing, Amniotic Fluid. An additional 2 to 3 weeks is required to culture amniotic fluid before genetic testing can occur. 2.All prenatal specimens must be accompanied by a maternal blood specimen;order MATCC / Maternal Cell Contamination, Molecular Analysis, Varies on the maternal specimen. Specimen Type:Chorionic villi Container/Tube:15-mL tube containing 15 mL of transport media Specimen Volume:20 mg Specimen Stability Information:Refrigerated Additional information: 1. A separate culture charge will be assessed under CULFB / Fibroblast Culture for Biochemical or Molecular Testing. An additional 2 to 3 weeks is required to culture chorionic villi before genetic testing can occur. 2.All prenatal specimens must be accompanied by a maternal blood specimen;order MATCC / Maternal Cell Contamination, Molecular Analysis, Varies on the maternal specimen. Specimen Type:Confluent cultured cells Container/Tube:T-25 flask Specimen Volume:2 Flasks Collection Instructions:Submit confluent cultured cells from another laboratory. Specimen Stability Information:Ambient (preferred)/Refrigerated Additional Information: All prenatal specimens must be accompanied by a maternal blood specimen;order MATCC / Maternal Cell Contamination, Molecular Analysis, Varies on the maternal specimen. | Blood: 1 mL;Other specimen types: See Specimen Required | TheCDKN1Cgene is an imprinted gene that has been associated with Beckwith-Wiedemann syndrome (BWS), IMAGe (intrauterine growth restriction, metaphyseal dysplasia, adrenal hypoplasia congenita, and genital anomalies) syndrome, and Russell-Silver syndrome (RSS). Imprinting describes a difference in gene expression based on parent of origin. The majority of autosomal genes exhibit biallelic (maternal and paternal) expression, whereas imprinted genes are normally expressed from only one parent.CDKN1Cis typically expressed on the maternally inherited allele. Beckwith-Wiedemann Syndrome: Beckwith-Wiedemann syndrome is a disorder characterized by prenatal and/or postnatal overgrowth, neonatal hypoglycemia, congenital malformations, and an increased risk for embryonal tumors. Physical findings are variable and can include abdominal wall defects, macroglossia, and hemihyperplasia. The predisposition for tumor development is associated with specific tumor types such as adrenal carcinoma, nephroblastoma (Wilms tumor), hepatoblastoma, and rhabdomyosarcoma. In infancy, BWS has a mortality rate of approximately 20%. Most cases of BWS are caused by hypomethylation ofLIT1, paternal uniparental disomy of chromosome 11, or hypermethylation ofH19. Approximately 5% to 10% of sporadic BWS cases and approximately 40% of BWS cases with a positive family history are caused byCDKN1Cvariants. The appropriate first-tier test in the evaluation of a possible diagnosis of BWS is BWRS / Beckwith-Wiedemann Syndrome/Russell-Silver Syndrome, Molecular Analysis, Varies. This test may be considered when the results of BWS methylation analysis are negative, and there is still a strong clinical suspicion of BWS. IMAGe Syndrome: Variants in theCDKN1Cgene have also been associated with IMAGe syndrome. TheCDKN1Cvariants associated with IMAGe syndrome tend to be missense variants occurring in the PCNA-binding domain of the gene. Not every individual with a clinical diagnosis of IMAGe syndrome will have an identifiableCDKN1Cvariant. Russell-Silver Syndrome: Russell-Silver syndrome is a rare genetic condition with an incidence of approximately 1 in 100,000. RSS is characterized by pre- and postnatal growth delay with normal head circumference, characteristic facies, fifth finger clinodactyly, and asymmetry of the face, body, and/or limbs. Less commonly observed clinical features include cafe au lait spots, genitourinary anomalies, motor, speech, cognitive delays, and hypoglycemia. RSS is a genetically heterogeneous condition that is associated with genetic and epigenetic alterations at chromosome 7 and the chromosome 11p15.5 region. The majority of cases of RSS are sporadic, although familial cases have been reported. The etiology of sporadic cases of RSS includes: hypomethylation ofIC1(H19), maternal uniparental disomy (UPD) of chromosome 7, 11p15.5 duplications (rare), and chromosome 7 duplications (rare). CDKN1Cvariants have recently been identified as a cause of RSS in some families. This test may be considered when results of RSS methylation analysis and UPD 7 studies are negative and there is still a strong clinical suspicion of RSS | An interpretive report will be provided. | All detected alterations are evaluated according to American College of Medical Genetics and Genomics recommendations.(1) Variants are classified based on known, predicted, or possible pathogenicity and reported with interpretive comments detailing their potential or known significance. | A small percentage of individuals who are carriers or have a diagnosis of Beckwith-Wiedemann syndrome, IMAGe (intrauterine growth restriction, metaphyseal dysplasia, adrenal hypoplasia congenita and genital anomalies) syndrome, or Russell-Silver syndrome caused byCDKN1Cmay have a variant that is not identified by this method (eg, large genomic deletions, promoter variants). The absence of a variant, therefore, does not eliminate the possibility of positive carrier status or the diagnosis of Beckwith-Wiedemann syndrome, IMAGe syndrome, or Russell-Silver syndrome. For carrier testing, it is important to first document the presence of aCDKN1Cgene variant in an affected family member. In some cases, DNA alterations of undetermined significance may be identified. Rare variants (ie, polymorphisms) exist that could lead to false-negative or false-positive results. If results obtained do not match the clinical findings, additional testing should be considered. Test results should be interpreted in the context of clinical findings, family history, and other laboratory data. Errors in the interpretation of results may occur if information given is inaccurate or incomplete. | 1. Richards S, Aziz N, Bale S, et al: Standards and guidelines for the interpretation of sequence variants: a joint consensus recommendation of the American College of Medical Genetics and Genomics and the Association for Molecular Pathology. Genet Med. 2015 May;17(5):405-424 2. DeBaun MR, Niemitz EL, McNeil DE, Brandenburg SA, Lee MP, Feinberg AP: Epigenetic alterations of H19 and LIT1 distinguish patients with Beckwith-Wiedemann syndrome with cancer and birth defects. Am J Hum Genet. 2002 Mar;70(3):604-611 3. Choufani S, Shuman C, Weksberg R: Beckwith-Wiedemann syndrome. Am J Med Genet. 2010 Aug;154C(3):343-354 4. Romanelli V, Belinchon A, Benito-Sanz S, et al: CDKN1C (p57[Kip2]) analysis in Beckwith-Wiedemann syndrome (BWS) patients: Genotype-phenotype correlations, novel mutations, and polymorphisms. Am J Med Genet A. 2010 Jun;152A:1390-1397. doi: 10.1002/ajmg.a.33453 5. Lam WWK, Hatada I, Ohishi S, et al: Analysis of germline CDKNIC (p57[Kip2]) mutations in familial and sporadic Beckwith-Wiedemann syndrome (BWS) provides a novel genotype-phenotype correlation. J Med Genet. 1999 Jul;36(7):518-523 6. Arboleda VA, Lee H, Parnaik R, et al: Mutations in the PCNA-binding domain of CDKN1C cause IMAGe syndrome. Nat Genet. 2012 May;44(7):788-792 | Bidirectional sequence analysis is performed to test for the presence of a variant in all coding regions and intron/exon boundaries of theCDKN1Cgene (excluding c.481-c.595).(Unpublished Mayo method) | 14 to 20 days | Whole blood: 2 weeks (if available); Extracted DNA: 3 months; Cultured fibroblasts, skin biopsy, amniotic fluid, cultured amniocytes, chorionic villi, cultured chorionic villi: 1 month | This test was developed and its performance characteristics determined by Mayo Clinic in a manner consistent with CLIA requirements. It has not been cleared or approved by the US Food and Drug Administration. | 8147988233-Tissue culture, skin or solid tissue biopsy (if appropriate)88240-Cryopreservation (if appropriate)88235-Amniotic fluid culture (if appropriate)81265-Maternal cell contamination (if appropriate) | CDKN1C Gene, Full Gene Analysis | 94193-0 | 53885 | Source | 31208-2
CDX2 | CDX2 Immunostain, Technical Component Only | Identification of carcinoma of intestinal origin | Immunohistochemistry (IHC) | Yes | CDX2 IHC, Tech Only | For the initial technical component only immunohistochemical (IHC) stain performed, the appropriate bill-only test ID will be reflexed and charged (IHTOI). For each additional technical component only IHC stain performed, an additional bill-only test ID will be reflexed and charged (IHTOA). | Supplies:Immunostain Technical Only Envelope (T693) Specimen Type:Tissue Container/Tube:Immunostain Technical Only Envelope Preferred:2 Unstained positively charged glass slide (25- x 75- x 1-mm) per test ordered; sections 4-microns thick Acceptable:Formalin-fixed, paraffin-embedded tissue block |  | Caudaltype homeobox 2 (CDX2) is a transcription factor belonging to the caudal type homeobox gene family. It is involved in regulating the proliferation and differentiation of intestinal epithelial cells. |  | This test does not include pathologist interpretation, only technical performance of the stain. If interpretation is required, order PATHC / Pathology Consultation for a full diagnostic evaluation or second opinion of the case. The positive and negative controls are verified as showing appropriate immunoreactivity. If a control tissue is not included on the slide, a scanned image of the relevant quality control tissue is available upon request; call 855-516-8404. Interpretation of this test should be performed in the context of the patient's clinical history and other diagnostic tests by a qualified pathologist. | Age of a cut paraffin section can affect immunoreactivity. Stability thresholds vary widely among published literature and are antigen dependent. Best practice is for paraffin sections to be cut within 6 weeks. | 1. Cecchini MJ, Walsh JC, Parfitt J, et al. CDX2 and Muc2 immunohistochemistry as prognostic markers in stage II colon cancer. Hum Pathol. 2019;90:70-79. doi:10.1016/j.humpath.2019.05.005 2. Chiesa-Vottero A. CDX2, SATB2, GATA3, TTF1, and PAX8 immunohistochemistry in Krukenberg tumors. Int J Gynecol Pathol. 2020;39(2):170-177. doi:10.1097/PGP.0000000000000582 3. Masood MA, Loya A, Yusuf MA. CDX2 as a prognostic marker in gastric cancer. Acta Gastroenterol Belg. 2016;79(2):197-200 4. Magaki S, Hojat SA, Wei B, So A, Yong WH. An Introduction to the Performance of Immunohistochemistry. Methods Mol Biol. 2019;1897:289-298. doi:10.1007/978-1-4939-8935-5_25 | Immunohistochemistry on sections of paraffin-embedded tissue.(Unpublished Mayo method) | 1 to 3 days | Until staining is complete. | This test has been cleared, approved, or is exempt by the US Food and Drug Administration and is used per manufacturer's instructions. Performance characteristics were verified by Mayo Clinic in a manner consistent with CLIA requirements. | 88342-TC, primary88341-TC, if additional IHC | CDX2 IHC, Tech Only | Order only;no result | 70714 | CDX2 IHC, Tech Only | Bill only; no result
FRCE | Cedar Red (Juniperus virginiana) IgE |  | ImmunoCAP FEIA | Yes | Cedar Red IgE | Serum | Specimen Type:Serum Container/Tube:Red or SST Specimen Volume:0.5 mL Collection Instructions:Draw blood in a plain red-top tube(s), serum gel tube is acceptable. Spin down and send 0.5 mL of serum refrigerated in a plastic vial. | 0.5 mL |  | <0.35 kU/L | Class IgE (kU/L) Comment 0 <0.10 Negative 0/1 0.10-0.34 Equivocal/Borderline 1 0.35-0.69 Low Positive 2 0.70-3.49 Moderate Positive 3 3.50-17.49 High Positive 4 5 6 17.50-49.99 50.0-99.99 >99.99 Very High Positive Very High Positive Very High Positive |  |  |  | 3 to 6 days |  | This test was developed and its performance characteristics determined by Eurofins Viracor. It has not been cleared or approved by the U.S. Food and Drug Administration. | 86003 | Cedar Red IgE | 7195-1 | Z4023 | CLASS | 102216-9
CEDR | Cedar, IgE, Serum | Establishing a diagnosis of an allergy to cedar Defining the allergen responsible for eliciting signs and symptoms Identifying allergens: -Responsible for allergic response and/or anaphylactic episode -To confirm sensitization prior to beginning immunotherapy -To investigate the specificity of allergic reactions to insect venom allergens, drugs, or chemical allergens | Fluorescence Enzyme Immunoassay (FEIA) | Yes | Cedar, IgE | Serum | Collection Container/Tube: Preferred:Serum gel Acceptable:Red top Submission Container/Tube:Plastic vial Specimen Volume:0.5 mL for every 5 allergens requested Collection Instructions:Centrifuge and aliquot serum into a plastic vial. | For 1 allergen: 0.3 mL For more than 1 allergen: (0.05 mL x number of allergens) + 0.25 mL deadspace | Clinical manifestations of immediate hypersensitivity (allergic) diseases are caused by the release of proinflammatory mediators (histamine, leukotrienes, and prostaglandins) from IgE-sensitized effector cells (mast cells and basophils) when cell-bound IgE antibodies interact with an allergen. In vitro serum testing for IgE antibodies provides an indication of the immune response to allergens that may be associated with allergic disease. The allergens chosen for testing often depend upon the age of the patient, history of allergen exposure, season of the year, and clinical manifestations. In individuals predisposed to develop allergic disease, the sequence of sensitization and clinical manifestations proceed as follows: eczema and respiratory disease (rhinitis and bronchospasm) in infants and children less than 5 years due to food sensitivity (milk, egg, soy, and wheat proteins) followed by respiratory disease (rhinitis and asthma) in older children and adults due to sensitivity to inhalant allergens (dust mite, mold, and pollen inhalants). | Class,IgE kU/L,Interpretation, 0,<0.10,Negative, 0/1,0.10-0.34,Borderline/equivocal, 1,0.35-0.69,Equivocal, 2,0.70-3.49,Positive, 3,3.50-17.4,Positive, 4,17.5-49.9,Strongly positive, 5,50.0-99.9,Strongly positive, 6,> or =100,Strongly positive, | Detection of IgE antibodies in serum (class 1 or greater) indicates an increased likelihood of allergic disease as opposed to other etiologies and defines the allergens that may be responsible for eliciting signs and symptoms. The level of IgE antibodies in serum varies directly with the concentration of IgE antibodies expressed as a class score or kU/L. | Testing for IgE antibodies is not useful in patients previously treated with immunotherapy to determine if residual clinical sensitivity exists or in patients in whom the medical management does not depend upon identification of allergen specificity. Some individuals with clinically insignificant sensitivity to allergens may have measurable levels of IgE antibodies in serum, and test results must be interpreted in the clinical context. False-positive results for IgE antibodies may occur in patients with markedly elevated serum IgE (>2500 kU/L) due to nonspecific binding to allergen solid phases. | Homburger HA, Hamilton RG: Allergic diseases. In: McPherson RA, Pincus MR, eds. Henry's Clinical Diagnosis and Management by Laboratory Methods. 23rd ed. Elsevier; 2017:1057-1070 | Specific IgE from the patient's serum reacts with the allergen of interest, which is covalently coupled to an ImmunoCAP. After washing away nonspecific IgE, enzyme-labeled anti-IgE antibody is added to form a complex. After incubation, unbound anti-IgE is washed away, and the bound complex incubated with a developing agent. After stopping the reaction, the fluorescence of the eluate is measured. Fluorescence is proportional to the amount of specific IgE present in the patient's sample (ie, the higher the fluorescence value, the more IgE antibody is present).(Package insert: ImmunoCAP System Specific IgE FEIA. Phadia; Rev 06/2020) | Same day/1 to 3 days | 14 days | This test has been cleared, approved, or is exempt by the US Food and Drug Administration and is used per manufacturer's instructions. Performance characteristics were verified by Mayo Clinic in a manner consistent with CLIA requirements. | 86003 | Cedar, IgE | 26049-7 | CEDR | Cedar, IgE | 26049-7
FCELG | Celery IgG |  | Enzyme Immunoassay (FEIA) | No | Celery IgG | Serum | Collection Container/Tube: Preferred:Red top Acceptable:Serum gel Submission Container/Tube:Plastic vial Specimen Volume:0.5 mL Collection Instructions: 1. Draw blood in a plain red-top tube(s), serum gel tube(s) is acceptable. 2. Centrifuge and aliquot 0.5 mL of serum in a plastic vial. 3. Send refrigerate. | See Specimen Required |  | Reference ranges have not been established for food-specific IgG tests. | The clinical utility of food-specific IgG tests has not been established. These tests can be used in special clinical situations to select foods for evaluation by diet elimination and challenge in patients who have food-related complaints. It should be recognized that the presence of food-specific IgG alone cannot be taken as evidence of food allergy and only indicates immunologic sensitization by the food allergen in question. This test should only be ordered by physicians who recognize the limitations of the test. |  |  |  | 5 to 7 days |  | This test was developed and its performance characteristics determined by Eurofins Viracor. It has not been cleared or approved by the U.S. Food and Drug Administration. | 86001 | Celery IgG | 60363-9 | FCELG | Celery IgG | 60363-9
CELY | Celery, IgE, Serum | Establishing a diagnosis of an allergy to celery Defining the allergen responsible for eliciting signs and symptoms Identifying allergens: -Responsible for allergic response and/or anaphylactic episode -To confirm sensitization prior to beginning immunotherapy -To investigate the specificity of allergic reactions to insect venom allergens, drugs, or chemical allergens | Fluorescence Enzyme Immunoassay (FEIA) | Yes | Celery, IgE | Serum | Collection Container/Tube: Preferred:Serum gel Acceptable:Red top Submission Container/Tube:Plastic vial Specimen Volume:0.5 mL for every 5 allergens requested Collection Instructions:Centrifuge and aliquot serum into a plastic vial. | For 1 allergen: 0.3 mL For more than 1 allergen: (0.05 mL x number of allergens) + 0.25 mL deadspace | Clinical manifestations of immediate hypersensitivity (allergic) diseases are caused by the release of proinflammatory mediators (histamine, leukotrienes, and prostaglandins) from IgE-sensitized effector cells (mast cells and basophils) when cell-bound IgE antibodies interact with an allergen. In vitro serum testing for IgE antibodies provides an indication of the immune response to allergens that may be associated with allergic disease. The allergens chosen for testing often depend upon the age of the patient, history of allergen exposure, season of the year, and clinical manifestations. In individuals predisposed to develop allergic disease, the sequence of sensitization and clinical manifestations proceed as follows: eczema and respiratory disease (rhinitis and bronchospasm) in infants and children less than 5 years due to food sensitivity (milk, egg, soy, and wheat proteins) followed by respiratory disease (rhinitis and asthma) in older children and adults due to sensitivity to inhalant allergens (dust mite, mold, and pollen inhalants). | Class,IgE kU/L,Interpretation, 0,<0.10,Negative, 0/1,0.10-0.34,Borderline/equivocal, 1,0.35-0.69,Equivocal, 2,0.70-3.49,Positive, 3,3.50-17.4,Positive, 4,17.5-49.9,Strongly positive, 5,50.0-99.9,Strongly positive, 6,> or =100,Strongly positive, | Detection of IgE antibodies in serum (class 1 or greater) indicates an increased likelihood of allergic disease as opposed to other etiologies and defines the allergens that may be responsible for eliciting signs and symptoms. The level of IgE antibodies in serum varies directly with the concentration of IgE antibodies expressed as a class score or kU/L. | Testing for IgE antibodies is not useful in patients previously treated with immunotherapy to determine if residual clinical sensitivity exists or in patients in whom the medical management does not depend upon identification of allergen specificity. Some individuals with clinically insignificant sensitivity to allergens may have measurable levels of IgE antibodies in serum, and test results must be interpreted in the clinical context. False-positive results for IgE antibodies may occur in patients with markedly elevated serum IgE (>2500 kU/L) due to nonspecific binding to allergen solid phases. | Homburger HA, Hamilton RG: Allergic diseases. In: McPherson RA, Pincus MR, eds. Henry's Clinical Diagnosis and Management by Laboratory Methods. 23rd ed. Elsevier; 2017:1057-1070 | Specific IgE from the patient's serum reacts with the allergen of interest, which is covalently coupled to an ImmunoCAP. After washing away nonspecific IgE, enzyme-labeled anti-IgE antibody is added to form a complex. After incubation, unbound anti-IgE is washed away, and the bound complex incubated with a developing agent. After stopping the reaction, the fluorescence of the eluate is measured. Fluorescence is proportional to the amount of specific IgE present in the patient's sample (ie, the higher the fluorescence value, the more IgE antibody is present).(Package insert: ImmunoCAP System Specific IgE FEIA. Phadia; Rev 06/2020) | Same day/1 to 3 days | 14 days | This test has been cleared, approved, or is exempt by the US Food and Drug Administration and is used per manufacturer's instructions. Performance characteristics were verified by Mayo Clinic in a manner consistent with CLIA requirements. | 86003 | Celery, IgE | 6065-7 | CELY | Celery, IgE | 6065-7
CELI | Celiac Associated HLA-DQ Alpha 1 and DQ Beta 1 DNA Typing, Blood | Assessing risk of celiac disease | Polymerase Chain Reaction (PCR)/Sequence-Specific Oligonucleotide Probe (SSO) | Yes | Celiac Associated HLA-DQ Typing | The following algorithms are available: | Container/Tube:Yellow top (ACD Solution A or B) Specimen Volume:6 mL Collection Instructions:Send whole blood specimen in original tube.Do not aliquot. | 3 mL | Celiac disease (gluten-sensitive enteropathy) is mediated by Tlymphocytes in patients with genetic susceptibility. This geneticassociation is with certain HLA genes in the class II region (DQalpha 1, DQ beta 1). | An interpretive report will be provided. | Most (90%-95%) patients with celiac disease have 1 or 2 copies of HLA-DQ2 haplotype (see below), while the remainder have HLA-DQ8 haplotype. Rare exceptions to these associations have been occasionally seen. In one study of celiac disease, only 0.7% of patients with celiac disease lacked the HLA alleles mentioned above. Results are reported as permissive, nonpermissive, or equivocal gene pairs. It is important to realize that these genes are also present in about 20% of people without celiac disease. Therefore, the mere presence of these genes does not prove the presence of celiac disease or that genetic susceptibility to celiac disease is present. The HLA-DQ molecule is composed of 2 chains: DQ alpha (encoded byHLA-DQA1gene) and DQ beta (encoded byHLA-DQB1gene). HLA-DQ typing can be performed by serological or molecular methods. Currently, most laboratories perform typing by molecular methods. HLA-DQ2 and DQ8, as typed by serology, are usually based on the molecular typing of the DQB1 chain only. The current molecular method allows typing for both the DQB1 and DQA1 chains. This has shown that there are different haplotypes of HLA-DQ2 and DQ8. Typing of these haplotypes is important in celiac disease as they carry different risk association. There are 2 common haplotypes of DQ2: 1.DQA1*05:01withDQB1*02:01,also called DQ2.5 in celiac literature 2.DQA1*02:01withDQB1*02:02,also called DQ2.2 in celiac literature A single haplotype (heterozygote) of DQ2.5 is permissive for presence of celiac genes. However, only a double haplotype (homozygous) of DQ2.2 is permissive for presence of celiac genes. There are few reports where a single haplotype of DQ2.2 is considered to be an equivocal risk. In some cases, the DQ2.2 haplotype may be present with a DQ7.5 haplotype (DQA1*05:05withDQB1*03:01). In this case, a DQ2.5 molecule can be formed by the combination ofDQB1*02:02from one chromosome andDQA1*05:05from the other chromosome. These cases fall in the same category as the DQ2.5 heterozygote. There are 3 common haplotypes of DQ8: 1.DQA1*03:01withDQB1*03:02 2.DQA1*03:02withDQB1*03:02 3.DQA1*03:03withDQB1*03:02 Any single haplotype (heterozygote) of DQ8 is permissive for celiac. Therefore, the gene pairs permissive for celiac are: 1. Heterozygote (single copy) -DQA1*05:XXwithDQB1*02:01 -DQA1*05:XXwithDQB1*02:02 -DQA1*03:XXwithDQB1*03:02 2. Homozygous (2 copies) -DQA1*02:01withDQB1*02:02 Gene pairs equivocal for celiac are: 1. Heterozygote (single copy) -DQA1*02:01withDQB1*02:02 2. Rare allele's types of DQ2 and DQ8 other than those listed above All other gene pair combinations are considered nonpermissive for celiac. There are reports that specific HLA-DQ2 and DQ8 combinations may confer different risks for the development of celiac disease.(1) A recent publication from our group demonstrated that risk gradient of tissue transglutaminase (tTG) IgA positivity depends on specific HLA-DQ2 and DQ8 combinations.(2) For more information seeTissue Transglutaminase IgA positivity. | Based on the catalog of common, intermediate, and well-documented alleles in the world population,(3), certain intermediate or common alleles in some ethnicities may not be resolved. | 1. Pietzak MM, Schofield TC, McGinniss MJ, Nakamura RM: Stratifying risk for celiac disease in a large at-risk United States population by using HLA alleles. Clin Gastroenterol Hepatol. 2009;7(9):966-971. doi:10.1016/j.cgh.2009.05.028 2. Choung RS, Mills JR, Snyder MR, Murray JA, Gandhi MJ: Celiac disease risk stratification based on HLA-DQ heterodimer (HLA-DQA1 approximately DQB1) typing in a large cohort of adults with suspected celiac disease. Hum Immunol. 2020;81(2-3):59-64. doi:10.1016/j.humimm.2020.01.006 3. Hurley CK, Kempenich J, Wadsworth K, et al: Common, intermediate and well-documented HLA alleles in world populations: CIWD version 3.0.0. HLA. 2020;95(6):516-531. doi:10.1111/tan.13811 4. Polvi A, Arranz E, Fernandez-Arequero M, et al: HLA-DQ2-negative celiac disease in Finland and Spain. Hum Immunol. 1998;59(3):169-175 5. Husby S, Murray JA, Katzka DA: AGA Clinical Practice Update on Diagnosis and Monitoring of Celiac Disease-Changing Utility of Serology and Histologic Measures: Expert Review. Gastroenterology. 2019;156(4):885-889. doi:10.1053/j.gastro.2018.12.010 6. Raiteri A, Granito A, Giamperoli A, Catenaro T, Negrini G, Tovoli F: Current guidelines for the management of celiac disease: A systematic review with comparative analysis. World J Gastroenterol. 2022;28(1):154-175. doi:10.3748/wjg.v28.i1.154 | LABType applies Luminex technology to the reverse sequence-specific oligonucleotide (SSO) DNA typing method. First, target DNA is polymerase chain reaction (PCR)-amplified using a group-specific primer. The PCR product is biotinylated, which allows it to be detected using R-phycoerythrin-conjugated streptavidin. The PCR product is denatured and allowed to rehybridize to complementary DNA probes conjugated to fluorescently coded microspheres. A flow analyzer identifies the fluorescent intensity of phycoerythrin on each microsphere. The HLA Class II allele or allele groups of the sample is determined by the positive and negative bead ID's using a computer software program. The assignment of the HLA typing is based on the reaction pattern compared to patterns associated with published HLA gene sequences.(Package insert: LABType SSO Typing. One Lambda; Version 04, 11/11/2019) | 3 to 8 days | 14 days | This test has been modified from the manufacturer's instructions. Its performance characteristics were determined by Mayo Clinic in a manner consistent with CLIA requirements. This test has not been cleared or approved by the US Food and Drug Administration. | 81376 x 2-HLA Class II typing, low resolution (eg, antigen equivalents); one locus (eg, HLA-DRB1/3/4/5, -DQB1, -DQA1, -DPB1, or -DPA1), each | Celiac Associated HLA-DQ Typing | 94492-6 | CELIC | Interpretation | 69048-7
CDCOM | Celiac Disease Comprehensive Cascade, Serum and Whole Blood | Evaluating patients suspected of having celiac disease, including patients with compatible symptoms, patients with atypical symptoms, and individuals at increased risk (family history, previous diagnosis with associated disease) Comprehensive algorithmic evaluation includinghuman leukocyte antigentyping | IGA: Nephelometry CELI2: Polymerase Chain Reaction (PCR)/Sequence-Specific Oligonucleotide Probe (SSO) CDCM1: Technical Interpretation | Yes | Celiac Disease Comprehensive Casc | If the IgA result is within the age-specified normal range, then tissue transglutaminase (tTG) IgA antibody will be performed at an additional charge. | Both blood and serum are required. Specimen Type:Blood Container/Tube:Yellow top (ACD solution A or B) Specimen Volume:6 mL Collection Instructions:Send whole blood in original tube.Do not aliquot. Specimen Type:Serum Collection Container/Tube: Preferred:Serum gel Acceptable:Red top Submission Container/Tube:Plastic vial Specimen Volume:2 mL Collection Instructions: Centrifuge and aliquot serum into a plastic vial. | Blood: 3 mL Serum: 1.5 mL | Celiac disease (gluten-sensitive enteropathy, celiac sprue) results from an immune-mediated inflammatory process following ingestion of wheat, rye, or barley proteins that occurs in genetically susceptible individuals.(1) The inflammation in celiac disease occurs primarily in the mucosa of the small intestine, which leads to villous atrophy. Common clinical manifestations related to gastrointestinal inflammation include abdominal pain, malabsorption, diarrhea, and constipation. Clinical symptoms of celiac disease are not restricted to the gastrointestinal tract. Other common manifestations of celiac disease include failure to grow (delayed puberty and short stature), iron deficiency, recurrent fetal loss, osteoporosis, chronic fatigue, recurrent aphthous stomatitis (canker sores), dental enamel hypoplasia, and dermatitis herpetiformis. Patients with celiac disease may also present with neuropsychiatric manifestations, including ataxia and peripheral neuropathy, and are at increased risk for developing non-Hodgkin lymphoma. The disease is also associated with other clinical disorders including thyroiditis, type I diabetes mellitus, Down syndrome, and IgA deficiency. Individuals with family members who have celiac disease are at increased risk of developing the disease.(2) Genetic susceptibility is related to specific human leukocyte antigen (HLA) markers. More than 97% of individuals with celiac disease in the United States have DQ2 and/or DQ8 HLA markers compared to approximately 40% of the general population. For this reason,HLA-DQ2andHLA-DQ8are considered genetic risk factors for celiac disease and are required, but not sufficient, for the disease process to occur. A definitive diagnosis of celiac disease requires a jejunal biopsy demonstrating villous atrophy.(3) Given the invasive nature and cost of the biopsy, serologic and genetic laboratory tests may be used to identify individuals with a high probability of having celiac disease. Because no single laboratory test can be relied upon completely to establish a diagnosis of celiac disease, individuals with positive laboratory results may be referred for small intestinal biopsy, thereby decreasing the number of unnecessary invasive procedures. In terms of serology, celiac disease is associated with a variety of autoantibodies, including endomysial antibody, tissue transglutaminase (tTG), and deamidated gliadin antibodies.(4) Although the IgA isotype of these antibodies usually predominates in celiac disease, individuals may also produce IgG isotypes, particularly if the individual is IgA deficient. The most sensitive and specific serologic test is tTG IgA isotype in individuals who produce sufficient total IgA. For individuals who are IgA deficient, testing for tTG and deamidated gliadin IgG antibodies is required. The treatment for celiac disease is maintenance of a gluten-free diet. In most patients who adhere to this diet, concentrations of associated autoantibodies decline, which is sometimes accompanied by reconstitution of the small intestinal villi.In most patients, an improvement in clinical symptoms is observed. For evaluation purposes, all serologic tests ordered for the diagnosis of celiac disease should be performed while the patient is on a gluten-containing diet. Once a patient has initiated the gluten-free diet, serologic testing may be repeated to assess the response to treatment. In some patients, antibody titers may take up to 1 year to normalize. Persistently elevated results suggest poor adherence to the gluten-free diet or the possibility of refractory celiac disease. It should be noted thatHLA typing is not required to establish a diagnosis of celiac disease. Consider ordering CDSP / Celiac Disease Serology Cascade, Serum if HLA typing is not desired or has been previously performed. For the recommended approach to a patient suspected of celiac disease, seeCeliac Disease Diagnostic Testing Algorithm For monitoring the patient's response to treatment, seeCeliac Disease Routine Treatment Monitoring Algorithm | IMMUNOGLOBULIN A (IgA) 0-<5 months: 7-37 mg/dL 5-<9 months: 16-50 mg/dL 9-<15 months: 27-66 mg/dL 15-<24 months: 36-79 mg/dL 2-<4 years: 27-246 mg/dL 4-<7 years: 29-256 mg/dL 7-<10 years: 34-274 mg/dL 10-<13 years: 42-295 mg/dL 13-<16 years: 52-319 mg/dL 16-<18 years: 60-337 mg/dL > or =18 years: 61-356 mg/dL HLA-DQTYPING Presence of DQ2 or DQ8 alleles associated with celiac disease | Immunoglobulin A: Total IgA levels below the age-specific reference range suggest either a selective IgA deficiency or a more generalized immunodeficiency. For individuals with a low or high IgA level, additional clinical and laboratory evaluation is recommended. Some individuals may have a partial IgA deficiency in which the IgA levels are detectable but fall below the age-adjusted reference range. For these individuals both IgA and IgG isotypes for tissue transglutaminase (tTG) and deamidated gliadin antibodies are recommended for the evaluation of celiac disease; tTG IgA, tTG IgG, deamidated gliadin IgA, and deamidated gliadin IgG antibody assays are performed in this cascade. For individuals who have selective IgA deficiency with undetectable levels of IgA, only -tTG IgG and -deamidated gliadin IgG antibody assays are performed. HLA-DQTyping: Approximately 90% to 95% of patients with celiac disease have theHLA-DQ2allele; most of the remaining patients with celiac disease have theHLA-DQ8allele. Individuals who do not carry either of these alleles are unlikely to have celiac disease. However, individuals with these alleles may not, during their lifetime, develop celiac disease. Therefore, the presence of DQ2 or DQ8 does not conclusively establish a diagnosis of celiac disease. Individuals with DQ2 and/or DQ8 alleles, in the context of positive serology and compatible clinical symptoms, should be referred for small intestinal biopsy. HLA typing may be especially helpful for those patients who have begun to follow a gluten-free diet prior to a confirmed diagnosis of celiac disease. tTG IgA/IgG Antibodies: Individuals positive for tTG antibodies of the IgA isotype likely have celiac disease, and a small intestinal biopsy is recommended. For individuals with selective IgA deficiency, testing for tTG antibodies of the IgG isotype is performed. In these individuals, a positive tTG IgG antibody result suggests a diagnosis of celiac disease. However, just as with the tTG IgA antibody, a biopsy should be performed to confirm the diagnosis. Negative tTG IgA and/or IgG antibody serology does not exclude a diagnosis of celiac disease, as antibody levels decrease over time in patients who have been following a gluten-free diet. Deamidated Gliadin IgA/IgG Antibodies: Positivity for deamidated gliadin antibodies of the IgA isotype is suggestive of celiac disease, and a small intestinal biopsy is recommended. For individuals with selective IgA deficiency, testing for deamidated gliadin antibodies of the IgG isotype is performed. In these individuals, a positive deamidated gliadin IgG antibody result suggests a diagnosis of celiac disease. However, just as with the deamidated gliadin IgA antibody, a biopsy should be performed to confirm the diagnosis. Negative deamidated gliadin IgA and/or IgG antibody serology does not exclude a diagnosis of celiac disease, as antibody levels decrease over time in patients who have been following a gluten-free diet. Endomysial Antibody, IgA: Positivity for endomysial antibodies (EMA) of the IgA isotype is suggestive of celiac disease, and small intestinal biopsy is recommended. For individuals with selective IgA deficiency, evaluation of EMA antibodies is not indicated. Negative EMA antibody serology does not exclude a diagnosis of celiac disease, as antibody levels decrease over time in patients who have been following a gluten-free diet. | This cascade should not be solely relied upon to establish a diagnosis of celiac disease. It should be used to identify patients who have an increased probability of having celiac disease and for whom a small intestinal biopsy is recommended. | 1. Rubin JE, Crowe SE. Celiac disease. Ann Intern Med. 2020;7;172(1):ITC1-ITC16 2. Lebwohl B, Rubio-Tapia A. Epidemiology, presentation, and diagnosis of celiac disease. Gastroenterol. 2021;160(1):63-75 3. Rubio-Tapia A, Hill ID, Kelly CP, Calderwood AH, Murray JA;American College of Gastroenterology.ACG clinical guidelines: Diagnosis and management of celiac disease. Am J Gastroenterol. 2013;108(5):656-676 4. Penny HA, Raju SA, Sanders DS. Progress in the serology-based diagnosis and management of adult celiac disease. Exp Rev Gastroenterol Hepatol. 2020;14(3):147-154 | Immunoglobulin A: Total IgA levels are measured by immunonephelometry. In this Siemens Nephelometer II method, the light scattered onto the antigen-antibody complexes is measured. The intensity of the measured scattered light is proportional to the amount of antigen-antibody complexes in the sample under certain conditions. If the antibody volume is kept constant, the signal behaves proportionally to the antigen volume. A reference curve is generated by a standard with a known antigen content on which the scattered light signals of the samples can be evaluated and calculated as an antigen concentration. Antigen-antibody complexes are formed when a sample containing antigen and the corresponding antiserum are put into a cuvette. A light beam is generated with a light-emitting diode, which is transmitted through the cuvette. The light is scattered onto the immuno-complexes that are present. Antigen and antibody are mixed in the initial measurement, but no complex is formed yet. An antigen-antibody complex is formed in the final measurement. The result is calculated by subtracting the value of the final measurement from the value from the initial measurement. The distribution of intensity of the scattered light depends on the ratio of the particle size of the antigen-antibody complexes to the radiated wavelength.(Instruction manual: Siemens Nephelometer II, Siemens, Inc.; Version 3, 2008; Addendum to the Instruction Manual 2.3, 08/2017) HLA-DQTyping: LABType applies Luminex technology to the reverse sequence-specific oligonucleotide probe (SSO) DNA typing method. First, target DNA is polymerase chain reaction (PCR)-amplified using a group-specific primer. The PCR product is biotinylated, which allows it to be detected using R-Phycoerythrin-conjugated streptavidin. The PCR product is denatured and allowed to rehybridize to complementary DNA probes conjugated to fluorescently coded microspheres. A flow analyzer identifies the fluorescent intensity of phycoerythrin on each microsphere. The HLA Class II allele or allele groups of the sample is determined by the positive and negative bead ID's using a computer software program. The assignment of the HLA typing is based on the reaction pattern compared to patterns associated with published HLA gene sequences.(Package insert: LABType SSO Typing TDX-OLI-DMR-PS. One Lambda; Rev. 04, 11/2019) Tissue Transglutaminase IgA/IgG Antibodies: IgA and IgG antibodies to tTG are detected by enzyme-linked immunosorbent assay (ELISA). Recombinant human tTG antigen expressed in Escherichia coli is adsorbed to wells of a microtiter plate under conditions that preserve the native state of the antigen. Diluted patient sera are added to the microtiter plate wells under conditions that allow binding of the antibodies to the tTG antigen. Unbound sample constituents are washed away, and horseradish peroxidase (HRP)-labeled antihuman IgA or IgG antibody conjugate is added to each well. After a second incubation, unbound HRP-label is removed, and bound conjugate is detected by adding tetramethylbenzidine (TMB) chromogenic substrate. After a final incubation, colored product is measured spectrophotometrically; the absorbance of the patient sample is compared to the positive calibrator. The absorbance is directly proportional to the level of IgA or IgG antibodies to tTG, which is expressed in arbitrary units.(Package insert: QUANTA Lite R h-tTG IgA and IgG. Inova Diagnostics, Inc.; Rev. 8, 01/2020) Deamidated Gliadin IgA/IgG Antibodies: IgA and IgG antibodies to deamidated gliadin peptides are detected by ELISA. Purified peptides are adsorbed to wells of a microtiter plate under conditions that preserve the native state of the antigen. Diluted patient sera are added to the microtiter plate wells under conditions that allow binding of the antibodies to the deamidated gliadin peptides. Unbound sample constituents are washed away and HRP-labeled antihuman IgA or IgG antibody conjugate is added to each well. After a second incubation, unbound HRP-label is removed, and bound conjugate is detected by adding TMB chromogenic substrate. After a final incubation, colored product is measured spectrophotometrically; the absorbance of the patient sample is compared to the positive calibrator. The absorbance is directly proportional to the level of IgA or IgG antibodies to deamidated gliadin peptides, which is expressed in arbitrary units.(Package insert: QUANTA Lite Gliadin IgA II. INOVA Diagnostics, Inc.; Rev. 2, 4/2019; QUANTA Lite Gliadin IgG II. INOVA Diagnostics, Inc.; Rev. 4 05/2020) Endomysial IgA Antibody: IgA endomysial antibodies are detected by indirect immunofluorescence assay. Frozen sections of rhesus monkey esophagus substrate are overlaid with dilutions of patient sera and incubated. After washing, the slides are overlaid with fluorescein-conjugated IgA antisera and incubated. After a final washing, the slides are analyzed through fluorescence microscopy.(Sheppard AL, Elwenspoek MMC, Scott LJ, et al: Systematic review with meta-analysis: the accuracy of serological tests to support the diagnosis of coeliac disease. Aliment Pharmacol Ther. 2022;55(5):514-527. doi: 10.1111/apt.16729) | 7 to 14 days | See individual test IDs | See Individual Test IDs | 81376 x 28278486258 (if appropriate)86364 (if appropriate)86231 (if appropriate) | Celiac Disease Comprehensive Casc | 94493-4 | 28991 | Celiac Disease Interpretation | 69048-7
CDGF | Celiac Disease Gluten-Free Cascade, Serum and Whole Blood | Evaluating patients suspected of having celiac disease who are currently (or were recently) on a gluten-free diet | Polymerase Chain Reaction (PCR)/Sequence-Specific Oligonucleotide Probe (SSO) | Yes | Celiac Disease Gluten-Free Cascade | IfHLA-DQtyping is positive or equivocal forDQ2orDQ8, then IgA, tissuetransglutaminase IgA and IgG, and deamidated gliadin IgA and IgG antibody testing will be performed at an additional charge. | Both whole blood and serum are required. Specimen Type:Whole Blood Container/Tube:Yellow top (ACD solution A or B) Specimen Volume:6 mL Collection Instructions:Send whole blood in original tube.Do not aliquot. Specimen Type:Serum Collection Container/Tube: Preferred:Serum gel Acceptable:Red top Submission Container/Tube:Plastic vial Specimen Volume:2 mL Collection Instructions:Centrifuge and aliquot serum into plastic vial | Blood: 3 mL Serum: 1.5 mL | Celiac disease (gluten-sensitive enteropathy, celiac sprue) results from an immune-mediated inflammatory process following ingestion of wheat, rye, or barley proteins that occurs in genetically susceptible individuals.(1) The inflammation in celiac disease occurs primarily in the mucosa of the small intestine, which leads to villous atrophy. Common clinical manifestations related to gastrointestinal inflammation include abdominal pain, malabsorption, diarrhea, and constipation. Clinical symptoms of celiac disease are not restricted to the gastrointestinal tract. Other common manifestations of celiac disease include failure to grow (delayed puberty and short stature), iron deficiency, recurrent fetal loss, osteoporosis, chronic fatigue, recurrent aphthous stomatitis (canker sores), dental enamel hypoplasia, and dermatitis herpetiformis. Patients with celiac disease may also present with neuropsychiatric manifestations, including ataxia and peripheral neuropathy, and are at increased risk for developing non-Hodgkin lymphoma. The disease is also associated with other clinical disorders, including thyroiditis, type I diabetes mellitus, Down syndrome, and IgA deficiency. Individuals with family members who have celiac disease are at increased risk of developing the disease.(2) Genetic susceptibility is related to specific human leukocyte antigen (HLA) markers. More than 97% of individuals with celiac disease in the United States haveDQ2and/orDQ8HLA markers, compared with approximately 40% of the general population.For this reason,HLA-DQ2andHLA-DQ8are considered genetic risk factors for celiac disease and are required, but not sufficient, for the disease process to occur. A definitive diagnosis of celiac disease requires a jejunal biopsy demonstrating villous atrophy.(3) Given the invasive nature and cost of the biopsy, serologic and genetic laboratory tests may be used to identify individuals with a high probability of having celiac disease.Because no single laboratory test can be relied upon completely to establish a diagnosis of celiac disease,individuals with positive laboratory results should be referred for small intestinal biopsy, thereby decreasing the number of unnecessary invasive procedures. In terms of serology, celiac disease is associated with a variety of autoantibodies, including endomysial, tissue transglutaminase (tTG), and deamidated gliadin antibodies.(4) Although the IgA isotype of these antibodies usually predominates in celiac disease, individuals may also produce IgG isotypes, particularly if the individual is IgA deficient. The most sensitive and specific serologic test is tTG IgA isotype in individuals who produce sufficient total IgA.For individuals who are IgA deficient, testing for tTG and deamidated gliadin IgG antibodies is required. The treatment for celiac disease is maintenance of a gluten-free diet.In most patients who adhere to this diet, concentrations of associated autoantibodies decline, which is sometimes also accompanied by reconstitution of the small intestinal villi. In most patients, an improvement in clinical symptoms is observed. For evaluation purposes, all serologic tests ordered for the diagnosis of celiac disease should be performed while the patient is on a gluten-containing diet. Once a patient has initiated the gluten-free diet, serologic testing may be repeated to assess the response to treatment. In some patients, antibody titers may take up to 1 year to normalize. Persistently elevated results suggest poor adherence to the gluten-free diet or the possibility of refractory celiac disease. It should be noted thatHLA typing is not required to establish a diagnosis of celiac disease. Consider ordering CDSP / Celiac Disease Serology Cascade, Serum if HLA typing is not desired or has been previously performed. For the recommended approach to a patient suspected of celiac disease, seeCeliac Disease Diagnostic Testing Algorithm.. For monitoring the patient's response to treatment, seeCeliac Disease Routine Treatment Monitoring Algorithm. | HLA-DQ TYPING Presence ofHLA-DQ2orHLA-DQ8alleles associated with celiac disease | HLA-DQTyping: Approximately 90% to 95% of patients with celiac disease have theHLA-DQ2allele; most of the remaining patients with celiac disease have theHLA-DQ8allele. Individuals who do not carry either of these alleles are unlikely to have celiac disease. For these individuals, no further serologic testing is required. However, individuals with these alleles may not, during their lifetime, develop celiac disease. Therefore, the presence ofDQ2orDQ8does not conclusively establish a diagnosis of celiac disease. For individuals withDQ2and/orDQ8alleles, in the context of positive serology and compatible clinical symptoms, small intestinal biopsy is recommended. Immunoglobulin A: Total IgA levels below the age-specific reference range suggest either a selective IgA deficiency or a more generalized immunodeficiency. For individuals with a low or high IgA level, additional clinical and laboratory evaluation is recommended. Some individuals may have a partial IgA deficiency in which the IgA levels are detectable but fall below the age-adjusted reference range. For these individuals, both IgA and IgG isotypes for tissue transglutaminase (tTG) and deamidated gliadin antibodies are recommended for the evaluation of celiac disease. tTG IgA/IgG Antibodies: Individuals positive for tTG antibodies of the IgA and/or IgG isotype may have celiac disease, and a small intestinal biopsy is recommended. For individuals with selective IgA deficiency, testing for tTG antibodies of the IgG isotype is indicated. In these individuals, a positive tTg IgG antibody result suggests a diagnosis of celiac disease. However, just as with the tTG IgA antibody, a biopsy should be performed to confirm the diagnosis. Negative tTG IgA and/or IgG antibody serology does not exclude a diagnosis of celiac disease, as antibody levels decrease over time in patients who have been following a gluten-free diet. Deamidated Gliadin IgA/IgG Antibodies: Positivity for deamidated gliadin antibodies of the IgA and/or IgG isotype is suggestive of celiac disease, and a small intestinal biopsy is recommended. For individuals with selective IgA deficiency, testing for deamidated gliadin antibodies of the IgG isotype is indicated. In these individuals, a positive deamidated gliadin IgG antibody result suggests a diagnosis of celiac disease. However, just as with the deamidated gliadin IgA antibody, a biopsy should be performed to confirm the diagnosis. Negative deamidated gliadin IgA and/or IgG antibody serology does not exclude a diagnosis of celiac disease, as antibody levels decrease over time in patients who have been following a gluten-free diet. | This cascade should not be solely relied upon to establish a diagnosis of celiac disease. It should be used to identify patients who have an increased probability of having celiac disease and for whom a small intestinal biopsy is recommended. This cascade is designed for use in patients who have already instituted or recently discontinued a gluten-free diet. For patients who are not following a gluten-free diet, CDCOM / Celiac Disease Comprehensive Cascade, Serum and Whole Blood is the preferred test. | 1. Rubin JE, Crowe SE. Celiac disease. Ann Int Med. 2020;172(1):ITC1-ITC16 2. Lebwohl B, Rubio-Tapia A. Epidemiology, presentation, and diagnosis of celiac disease. Gastroenterology. 2021;160(1):63-75 3. Rubio-Tapia A, Hill ID, Kelly, CP, Calderwood AH, Murray JA. American College of Gastroenterology: ACG clinical guidelines: Diagnosis and management of celiac disease. Am J Gastroenterol. 2013;108(5):656-676 4. Penny HA, Raju SA, Sanders DS. Progress in the serology-based diagnosis and management of adult celiac disease. Exp Rev Gastroenterol Hepatol.2020;14(3):147-154 | HLA-DQTyping: LABType applies Luminex technology to the reverse sequence-specific oligonucleotide probe (SSO) DNA typing method. First, target DNA is polymerase chain reaction (PCR)-amplified using a group-specific primer. The PCR product is biotinylated, which allows it to be detected using R-Phycoerythrin-conjugated streptavidin. The PCR product is denatured and allowed to rehybridize to complementary DNA probes conjugated to fluorescently coded microspheres. A flow analyzer identifies the fluorescent intensity of phycoerythrin on each microsphere. The human leukocyte antigen (HLA) Class II allele or allele groups of the sample is determined by the positive and negative bead IDs using a computer software program. The assignment of the HLA typing is based on the reaction pattern compared to patterns associated with published HLA gene sequences.(Package insert: LABType SSO Typing. TDX-OLI-DMR-PS. One Lambda; Rev. 04, 11/2019) Immunoglobulin A: Total IgA levels are measured by immunonephelometry.In this Siemens Nephelometer II method, the light scattered onto the antigen-antibody complexes is measured. The intensity of the measured scattered light is proportional to the amount of antigen-antibody complexes in the sample under certain conditions. If the antibody volume is kept constant, the signal behaves proportionally to the antigen volume. A reference curve is generated by a standard with a known antigen content on which the scattered light signals of the samples can be evaluated and calculated as an antigen concentration. Antigen-antibody complexes are formed when a sample containing antigen and the corresponding antiserum are put into a cuvette. A light beam is generated with a light-emitting diode, which is transmitted through the cuvette. The light is scattered onto the immuno-complexes that are present. Antigen and antibody are mixed in the initial measurement, but no complex is formed yet. An antigen-antibody complex is formed in the final measurement. The result is calculated by subtracting the value of the final measurement from the value of the initial measurement. The distribution of intensity of the scattered light depends on the ratio of the particle size of the antigen-antibody complexes to the radiated wavelength. (Instruction manual: Siemens Nephelometer II, Siemens, Inc.; Version 2.3, 2008; Addendum to the Instruction Manual 2.3, 08/2017) Tissue Transglutaminase IgA/IgG Antibodies: IgA and IgG antibodies to tissue transglutaminase (tTG) are detected by enzyme-linked immunosorbent assay (ELISA). Recombinant human tTG antigen expressed inEscherichia coliis adsorbed to wells of a microtiter plate under conditions that preserve the native state of the antigen. Diluted patient sera are added to the microtiter plate wells under conditions that allow binding of the antibodies to the tTG antigen. Unbound sample constituents are washed away, and horseradish peroxidase (HRP)-labeled antihuman IgA or IgG antibody conjugate is added to each well. After a second incubation, unbound HRP-label is removed, and bound conjugate is detected by adding tetramethylbenzidine (TMB) chromogenic substrate. After a final incubation, colored product is measured spectrophotometrically; the absorbance of the patient sample is compared to the positive calibrator. The absorbance is directly proportional to the level of IgA or IgG antibodies to tTG, which is expressed in arbitrary units.(Package inserts: QUANTA Lite R h-tTG IgA and IgG. Inova Diagnostics, Inc.; Rev. 8, 01/2020) Deamidated Gliadin IgA/IgG Antibodies: IgA and IgG antibodies to deamidated gliadin peptides are detected by ELISA. Purified peptides are adsorbed to wells of a microtiter plate under conditions that preserve the native state of the antigen. Diluted patient sera are added to the microtiter plate wells under conditions that allow binding of the antibodies to the deamidated gliadin peptides. Unbound sample constituents are washed away, and HRP-labeled antihuman IgA or IgG antibody conjugate is added to each well. After a second incubation, unbound HRP-label is removed, and bound conjugate is detected by adding TMB chromogenic substrate. After a final incubation, colored product is measured spectrophotometrically; the absorbance of the patient sample is compared to the positive calibrator. The absorbance is directly proportional to the level of IgA or IgG antibodies to deamidated gliadin peptides, which is expressed in arbitrary units.(Package inserts: QUANTA Lite Gliadin IgA II. INOVA Diagnostics, Inc.; Rev. 2, 10/2019; QUANTA Lite Gliadin IgG II. INOVA Diagnostics, Inc.; Rev.4, 05/2020) | 9 to 11 days | 14 days | See Individual Test IDs | 81376 x 282784 (if appropriate)86258 (if appropriate)86364 (if appropriate)86231 (if appropriate) | Celiac Disease Gluten-Free Cascade | 94493-4 | 28991 | Celiac Disease Interpretation | 69048-7
CDSP | Celiac Disease Serology Cascade, Serum | Evaluating patients suspected of having celiac disease, including patients with compatible symptoms, patients with atypical symptoms, and individuals at increased risk (family history, previous diagnosis with associated disease, positivityfor HLA-DQ2and/orDQ8) | Nephelometry | Yes | Celiac Disease Serology Cascade | If the IgA result is within the age-specified normal range, then tissuetransglutaminase (tTG)IgA antibody testing will be performed at an additionalcharge. | Collection Container/Tube: Preferred:Serum gel Acceptable:Red top Submission Container/Tube:Plastic vial Specimen Volume:5 mL Collection Instructions:Centrifuge and aliquot serum into a plastic vial. | 2 mL | Celiac disease (gluten-sensitive enteropathy, celiac sprue) results from an immune-mediated inflammatory process following ingestion of wheat, rye, or barley proteins that occurs in genetically susceptible individuals.(1) The inflammation in celiac disease occurs primarily in the mucosa of the small intestine, which leads to villous atrophy. Common clinical manifestations related to gastrointestinal inflammation include abdominal pain, malabsorption, diarrhea, and/or constipation. Clinical symptoms of celiac disease are not restricted to the gastrointestinal tract. Other common manifestations of celiac disease include failure to grow (delayed puberty and short stature), iron deficiency, recurrent fetal loss, osteoporosis, chronic fatigue, recurrent aphthous stomatitis (canker sores), dental enamel hypoplasia, and dermatitis herpetiformis. Patients with celiac disease may also present with neuropsychiatric manifestations, including ataxia and peripheral neuropathy, and are at increased risk for development of non-Hodgkin lymphoma. The disease is also associated with other clinical disorders including thyroiditis, type I diabetes mellitus, Down syndrome, and IgA deficiency. Individuals with family members who have celiac disease are at increased risk of developing the disease.(2) Genetic susceptibility is related to specific human leukocyte antigen (HLA) markers. More than 97% of individuals with celiac disease in the United States haveDQ2and/orDQ8HLA markers, compared with approximately 40% of the general population.For this reason,HLA-DQ2andHLA-DQ8are considered genetic risk factors for celiac disease and are required, but not sufficient, for the disease process to occur. A definitive diagnosis of celiac disease requires a jejunal biopsy demonstrating villous atrophy.(3) Given the invasive nature and cost of the biopsy, serologic and genetic laboratory tests may be used to identify individuals with a high probability of having celiac disease. Because no single laboratory test can be relied upon completely to establish a diagnosis of celiac disease, individuals with positive laboratory results may be referred for small intestinal biopsy, thereby decreasing the number of unnecessary invasive procedures (seeCeliac Disease Comprehensive Cascade Test Algorithm). In terms of serology, celiac disease is associated with a variety of autoantibodies, including endomysial antibody, tissue transglutaminase (tTG), and deamidated gliadin antibodies.(4) Although the IgA isotype of these antibodies usually predominates in celiac disease, individuals may also produce IgG isotypes, particularly if the individual is IgA deficient. The most sensitive and specific serologic test is tTG IgA isotype, in individuals who produce sufficient total IgA. For Individuals who are IgA deficient, testing for tTG and deamidated gliadin IgG antibodies is required. The treatment for celiac disease is maintenance of a gluten-free diet.In most patients who adhere to this diet, concentrations of associated autoantibodies decline, which is sometimes also accompanied by reconstitution of the small intestinal villi. In most patients, an improvement in clinical symptoms is observed. For evaluation purposes, all serologic tests ordered for the diagnosis of celiac disease should be performed while the patient is on a gluten-containing diet. Once a patient has initiated the gluten-free diet, serologic testing may be repeated to assess the response to treatment. In some patients, it may take up to 1 year for antibody titers to normalize. Persistently elevated results suggest poor adherence to the gluten-free diet or the possibility of refractory celiac disease. SeeCeliac Disease Diagnostic Testing Algorithmfor the recommended approach to a patient suspected of celiac disease. An algorithm is available for monitoring the patient's response to treatment, seeCeliac Disease Routine Treatment Monitoring Algorithm | Immunoglobulin A (IgA) 0-<5 months: 7-37 mg/dL 5-<9 months: 16-50 mg/dL 9-<15 months: 27-66 mg/dL 15-<24 months: 36-79 mg/dL 2-3 years: 27-246 mg/dL 4-6 years: 29-256 mg/dL 7-9 years: 34-274 mg/dL 10-14 years: 42-295 mg/dL 13-15 years: 52-319 mg/dL 16-17 years: 60-337 mg/dL > or =18 years: 61-356 mg/dL | Immunoglobulin A: Total IgA levels below the age-specific reference range suggest either a selective IgA deficiency or a more generalized immunodeficiency. For individuals with a low or high IgA level, additional clinical and laboratory evaluation is recommended. Some individuals may have a partial IgA deficiency in which the IgA levels are detectable but fall below the age-adjusted reference range. For these individuals, both IgA and IgG isotypes fortissuetransglutaminase (tTG) and deamidated gliadin antibodies are recommended for the evaluation of celiac disease; tTG IgA, tTG IgG, deamidated gliadin IgA, and deamidated gliadin IgG antibody assays are performed in this cascade. For individuals who have selective IgA deficiency or undetectable levels of IgA, only tTG IgG and deamidated gliadin IgG antibody assays are performed. tTG IgA/IgG Antibodies: Individuals positive for tTG antibodies of the IgA isotype likely have celiac disease and a small intestinal biopsy is recommended. For individuals with selective IgA deficiency, testing for tTG antibodies of the IgG isotype is performed. In these individuals, a positive tTG IgG antibody result suggests a diagnosis of celiac disease. However, just as with the tTG IgA antibody, a biopsy should be performed to confirm the diagnosis. Negative tTG IgA and/or IgG antibody serology does not exclude a diagnosis of celiac disease, as antibody levels decrease over time in patients who have been following a gluten-free diet. Deamidated Gliadin IgA/IgG Antibodies: Positivity for deamidated gliadin antibodies of the IgA isotype is suggestive of celiac disease; small intestinal biopsy is recommended. For individuals with selective IgA deficiency, testing for deamidated gliadin antibodies of the IgG isotype is performed. In these individuals, a positive deamidated gliadin IgG antibody result suggests a diagnosis of celiac disease. However, just as with the deamidated gliadin IgA antibody, a biopsy should be performed to confirm the diagnosis. Negative deamidated gliadin IgA and/or IgG antibody serology does not exclude a diagnosis of celiac disease, as antibody levels decrease over time in patients who have been following a gluten-free diet. Endomysial IgA Antibodies: Positivity for endomysial antibodies (EMA) of the IgA isotype is suggestive of celiac disease, and small intestinal biopsy is recommended. For individuals with selective IgA deficiency, evaluation of EMA is not indicated. Negative EMA serology does not exclude a diagnosis of celiac disease as antibody levels decrease over time in patients who have been following a gluten-free diet. | This cascade should not be solely relied upon to establish a diagnosis of celiac disease. It should be used to identify patients who have an increased probability of having celiac disease for whom a small intestinal biopsy is recommended. This cascade should not be used in patients who have previously been or are currently being treated with a gluten-free diet. See Ordering Guidance. | 1. Rubin JE, Crowe SE: Celiac disease. Ann Intern Med. 2020 Jan 7;172(1):ITC1-ITC16 2. Lebwohl B, Rubio-Tapia A: Epidemiology, presentation, and diagnosis of celiac disease. Gastroenterology. 2021 Jan;160(1):63-75 3. Rubio-Tapia A, Hill ID, Kelly CP, Calderwood AH, Murray JA, American College of Gastroenterology: ACG Clinical Guidelines: Diagnosis and management of celiac disease. Am J Gastroenterol. 2013 May;108(5):656-676 4. Penny HA, Raju SA, Sanders DS: Progress in the serology-based diagnosis and management of adult celiac disease. Exp Rev Gastroenterol Hepatol.2020 Mar;14(3):147-154 | Immunoglobulin A: Total IgA levels are measured by immunonephelometry.In this Siemens Nephelometer II method, the light scattered onto the antigen-antibody complexes is measured. The intensity of the measured scattered light is proportional to the amount of antigen-antibody complexes in the sample under certain conditions. If the antibody volume is kept constant, the signal behaves proportionally to the antigen volume. A reference curve is generated by a standard with a known antigen content on which the scattered light signals of the samples can be evaluated and calculated as an antigen concentration. Antigen-antibody complexes are formed when a sample containing antigen and the corresponding antiserum are put into a cuvette. A light beam is generated with a light emitting diode, which is transmitted through the cuvette. The light is scattered onto the immuno-complexes that are present. Antigen and antibody are mixed in the initial measurement, but no complex is formed yet. An antigen-antibody complex is formed in the final measurement. The result is calculated by subtracting value of the final measurement from the initial measurement. The distribution of intensity of the scattered light depends on the ratio of the particle size of the antigen-antibody complexes to the radiated wavelength.(Instruction manual: Siemens Nephelometer II, Siemens, Inc.; Version 3, 2008; Addendum to the Instruction Manual 2.3, 08/2017) Tissue Transglutaminase IgA/IgG Antibodies: IgA and IgG antibodies to tissue transglutaminase (tTG) are detected by enzyme-linked immunosorbent assay (ELISA). Recombinant human tTG antigen expressed inEscherichia coliis adsorbed to wells of a microtiter plate under conditions that preserve the native state of the antigen. Diluted patient sera are added to the microtiter plate wells under conditions that allow binding of the antibodies to the tTG antigen. Unbound sample constituents are washed away, and horseradish peroxidase (HRP)-labeled antihuman IgA or IgG antibody conjugate is added to each well. After a second incubation, unbound HRP-label is removed, and bound conjugate is detected by adding tetramethylbenzidine (TMB) chromogenic substrate. After a final incubation, colored product is measured spectrophotometrically; the absorbance of the patient sample is compared to the positive calibrator. The absorbance is directly proportional to the level of IgA or IgG antibodies to tTG, which is expressed in arbitrary units.(Package inserts: QUANTA Lite R h-tTG IgA and IgG. Inova Diagnostics, Inc;rev. 8, 01/2020) Deamidated Gliadin IgA/IgG Antibodies: IgA and IgG antibodies to deamidated gliadin peptides are detected by ELISA. Purified peptides are adsorbed to wells of a microtiter plate under conditions that preserve the native state of the antigen. Diluted patient sera are added to the microtiter plate wells under conditions that allow binding of the antibodies to the deamidated gliadin peptides. Unbound sample constituents are washed away and HRP-labeled antihuman IgA or IgG antibody conjugate is added to each well. After a second incubation, unbound HRP-label is removed, and bound conjugate is detected by adding TMB chromogenic substrate. After a final incubation, colored product is measured spectrophotometrically; the absorbance of the patient sample is compared to the positive calibrator. The absorbance is directly proportional to the level of IgA or IgG antibodies to deamidated gliadin peptides, which is expressed in arbitrary units.(Package inserts: QUANTA Lite Gliadin IgA II; rev.2, 10/2019; QUANTA Lite Gliadin IgG II. INOVA Diagnostics, Inc; Rev.4, 05/2020) Endomysial IgA Antibody: Endomysial IgA antibodies are detected by indirect immunofluorescence assay. Frozen sections of rhesus monkey esophagus substrate are overlaid with dilutions of patient sera and incubated. After washing, the slides are overlaid with fluorescein-conjugated IgA antisera and incubated. After a final washing, the slides are analyzed through fluorescence microscopy.(Sheppard AL, Elwenspoek MMC, Scott LJ, et al: Systematic review with meta-analysis: the accuracy of serological tests to support the diagnosis of coeliac disease. Aliment Pharmacol Ther. 2022 Mar;55(5):514-527. doi: 10.1111/apt.16729) | 7 to 9 days | See individual test IDs | See Individual Test IDs | 8278486258 (if appropriate)86364 (if appropriate)86231 (if appropriate) | Celiac Disease Serology Cascade | 94494-2 | 28991 | Celiac Disease Interpretation | 69048-7
NCSPC | Cell Concentration (Bill Only) |  | This test is for billing purposes only. This is not an orderable test. | Yes | Cell Concentration | Varies | This test is for billing purposes only. This is not an orderable test. |  |  | This test is for billing purposes only. This is not an orderable test. | [6 empty] | Not Applicable | 88108
0829T | Cell Concentration Digitize (Bill Only) |  | This test is for tracking purposes only. This is not an orderable test. | Yes | Cell Concentration Digitize | This test is for tracking purposes only. | This test is for tracking purposes only. This is not an orderable test. |  |  | This test is for tracking purposes only. This is not an orderable test. | [6 empty] | Not Applicable | 0829T
BFCC | Cell Count and Differential, Body Fluid | Aiding in the diagnosis of joint disease, systemic disease, inflammation, malignancy, infection, and trauma | Automated or Manual Cell Count/Cytocentrifugation followed by Manual Differential and Morphology Review | No | Cell Count and Differential, BF | When abnormal cytologic features are present, a miscellaneous cytology test may be added and performed at an additional charge. Fee codes for that test vary depending on review process. | For Local Accounts Only Sources:Synovial, pleural, peritoneal, pericardial fluid Container/Tube: Preferred:Body fluid container Acceptable:Lavender top (EDTA) or green top (heparin) Specimen Volume:1 mL | 0.5 mL | Body fluids, other than the commonly analyzed urine and blood, include synovial, pleural, peritoneal, and pericardial fluids. These fluids may be present in increased volumes and may contain increased numbers of normal and abnormal cells in a variety of disease states. | TOTAL NUCLEATED CELLS Synovial fluid: <150/mcL Peritoneal/pleural/pericardial fluid: <500/mcL NEUTROPHILS Synovial Fluid: <25% Peritoneal/pleural/pericardial fluid: <25% LYMPHOCYTES Synovial fluid: <75% MONOCYTES/MACROPHAGES Synovial fluid: <70% | Trauma and hemorrhage may result in increased red blood cells (RBC) and white blood cells (WBC); RBC predominate. WBC are increased in inflammatory and infectious processes: -Neutrophils predominate in bacterial infections -Lymphocytes predominate in viral infections -Macrophages may be increased in inflammatory and infectious processes -Eosinophils may be increased in parasitic or fungal infections | No significant cautionary statements | 1. Kjeldsberg CR, Hussong, JW: Body Fluid Analysis. ASCP Press; 2015 2. Dyken PR, Shirley S, Trefz J, El Gammel T: Comparison of cyto-centrifugation and sedimentation techniques for CSF cyto-morphology. Acta Cytol. 1980 Mar-Apr;24(2):167-170 3. Sheth KV: Cerebrospinal and body fluid cell morphology through a hematologist's microscope, workshop presented at the ASCP-CAP Joint Spring Meeting, San Diego, March 1981 4. Schumacher AH, Reginato A: Atlas of Synovial Fluid Analysis and Crystal Identification. Lea and Febiger; 1991 | The cells are applied to a glass slide by cytocentrifugation. Wright-Giemsa stained slides are examined by light microscopy and a differential is performed. Total nucleated cell count is determined using an automated hematology analyzer or a microscopic counting chamber.(Instruction manual: Automated Hematology Analyzer XN series [XN-1000]. Code No. CJ410539. North American Edition. Sysmex; 11/2015) | 1 to 2 days | 1 week | This test has been modified from the manufacturer's instructions. Its performance characteristics were determined by Mayo Clinic in a manner consistent with CLIA requirements. This test has not been cleared or approved by the US Food and Drug Administration. | 89051-Cell count with differential | Cell Count and Differential, BF | 34557-9 | REVMR | Reviewed by: | 18771-6
BRAFB | Cell-Free DNA BRAF V600, Blood | An alternative to invasive tissue biopsies for the determination ofBRAFV600E and V600K alterations Identification of patients with cancer who are most likely to benefit from targeted therapies This test isnot intended forserial monitoring of patients with cancer or as a screening test to identify cancer. | Digital Droplet Polymerase Chain Reaction (ddPCR) | Yes | cfDNA BRAF V600 Test, Blood | Whole blood | Supplies:Streck Black/Tan Top Tube Kit (T715) Container/Tube:Streck Cell-Free DNA blood collection kit Specimen Volume:Two 10-mL Streck Cell-Free DNA blood collection tubes Additional Information:OnlybloodcollectedinStreckCell-Free DNAtubeswillbeacceptedforanalysis. Wholebloodwillbeprocessedtoproduceplatelet-poorplasmabeforecfDNAisolation. | One 10 mL Streck cell-free DNA blood collection tube | This test uses DNA extracted from the peripheral blood to evaluate for the presence ofBRAFV600E and V600K alterations.TheBRAFgene is a member of the mitogen-activated protein/extracellular signal-regulated (MAP/ERK) kinase pathway, which plays a role in cell proliferation and differentiation. Dysregulation of this pathway is a key factor in tumor progression andBRAFalterations occur frequently in many different tumor types.BRAFvariant analysis aids in the diagnosis of cancer types including anaplastic and papillary thyroid carcinoma, hairy cell leukemia, and papillary craniopharyngioma. BRAFV600E and V600K alterations are associated with response or resistance to specific targeted therapies in cancer.Targeted cancer therapies are defined as antibody or small molecule drugs that block the growth and spread of cancer by interfering with specific cell molecules involved in tumor growth and progression. Multiple targeted therapies have been approved by the FDA for treatment of specific cancers. Molecular genetic profiling is often needed to identify targets amenable to targeted therapies and to minimize treatment costs and therapy-associated risks. | An interpretive report will be provided. | The interpretation of molecular biomarker analysis includes an overview of the results and the associated diagnostic, prognostic, and therapeutic implications. | PatientswithanegativetestresultmaystillharboraV600EorV600Kalteration.VarianttestingofatissuespecimenforBRAFalterationsshouldbeconsideredforpatientswithanegativeresultwiththistest. ThelimitofdetectionofthisassayforthedetectionofBRAFV600EandV600Kalterationsisinfluencedbythe amountofcell-free DNA (cfDNA)intheblood.Thisisabiologicalvariablethatcannotbecontrolled. ThisassaywasdesignedtodetectV600EandV600Kalterations.ThesensitivityforrarerV600alterationshasnotbeen established. Thistesthasnotbeenclinicallyvalidatedforuseasatooltomonitorresponsetotherapyorforearlydetectionof tumors. This test cannot differentiate between somatic and germline alterations.Additional testing may be necessary to clarify the significance of results if there is a potential hereditary risk. | 1. Sanmamed MJ, Fernandez-Landazuri S, Rodriguez C, et al: Quantitative cell-free circulating BRAFV600E mutation analysis by use of droplet digital PCR in the follow-up of patients with melanoma being treated with BRAF inhibitors. Clin Chem. 2015;61(1):297-304 2. Schwarzenbach H, Hoon DS, Pantel K: Cell-free nucleic acids as biomarkers in cancer patients. Nat Rev Cancer. 2011 Jun;11(6):426-437 3. Johnson DB, Sosman JA: Update on the targeted therapy of melanoma. Curr Treat Options Oncol. 2013 Jun 14;(2):280-292 4. McArthur GA, Chapman PB, Robert C, et al: Safety and efficacy of vemurafenib in BRAF (V600E) and BRAF (V600K) mutation-positive melanoma (BRIM-3): extended follow-up of a phase 3, randomized, open-label study. Lancet Oncol. 2014 Mar;15(3):323-332 | Blood samples are collected in Streck Cell-Free DNA blood collection tubes. Cell-free DNA (cfDNA) is isolated from double-centrifuged plasma and assessed for the presence of theBRAFV600E andBRAFV600K alterations using digital droplet polymerase chain reaction (ddPCR).(Unpublished Mayo method) | 5 to 10 days | Whole Blood: 2 weeks (if available); Extracted DNA: 3 months | This test was developed and its performance characteristics determined by Mayo Clinic in a manner consistent with CLIA requirements. It has not been cleared or approved by the US Food and Drug Administration. | 81210 | cfDNA BRAF V600 Test, Blood | 93690-6 | 606202 | Disclaimer | 62364-5
T790M | Cell-Free DNA EGFR T790M Mutation Analysis, Blood | Determination of EGFR T790M mutation status in blood specimens as an alternative to invasive tissue biopsies Identification of patients with non-small cell lung cancer who harbor a T790M mutation and may benefit from specific EGFR-targeted therapies | Droplet Digital Polymerase Chain Reaction (ddPCR) | Yes | cfDNA EGFR T790M Test, Blood | Whole blood | Supplies:Streck Black/Tan Top Tube Kit (T715) Specimen Volume:Two, 10-mL Streck cell-free DNA (cfDNA) blood collection tubes Additional Information: 1. Only blood collected in Streck cfDNA tubes will be accepted for analysis. 2. Whole blood will be processed to produce platelet-poor plasma before cfDNA isolation. | One 10 mL Streck tube | Epidermal growth factor receptor (EGFR)-targeted tyrosine kinase inhibitors (eg, gefitinib and erlotinib) have been approved by the US food and Drug Administration (FDA) for use in treating patients with non-small cell lung cancer (NSCLC) who previously failed to respond to traditional chemotherapy. However, theEGFRT790M mutation is associated with acquired resistance to tyrosine kinase inhibitor (TKI) therapy in about 60% of patients with disease progression after initial response to erlotinib, gefitinib, or afatinib. Recent data suggest that patients with metastatic NSCLC and the T790M mutation may benefit from osimertinib, an FDA-approved oral TKI that inhibits both EGFR-activating mutations and the T790M mutation. | An interpretive report will be provided. | The interpretation of molecular biomarker analysis includes an overview of the results and the associated therapeutic implications. | Patients with a negative test result may still harbor theEGFRT790Mmutation. Mutation testing of a tissue specimen forEGFRmutations should be considered for patients with a negative result with this test. The limit of detection of this assay for the detection ofEGFRmutations is influenced by the amount of cell-free DNA in the blood. This is a biological variable that cannot be controlled. This assay was designed to detect the following T790M mutation in theEGFRgene. This test has not been clinically validated for use as a tool to monitor response to therapy or for early detection of tumors. This test cannot differentiate between somatic and germline alterations. Additional testing may be necessary to clarify the significance of results if there is a potential hereditary risk. | 1. Schwarzenbach H, Hoon DSB, Pantel K: Cell-free nucleic acids as biomarkers in cancer patients. Nat Rev Cancer. 2011 Jun;11(6):426-437 2. Ettinger DS, Wood DE, Aisner DL, et al: Non-Small Cell Lung Cancer, Version 5.2017, NCCN Clinical Practice Guidelines in Oncology. J Natl Compr Canc Netw. 2017 Apr;15(4):504-535 3. Janne PA, Yang JCH, Kim DW, et al: AZD9291 in EGFR inhibitor-resistant non-small-cell lung cancer. N Engl J Med. 2015 Apr 30;372(18):1689-1699 | Blood samples are collected in Streck Cell-Free DNA BC Tubes. Cell-free DNA is isolated from double-centrifuged plasma and assessed for the presence of theEGFRT790M mutation using droplet digital polymerase chain reaction analysis.(Unpublished Mayo method) | 5 to 10 days | Whole blood: 2 weeks (if available); Extracted DNA: 3 months | This test was developed and its performance characteristics determined by Mayo Clinic in a manner consistent with CLIA requirements. It has not been cleared or approved by the US Food and Drug Administration. | 81235 | cfDNA EGFR T790M Test, Blood | 55769-4 | 113417 | Released By | 18771-6
KRASD | Cell-Free DNA KRAS 12, 13, 61,146, Blood | An alternative to invasive tissue biopsies for the determination ofKRAS12, 13, 61,146(G12A, G12C, G12D, G12R, G12S, G12V, G13D, Q61K, Q61L, Q61R, Q61H, and A146T)mutation status Detecting molecular markers associated with response or resistance to specific therapy This test isnot intended asa screening test to identify cancer. | Digital Droplet Polymerase Chain Reaction (PCR) | Yes | cfDNA KRAS 12, 13, 61, 146 Blood | Whole blood | Supplies:Streck Black/Tan Top Tube Kit (T715) Container/Tube:Streck Cell-Free DNA blood collection kit Specimen Volume:Two 10-mLStreck Cell-Free DNA blood collection tubes Additional Information:Only blood collected in Streck Cell-Free DNA BCT tubes will be accepted for analysis. Whole blood will be processed to produce platelet-poor plasma before cfDNA isolation. | One 10 mL Streck tube | Targeted cancer therapies are defined as antibody or small molecule drugs that block the growth and spread of cancer by interfering with specific cell molecules involved in tumor growth and progression. Multiple targeted therapies have been approved by the US Food and Drug Administration for treatment of solid tumor malignancies. Molecular genetic profiling is often needed to identify targets amenable to targeted therapies and to minimize treatment costs and therapy-associated risks. One of the most common somatic alterations in colorectal cancer (CRC) and non-small cell lung cancer (NSCLC) is the presence of activating variants in the protooncogeneKRAS.KRASis recruited by ligand-bound (active)epidermal growth factor receptor (EGFR) to initiate the signaling cascade induced by the RAS/MAPK pathway. Because alteredKRASconstitutively activates the RAS/MAPK pathway downstream of EGFR, agents such as cetuximab and panitumumab, which prevent ligand-binding to EGFR, do not appear to have any meaningful inhibitor activity on cell proliferation in the presence of alteredKRAS. Current data suggest that the efficacy of EGFR-targeted therapies in CRC and NSCLC is confined to patients with tumors lacking KRAS mutations. An exception is theKRASG12C variant that is targetable with variant-specific inhibitors. This test uses DNA extracted from tumor tissue to evaluate for the presence of KRAS (G12A, G12C, G12D, G12R, G12S, G12V, G13D, Q61K, Q61L, Q61R, Q61H, and A146T) variants. A positive result indicates the presence of an activating KRAS mutation and can be useful for guiding the treatment of patients with CRC and NSCLC. | An interpretive report will be provided | The interpretation of molecular biomarker analysis includes an overview of the results and the associated diagnostic, prognostic, and therapeutic implications. | Patients with a negative test result may still harbor a KRAS mutation. Mutation testing of a tissue specimen for KRAS mutations should be considered for patients with who have a negative result with this test. The limit of detection of this assay for the detection of KRAS mutations is influenced by the amount of cell-free DNA (cfDNA) in the blood. This is a biological variable that cannot be controlled. This assay was designed to detect mutations in KRAS codons 12, 13, 61, and 146 (G12A, G12C, G12D, G12R, G12S, G12V, G13D, Q61K, Q61L, Q61R, Q61H, and A146T). This test has not been clinically validated for use as a tool to monitor response to therapy or for early detection of tumors. This test cannot differentiate between somatic and germline alterations. Additional testing may be necessary to clarify the significance of results if there is a potential hereditary risk. | 1. Schwarzenbach H, Hoon DS, Pantel K. Cell-free nucleic acids as biomarkers in cancer patients. Nat Rev Cancer. 2011;11(6):426-437 2. Allegra CJ, Rumble BR, Hamilton SR, et al. Extended RAS gene mutation testing in metastatic colorectal carcinoma to predict response to anti-epidermal growth factor receptor monoclonal antibody therapy: American Society of Clinical Oncology Provisional Clinical Opinion Update 2015. J Clin Oncol. 2016;34(2):179-185.doi:10.1200/JCO.2015.63.967 3. Olmedillas Lopez S, Garcia-Olmo DC, Garcia-Arranz M, et al. KRAS G12V mutation detection by droplet digital PCR in circulating cell-free DNA of colorectal cancer patients. Int J Mol Sci. 2016;17(4):484 4.Lam DC. Clinical testing for molecular targets for personalized treatment in lung cancer. Respirology. 2013 Feb;18(2):233-237 5.Hong DS, Fakih MG, Strickler JH, et al. KRAS G12C inhibition with sotorasib in advanced solid tumors. N Engl J Med. 2020;383(13):1207-1217 | Blood samples are collected in Streck Cell-Free DNA BCT tubes.Cell-free DNA (cfDNA) is isolated from double-spun plasma and assessed for the presence ofKRAScodon 12, 13, 61, and 146 mutations using droplet digital polymerase chain reaction.(Unpublished Mayo method) | 5 to 10 days | Whole Blood: 2 weeks (if available); Extracted DNA: 3 months | This test was developed and its performance characteristics determined by Mayo Clinic in a manner consistent with CLIA requirements. It has not been cleared or approved by the US Food and Drug Administration. | 8127581276 | cfDNA KRAS 12, 13, 61, 146 Blood | In Process | 113508 | Result | 75974-6
PIK3B | Cell-Free DNA PIK3CA Test, Blood | Identification ofhormone receptor positive and human epidermal growth factor receptor 2 negative (HR+/HER2-) advanced breast cancer tumors that may be eligible for treatment withtargeted kinase inhibitor therapy (eg, alpelisib). | Polymerase Chain Reaction (PCR) | Yes | cfDNA PIK3CA Test, Blood | Whole blood | Supplies:Streck Black/Tan Top Tube Kit (T715) Specimen Volume:Two, 10-mL Streck cell-free DNA (cfDNA) blood collection tubes Additional Information: 1. OnlybloodcollectedinStreckcfDNAtubeswillbeacceptedforanalysis. 2. Wholebloodwillbeprocessedtoproduceplatelet-poorplasmabeforecfDNAisolation. | One 10 mL Streck cell-free DNA tube | More than 70% of breast cancers are hormone receptor (HR) positive and human epidermal growth factor receptor 2 (HER2) negative (HR+/HER2-). Approximately 40% of patients with HR+/HER2- advanced breast cancer have activating mutations in the genePIK3CA, inducing hyperactivation of the alpha isoform (p110 alpha) of phosphatidylinositol 3-kinase, a key upstream component of the PI3K pathway. Mutations inPIK3CAare associated with tumor growth, resistance to endocrine therapy, and a poor overall prognosis. Patients withHR+/HER2- advanced breast canceridentified to have aPIK3CAmutation may be eligible for treatment with targeted kinase inhibitor therapy (eg, alpelisib). This test uses circulating tumor DNA extracted from blood to evaluate for the presence of 10 clinically actionablePIK3CAmutations: E542K (c.1624G>A) E542K (c.1633G>A) E545D (c.1635G>T) E545G (c.1634A>G) E545A (c.1634A>C) H1047Y (c.3139C>T) C420R (c.1285C>T) Q546E (c.1636C>G) H1047L (c.3140A>T) H1047R (c.3140A>G) | An interpretive report will be provided | The interpretation of molecular biomarker results includes an overview of the results and the associated diagnostic, prognostic, and therapeutic implications. | A negative (wildtype) result does not rule out the presence of a mutation that may be present but below the limits of detection of this assay. It also does not rule out the presence of other types of alterations in thePIK3CAgene outside those that the assay was designed to detect. This test is not designed to differentiate between somatic and germline alterations. Additional testing may be necessary to clarify the significance of results if there is a potential hereditary risk. Not all tumors that havePIK3CAmutations will respond totargeted therapies. Rare genetic alterations exist that could lead to false-negative or false-positive results. This test has not been clinically validated for use as a tool to monitor response to therapy or for early detection of tumors. Test results should be interpreted in context of clinical findings, tumor sampling, and other laboratory data. If results obtained do not match other clinical or laboratory findings, please contact the laboratory for possible interpretation. Misinterpretation of results may occur if the information provided is inaccurate or incomplete. | 1. Bachman KE, Argani P, Samuels Y, et al: The PIK3CA gene is mutated with high frequency in human breast cancers. Cancer Biol Ther. 2004 Aug;3(8):772-775 2. Andre F, Ciruelos E, Rubovszky G, et al: Alpelisib for PIK3CA-mutated, hormone receptor-positive advanced breast cancer. N Engl J Med. 2019 May 16;380(20):1929-1940 3. Andre F, Ciruelos EM, Juric D, et al: Alpelisib plus fulvestrant for PIK3CA-mutated, hormone receptor-positive, human epidermal growth factor receptor-2-negative advanced breast cancer: final overall survival results from SOLAR-1. Ann Oncol. 2021 Feb;32(2):208-217 | Apolymerase-chain reaction (PCR)-based assay employing real-time PCR and allele-specific PCR technologies is used to test for 10 mutations withinPIK3CA(C420R, E542K, E545A, E545D, E545G, E545K, Q546E, H1047L, H1047R, and H1047Y).(Package insert: therascreen PIK3CA RGQ PCR Kit. Qiagen; 05/2019) | 5 to 10 days | Whole blood: 2 weeks (if available); Extracted DNA: Indefinitely | This test has been modified from the manufacturer's instructions. Its performance characteristics were determined by Mayo Clinic in a manner consistent with CLIA requirements. This test has not been cleared or approved by the US Food and Drug Administration. | 81309 | cfDNA PIK3CA Test, Blood | 60034-6 | 616653 | Released By | 18771-6
CNSA | Central Nervous System Consultation, Autopsy, Varies | Evaluation of congenital neurological disease Evaluation of neurodegenerative disease Evaluation of cases with a complex neurological or neurosurgical history Evaluation of sudden unexplained death This test isnot intended forcases under litigation without preauthorization. | Stain | Yes | Neuropathology Consult | When only a brain is submitted, NESPC / Necropsy, single organ (Bill Only) will be charged. | Hematoxylin-and-eosin stained sections are also acceptable, but must be accompanied by paraffin blocks and/or remaining wet tissue. In cases submitted as part of a research protocol, contact 507-284-3887 for further guidance. Supplies: Central Nervous System Consult Kit (T633) Sources: Brain (and spinal cord when indicated) Container/Tube: Plastic container Specimen Volume: 1 cm(3) cube Collection Instructions: 1. Take a small (1 cm[3]) cube of brain from 1 of the frontal lobes (typically, right inferior frontal). 2. Wrap in aluminum foil and place in plastic container. 3. Label container with identifying information (ie, patient name, date of birth, autopsy number, and date of collection). 4. Freeze and store in a -70 degrees C freezer. 5. Place the remaining brain in 10% formalin if non-Creutzfeldt-Jakob disease (CJD), and 15% formalin for suspected cases of CJD, suspended by a thread under the basilar artery and fixed for 7 to 10 days. Additional Information:Upon completion of consultation, the brain tissue will be stored 10 years in the Mayo Clinic Tissue Registry. The Mayo Clinic policy precludes our evaluation of cases under litigation that involve non-Mayo Clinic patients. | Entire collection | Difficult neurological abnormalities, including congenital anomalies, sometimes require the assistance of a neuropathologist. This evaluation is offered to provide the careful dissection and diagnostic experience that may be needed for unusual or rare neuropathological cases. | An interpretive report will be provided. | This request will be processed as a consultation. Appropriate stains will be performed, and a diagnostic interpretation provided. | Specimens should be completely fixed in formalin for 7 to 10 days, prior to shipping. It is best if specimen is not dissected prior to shipment. | 1. Collins KA, Powers JM: Autopsy procedures for the brain, spinal cord, and neuromuscular system.In: Collins KA, Hutchins GM, eds. Autopsy Performance and Reporting. 2nd ed. College of American Pathologists; 2003:chap 20 2. Crain BJ, Mirra SS: The autopsy in cases of Alzheimer's Disease and other dementias.In:Collins KA, Hutchins GM, eds.Autopsy Performance and Reporting. 2nd ed. College of American Pathologists; 2003:chap 21 | Giannini C, Okazaki H: Nervous system.InWaters BL, ed. Handbook of Autopsy Practice. 4th ed. Humana Press; 2009:chap 4 | 30 to 60 days |  | Not Applicable | 88037 (if appropriate)88036 (if appropriate) | Neuropathology Consult | 18743-5 | 71795 | Case Number | 80398-1
CMA | Centromere Antibodies, IgG, Serum | Evaluating patients with features of systemic autoimmune rheumatic disease, particularly systemic sclerosis, Sjogren’s syndrome, or overlap disease Aiding in the phenotypic stratification of patients with systemic sclerosis (limited cutaneous vs diffuse cutaneous or risk for specific clinical manifestations) | Multiplex Flow Immunoassay | Yes | Centromere Ab, IgG, S | For more information seeConnective Tissue Disease Cascade. | Supplies:Sarstedt Aliquot Tube, 5 mL (T914) Collection Container/Tube: Preferred:Serum gel Acceptable:Red top Submission Container/Tube:Plastic vial Specimen Volume:0.5 mL Collection Instructions:Centrifuge and aliquot serum into a plastic vial. | 0.35 mL | The presence of anti-centromere antibody (ACA) is associated with antinuclear antibody and demonstrates a characteristic discrete nuclear speckled staining pattern of both interphase nuclei and metaphase chromatin on HEp-2 substrate by indirect immunofluorescence assay (IFA).(1,2) ACA has a broad specificity for the centromere–kinetochore macro-complex.(2) Several putative epitopes associated with this autoantigenic complex have been described with CENP-A (18 kDa), CENP-B (80 kDa), CENP-C (140 kDa, and CBX as the main targets.(1-4) The CENP-B antigen is believed to be the primary autoantigen in systemic autoimmune diseases and is recognized by most, if not all, sera that contain centromere antibodies.(1-4) Together with anti-Scl 70 and anti-RNA polymerase III autoantibodies, ACA is recommended for the diagnostic classification systemic sclerosis (SSc) by the American College of rheumatology/European League Against Rheumatism collaborative initiative.(5) Historically, ACA has been associated with SSc but also occur in varying frequencies in autoimmune diseases such as Sjögren's syndrome (SjS), primary biliary cholangitis (PBC), PBC overlap disease, or overlap connective tissue disease (CTD), and rheumatoid arthritis.(1-7) ACA is the most detected SSc-specific autoantibody and it is typically associated with the limited cutaneous SSc (lcSSc), previously referred to as CREST syndrome which is comprised of calcinosis, Raynaud phenomenon, esophageal dysmotility, sclerodactyly, and telangiectasia.(1,3,6,8) In addition, ACA has a higher frequency in Caucasian than in African American or Asian cohorts.(1,7,8) The lcSSc is characterized by skin fibrosis of the fingers (sclerodactyly) and, in some cases, of the face and neck or the skin distal to the elbows and/or knees, sparring the upper arms, upper legs, or trunk.(1,7,8) Based on the autoantibody and cutaneous phenotypic characterization, ACA-positive patients with lcSSc generally have the highest 20-year survival, lowest incidence of clinically significant pulmonary fibrosis, scleroderma renal crisis, and lowest incidence of cardiac SSc.(2,5,7,8) In addition to SSc, ACAs occur in patients with SjS, rheumatoid arthritis, PBC overlap, or overlap CTD.(1-7) Recent studies aimed at determining the fine specificities ACA in different CTD demonstrated comparative frequencies to CENP-B, the major ACA target.(2,4) In both studies, ACA recognize centromere “complex” rather than individual protein, and this feature is common among patients with Sjogren’s syndrome, SSc and PBC. In routine clinical evaluation, ACA as well as ACA-specific for CENP-B and CENP-A, can be detected using a variety of methods.(1,9,10) The ACA detected using HEp-2 substrate by IFA, broadly defines a heterogeneous population of centromeric proteins (centromere-kinetochore macro-complex) while most solid-phase immunoassays for clinical evaluation are designed with mainly CENP-B antigen.(10) | <1.0 U (negative) > or =1.0 U (positive) Reference values apply to all ages. | Anti-centromere antibodies are mainly associated with systemic sclerosis and may be useful in the risk stratification for cutaneous and organ involvement as well as survival outcomes. They may also be observed in other autoimmune diseases such as Sjogren’s syndrome, rheumatoid arthritis, primary biliary cholangitis and overlap diseases. Detectable levels of anti-centromere antibodies may predate overt clinical features of systemic sclerosis or related diseases. | Absence of anti-centromere antibodies by any of the methods, especially solid-phase immunoassays, does not rule out a diagnosis of systemic sclerosis or associated diseases. Low levels of anti-centromere antibodies detected using solid-phase immunoassays may have low predictive value for disease. Confirmation using HEp-2 substrate by immunofluorescence assay may be useful if clinical suspicion for systemic sclerosis is high. Using HEp-2 substrate, the centromere pattern maybe positive and the CENP-B solid-phase negative due to differences in the expression of antigens between the two methods. | 1. Stochmal A, Czuwara J, Trojanowska M, et al. Antinuclear antibodies in systemic sclerosis: an update. Clin Rev Allergy Immunol 2020;58(1):40-51 2. Kajio N, Takeshita M, Suzuki K, et al. Anti-centromere antibodies target centromere-kinetochore macrocomplex: a comprehensive autoantigen profiling. Ann Rheum Dis. 2021;80(5):651-659 3. Earnshaw W, Bordwell B, Marino C, Rothfield N. Three human chromosomal autoantigens are recognized by sera from patients with anti-centromere antibodies. J Clin Invest. 1986;77(2):426-430 4. Takeshita M, Suzuki K, Kaneda Y, et al. Antigen-driven selection of antibodies against SSA, SSB and the centromere 'complex', including a novel antigen, MIS12 complex, in human salivary glands. Ann Rheum Dis. 2020;79(1):150-158 5. van den Hoogen F, Khanna D, Fransen J, et al. 2013 classification criteria for systemic sclerosis: an American College of rheumatology/European League against rheumatism collaborative initiative. Ann Rheum Dis 2013;72(11):1747-1755 6. Kuramoto N, Ohmura K, Ikari K, et al. Anti-centromere antibody exhibits specific distribution levels among anti-nuclear antibodies and may characterize a distinct subset in rheumatoid arthritis. Sci Rep. 2017;7(1):6911 7. Cavazzana I, Vojinovic T, Airo P, et al. Systemic sclerosis-specific antibodies: novel and classical biomarkers. Clin Rev Allergy Immunol. 2023;64(3):412-430 8. Nihtyanova SI, Sari A, Harvey JC, et al. Using autoantibodies and cutaneous subset to develop outcome-based disease classification in systemic sclerosis. Arthritis Rheumatol. 2020;72(3):465-476 9. Fritzler MJ, Rattner JB, Luft LM, et al. Historical perspectives on the discovery and elucidation of autoantibodies to centromere proteins (CENP) and the emerging importance of antibodies to CENP-F. Autoimmun Rev. 2011;10(4):194-200 10. Bossuyt X, De Langhe E, Borghi MO, Meroni PL. Understanding and interpreting antinuclear antibody tests in systemic rheumatic diseases. Nat Rev Rheumatol. 2020;16(12):715-726 | Recombinant centromere protein (CENP-B) antigen is coupled covalently to polystyrene microspheres, which are impregnated with fluorescent dyes to create a unique fluorescent signature. Centromere antibodies, if present in diluted serum, bind to the CENP-B antigen on the microspheres. The microspheres are washed to remove extraneous serum proteins. Phycoerythrin (PE)-conjugated antihuman IgG antibody is then added to detect IgG anti-CENP-B bound to the microspheres. The microspheres are washed to remove unbound conjugate, and bound conjugate is detected by laser photometry. A primary laser reveals the fluorescent signature of each microsphere to distinguish it from microspheres that are labeled with other antigens, and a secondary laser reveals the level of PE fluorescence associated with each microsphere. Results are calculated by comparing the median fluorescence response for CENP-B microspheres to a 4-point calibration curve.(Package insert: BioPlex 2200 ANA Screen. Bio-Rad Laboratories; 02/2019) | Same day/1 to 3 days | 14 days | This test has been cleared, approved, or is exempt by the US Food and Drug Administration and is used per manufacturer's instructions. Performance characteristics were verified by Mayo Clinic in a manner consistent with CLIA requirements. | 83516 | Centromere Ab, IgG, S | 31290-0 | CMA | Centromere Ab, IgG, S | 31290-0
CEAC | Cephalosporium acremonium, IgE, Serum | Establishing a diagnosis of an allergy toCephalosporium acremonium Defining the allergen responsible for eliciting signs and symptoms Identifying allergens: -Responsible for allergic response and/or anaphylactic episode -To confirm sensitization prior to beginning immunotherapy -To investigate the specificity of allergic reactions to insect venom allergens, drugs, or chemical allergens | Fluorescence Enzyme Immunoassay (FEIA) | Yes | Cephalosporium Acremonium, IgE | Serum | Collection Container/Tube: Preferred:Serum gel Acceptable:Red top Submission Container/Tube:Plastic vial Specimen Volume:0.5 mL for every 5 allergens requested Collection Instructions:Centrifuge and aliquot serum into a plastic vial. | For 1 allergen: 0.3 mL For more than 1 allergen: (0.05 mL x number of allergens) + 0.25 mL deadspace | Clinical manifestations of immediate hypersensitivity (allergic) diseases are caused by the release of proinflammatory mediators (histamine, leukotrienes, and prostaglandins) from IgE-sensitized effector cells (mast cells and basophils) when cell-bound IgE antibodies interact with an allergen. In vitro serum testing for IgE antibodies provides an indication of the immune response to allergens that may be associated with allergic disease. The allergens chosen for testing often depend upon the age of the patient, history of allergen exposure, season of the year, and clinical manifestations. In individuals predisposed to develop allergic disease, the sequence of sensitization and clinical manifestations proceed as follows: eczema and respiratory disease (rhinitis and bronchospasm) in infants and children less than 5 years due to food sensitivity (milk, egg, soy, and wheat proteins) followed by respiratory disease (rhinitis and asthma) in older children and adults due to sensitivity to inhalant allergens (dust mite, mold, and pollen inhalants). | Class,IgE kU/L,Interpretation, 0,<0.10,Negative, 0/1,0.10-0.34,Borderline/equivocal, 1,0.35-0.69,Equivocal, 2,0.70-3.49,Positive, 3,3.50-17.4,Positive, 4,17.5-49.9,Strongly positive, 5,50.0-99.9,Strongly positive, 6,> or =100,Strongly positive, | Detection of IgE antibodies in serum (class 1 or greater) indicates an increased likelihood of allergic disease as opposed to other etiologies and defines the allergens that may be responsible for eliciting signs and symptoms. The level of IgE antibodies in serum varies directly with the concentration of IgE antibodies expressed as a class score or kU/L. | Testing for IgE antibodies is not useful in patients previously treated with immunotherapy to determine if residual clinical sensitivity exists or in patients in whom the medical management does not depend upon identification of allergen specificity. Some individuals with clinically insignificant sensitivity to allergens may have measurable levels of IgE antibodies in serum, and test results must be interpreted in the clinical context. False-positive results for IgE antibodies may occur in patients with markedly elevated serum IgE (>2500 kU/L) due to nonspecific binding to allergen solid phases. | Homburger HA, Hamilton RG: Allergic diseases. In: McPherson RA, Pincus MR, eds. Henry's Clinical Diagnosis and Management by Laboratory Methods. 23rd ed. Elsevier; 2017:1057-1070 | Specific IgE from the patient's serum reacts with the allergen of interest, which is covalently coupled to an ImmunoCAP. After washing away nonspecific IgE, enzyme-labeled anti-IgE antibody is added to form a complex. After incubation, unbound anti-IgE is washed away, and the bound complex incubated with a developing agent. After stopping the reaction, the fluorescence of the eluate is measured. Fluorescence is proportional to the amount of specific IgE present in the patient's sample (ie, the higher the fluorescence value, the more IgE antibody is present).(Package insert: ImmunoCAP System Specific IgE FEIA. Phadia; Rev 06/2020) | Same day/1 to 3 days | 14 days | This test has been cleared, approved, or is exempt by the US Food and Drug Administration and is used per manufacturer's instructions. Performance characteristics were verified by Mayo Clinic in a manner consistent with CLIA requirements. | 86003 | Cephalosporium Acremonium, IgE | 6066-5 | CEAC | Cephalosporium Acremonium, IgE | 6066-5
CTSU | Ceramide Trihexosides and Sulfatides, Random, Urine | Identifying patients with Fabry disease Identifying patients with metachromatic leukodystrophy Identifying patients with saposin B deficiency Identifying patients with multiple sulfatase deficiency Identifying patients with mucolipidosis II (I-cell disease) | Matrix-Assisted Laser Desorption/Ionization Time-of-Flight Mass Spectrometry (MALDI-TOF MS) | Yes | Ceramide Trihex and Sulfatide, U | For information see: | Patient Preparation:Baby wipes or wipes containing soaps and lotions should not be used prior to urine collection because these may interfere with results. Supplies:Sarstedt Aliquot Tube, 5 mL (T914) Container/Tube:Plastic, 5-mL urine tube Specimen Volume:2 mL Collection Instructions:Collect afirst-morning, randomurine specimen. Specimen Stability Information:Refrigerated (preferred) 45 days/Ambient 45 days/Frozen 19 months | 0.5 mL | Urinary excretion of ceramide trihexosides (CT) can be suggestive of Fabry disease, while excretion of sulfatide with or without CT can be suggestive of metachromatic leukodystrophy, multiple sulfatase deficiency, mucolipidosis II (I-cell disease), or saposin B deficiency. Fabry disease is an X-linked recessive lysosomal storage disorder caused by a deficiency of the enzyme alpha-galactosidase A (alpha-Gal A). Affected individuals accumulate glycosphingolipids in the lysosomes throughout the body, particularly in the kidney, heart, and brain. Severity and onset of symptoms are dependent on the amount of residual enzyme activity. Symptoms may include acroparesthesias (pain crises), multiple angiokeratomas, reduced or absent sweating, corneal opacity, renal insufficiency leading to kidney failure, and cardiac and cerebrovascular disease. There are renal and cardiac variant forms of Fabry disease that may be underdiagnosed. Female patients who are carriers of Fabry disease can have clinical presentations ranging from asymptomatic to severely affected, and they may have alpha-Gal A activity in the normal range. Regardless of the severity of symptoms, individuals with Fabry disease may show an increased excretion of CT in urine. Metachromatic leukodystrophy (MLD) is an autosomal recessive lysosomal storage disorder most frequently caused by a deficiency of the arylsulfatase A enzyme. Various sulfatides accumulate in the brain, nervous system, and visceral organs, including the kidney and gallbladder and are excreted in the urine. Based on age of onset, the 3 clinical forms of MLD are late-infantile, juvenile, and adult, with late-infantile being the most common. All result in progressive neurologic changes and leukodystrophy demonstrated on magnetic resonance imaging. Symptoms may include hypotonia, clumsiness, diminished reflexes, slurred speech, behavioral problems, and personality changes. Individuals with MLD show an increased urinary excretion of sulfatides without CT. Saposin B deficiency is a rare condition with clinical features that mimic MLD; however, individuals with saposin B deficiency have normal arylsulfatase A activity. Individuals with saposin B deficiency typically have an increased urinary excretion of both sulfatides and CT. Low arylsulfatase A activity has been found in some clinically normal parents and other relatives of MLD patients. Individuals with this "pseudodeficiency" have been recognized with increasing frequency among patients with other apparently unrelated neurologic conditions as well as among the general population. This has been associated with a fairly common alteration in the arylsulfatase A gene (ARSA), which leads to low expression of the enzyme (5%-20% of normal). These individuals do not have metachromatic deposits in peripheral nerve tissues, and their urine sulfatides content is normal. Multiple sulfatase deficiency (MSD) is a rare autosomal recessive disorder caused by a defect inSUMF1,which is required for post-translational activation of the family of 17 sulfatase enzymes, including arylsulfatase A and B. The clinical features of MSD include those of late-infantile MLD, dysmorphic features similar to the mucopolysaccharidoses, and ichthyosis as seen in steroid sulfatase deficiency. Individuals with MSD typically have an increased urinary excretion of sulfatides as well as increased urinary glycosaminoglycans (MPSQU / Mucopolysaccharides Quantitative, Random, Urine). Mucolipidosis II, also known as I-cell disease, is a rare autosomal recessive disorder with features of both mucopolysaccharidoses and sphingolipidoses. I-cell disease is a progressive disorder characterized by congenital or early infantile manifestations including coarse facial features, short stature, skeletal anomalies, cardio- and hepatomegaly, and developmental delays. Individuals with I-cell disease have abnormal oligosaccharide profiles (OLIGU / Oligosaccharide Screen, Random, Urine) and may show an increased urinary excretion of both CT and sulfatides. | An interpretive report will be provided. | The pattern of ceramide trihexosides or sulfatide excretion will be described. A normal pattern of excretion suggests absence of these diseases (see Cautions). Evidence of ceramide trihexoside accumulation suggests decreased or deficient alpha-galactosidase activity, seeFabry Disease Testing Algorithm. Evidence of sulfatide accumulation suggests decreased or deficient arylsulfatase A activity. Follow-up with the specific enzyme assay is recommended: -ARSAW / Arylsulfatase A, Leukocytes -ARSU / Arylsulfatase A, 24 Hour, Urine To exclude multiple sulfatase deficiency (MSD), determination of iduronate-2-sulfatase activity is recommended. -I2SWB / Iduronate-2-Sulfatase, Leukocytes -I2SB / Iduronate-2-Sulfatase, Blood Spot Evidence of both ceramide trihexoside and sulfatide accumulation suggests a diagnosis of mucolipidosis II (I-cell disease) or saposin B deficiency. Follow-up testing to rule-out I-cell disease may include molecular analysis of theGNPTABgene or measurement of serum hydrolases (NAGS / Hexosaminidase A and Total Hexosaminidase, Serum). Molecular genetic testing is required to confirm saposin B deficiency. For more information seeLysosomal Storage Disorders Diagnostic Algorithm, Part 2. | Specific enzymatic or molecular assays should be used to confirm positive results. In some instances, normal excretion of ceramide trihexosides may be seen in individuals who are carriers of or affected with Fabry disease. If Fabry disease is clinically suspected, seeFabry Disease Testing Algorithmfor additional testing recommendations. | 1.ACMG Newborn Screening ACT Sheets. Accessed October 30, 2023. Available at www.acmg.net/ACMG/Medical-Genetics-Practice-Resources/ACT_Sheets_and_Algorithms/ACMG/Medical-Genetics-Practice-Resources/ACT_Sheets_and_Algorithms.aspx?hkey=9d6bce5a-182e-42a6-84a5-b2d88240c508 2. Desnick RJ, Ioannou YA, Eng CM. Alpha-galactosidase A deficiency: Fabry disease. In: Valle DL, Antonarakis S, Ballabio A, Beaudet AL, Mitchell GA. eds. The Online Metabolic and Molecular Bases of Inherited Disease. McGraw Hill; 2019. Accessed November 29, 2023. Available at https://ommbid.mhmedical.com/content.aspx?bookid=2709&sectionid=225546984 3. Kuchar L, Ledvinova J, Hrebicek M, et al. Prosaposin deficiency and saposin B deficiency (activator-deficient metachromatic leukodystrophy): report on two patients detected by analysis of urinary sphingolipids and carrying novel PSAP gene mutations. Am J Med Genet A. 2009;149A(4):613-621 4. Mehta A, Hughes DA. Fabry disease. In: Adam MP, Feldman J, Mirzaa GM, et al, eds. GeneReviews [Internet]. University of Washington, Seattle; 2002. Updated March 9, 2023. Accessed November 29, 2023. Available at www.ncbi.nlm.nih.gov/books/NBK1292/ 5. Schlotawa L, Ennemann EC, Radhakrishnan K, et al. SUMF1 mutations affecting stability and activity of formylglycine generating enzyme predict clinical outcome in multiple sulfatase deficiency. Eur J Hum Genet. 2011;19(3):253-261 6. Gieselmann V, Ingeborg K. Metachromatic leukodystrophy. In: Valle DL, Antonarakis S, Ballabio A, Beaudet AL, Mitchell GA. eds. The Online Metabolic and Molecular Bases of Inherited Disease. McGraw Hill; 2019. Accessed November 29, 2023. Available at https://ommbid.mhmedical.com/content.aspx?bookid=2709&sectionid=225546629 7. Leroy JG, Cathey SS, Friez MJ. GNPTAB-related disorders. In: Adam MP, Feldman J, Mirzaa GM, et al, eds. GeneReviews [Internet]. University of Washington, Seattle; 2008. Updated August 29, 2019. Accessed November 29, 2023. Available at www.ncbi.nlm.nih.gov/books/NBK1828/ | Ceramide trihexosides and sulfatides are determined by matrix-assisted laser desorption/ionization time-of-flight mass spectrometry (MALDI-TOF MS) analysis. Urine specimens are centrifuged and all but 50 mcL of supernatant is discardedfrom the pellet. Methanol including internal standards is added, and then ceramide trihexosides and sulfatides are extracted in chloroform. After centrifugation, the bottom chloroform later is spotted onto a MALDI plate,matrix is added and allowed to air dry. The plate is then analyzed using a MALDI TOF/TOF 5800 Analyzer.(Unpublished Mayo method) | 8 to 15 days | 1 month | This test was developed and its performance characteristics determined by Mayo Clinic in a manner consistent with CLIA requirements. It has not been cleared or approved by the US Food and Drug Administration. | 83789 | Ceramide Trihex and Sulfatide, U | 59462-2 | 606149 | Reviewed By | 18771-6
SFINC | Cerebrospinal Fluid (CSF) IgG Index, Spinal Fluid | Aiding in the diagnosis of multiple sclerosis and other central nervous system inflammatory conditions | Only orderable as part of a profile. For more information see SFIG / Cerebrospinal Fluid (CSF) IgG Index Profile, Serum and Spinal Fluid. Nephelometry | Yes | IgG Index, CSF | CSF | Only orderable as part of a profile. For more information see SFIG / Cerebrospinal Fluid (CSF) IgG Index Profile, Serum and Spinal Fluid. Specimen Type:Spinal fluid Container/Tube:Sterile vial Specimen Volume:1 mL Collection Instructions:Label specimen as spinal fluid. | 0.5 mL | Elevation of IgG in the cerebrospinal fluid (CSF) of patients with inflammatory diseases of the central nervous system (CNS) such as multiple sclerosis (MS), neurosyphilis, acute inflammatory polyradiculoneuropathy, subacute sclerosing panencephalitis may bedue to local (intrathecal) synthesis of IgG. Elevations of CSF IgG or the CSF/serum IgG ratio may also occur as a result of permeability of the blood brain barrier, and hence, a correction using albumin measurements in CSF and serum is appropriate. The CSF index is the CSF IgG to CSF albumin ratio compared to the serum IgG to serum albumin ratio. The CSF index is, therefore, an indicator of the relative amount of CSF IgG compared to serum. Any increase in the index is a reflection of IgG production in the CNS. The IgG synthesis rate is a mathematical manipulation of the CSF index data and can also be used as a marker for CNS inflammatory diseases. The test is commonly ordered with oligoclonal banding or immunoglobulin kappa free light chains in CSF to aid in the diagnosis of demyelinating conditions. | Only orderable as part of a profile. For more information see SFIG / Cerebrospinal Fluid (CSF) IgG Index Profile, Serum and Spinal Fluid. CSF index: 0.00-0.85 CSF IgG: 0.0-8.1 mg/dL CSF albumin: 0.0-27.0 mg/dL CSF IgG/albumin: 0.00-0.21 CSF IgG synthesis rate: 0-12 mg/24 hours | Cerebrospinal fluid (CSF) IgG synthesis rate indicates the rate of increase in the daily CSF production of IgG in milligrams per day. A result greater than 12 mg/24 hours is elevated. A CSF index greater than 0.85 is elevated and indicative of increased synthesis of IgG. | The cerebrospinal fluid index can be elevated in other inflammatory demyelinating diseases such as neurosyphilis, acute inflammatorypolyradiculoneuropathy, and subacute sclerosing panencephalitis. | 1. Tourtellotte WW, Walsh MJ, Baumhefner RW, et al: The current status of multiple sclerosis intra-blood-brain-barrier IgG synthesis. Ann NY Acad Sci. 1984;436:52-67 2. Bloomer LC, Bray PF: Relative value of three laboratory methods in the diagnosis of multiple sclerosis. Clin Chem. 1981;27:2011-2013 3. Hische EA, van der Helm HJ: Rate of synthesis of IgG within the blood-brain barrier and the IgG index compared in the diagnosis of multiple sclerosis. Clin Chem. 1987;33:113-114 4. Thompson AJ, Banwell BL, Barkhof F, et al: Diagnosis of multiple sclerosis: 2017 revisions of the McDonald criteria. Lancet Neurol. 2018 Feb;17(2):162-73. doi: 10.1016/S1474-4422(17)30470-2 5. Gurtner KM, Shosha E, Bryant SC, et al: CSF free light chain identification of demyelinating disease: comparison with oligoclonal banding and other CSF indexes. Clin Chem Lab Med. 2018 Jun 27;56(7):1071-1080. doi: 10.1515/cclm-2017-0901 6. Rifai N, Horvath AR, Wittwer CT, eds: Tietz Textbook of Clinical Chemistry and Molecular Diagnostics. 6th ed. Elsevier; 2018 | Cerebrospinal fluid (CSF) and serum IgG and CSF albumin are determined by immunonephelometry. The CSF IgG index and synthesis rate are calculated and reported. Albumin in serum is determined by turbidimetry (bromocresol green method). The serum IgG and albumin, CSF IgG and albumin, and serum and CSF IgG/albumin ratios are reported.(Instruction manual: Siemens Nephelometer II Operations. Siemens, Inc; Version 2.3, 2008; Addendum to the Instruction Manual 2.3, 08/2017) | Same day/1 to 2 days | 2 weeks | This test has been cleared, approved, or is exempt by the US Food and Drug Administration and is used per manufacturer's instructions. Performance characteristics were verified by Mayo Clinic in a manner consistent with CLIA requirements. | 8204282784 | IgG Index, CSF | No LOINC Needed | SRATE | Synthesis Rate, CSF | 14116-8
SFIG | Cerebrospinal Fluid IgG Index Profile, Serum and Spinal Fluid | Aiding in the diagnosis of multiple sclerosis and other central nervous system inflammatory conditions | SFINC, SFIGS: Nephelometry ALBS1: Photometric | Yes | CSF IgG Index Profile | CSF | Both serum and spinal fluid are required.Spinal fluid must be obtained within 7 days of serum collection. Two individual serum samples are required. Collection Container/Tube: Preferred:Serum gel Acceptable:Red top Submission Container/Tube:2Plastic vials Specimen Volume:2 mL in 2 plastic vials, each vial containing 1 mL Collection Instructions:Centrifuge and aliquot serum into 2 plastic vials within 2 hours of collection. Specimen Type:Spinal fluid Container/Tube:Sterile vial Specimen Volume:1 mL Collection Instructions:Label specimen as SFINC. | Serum 1 mL in 2 plastic vials, each vial containing 0.5 mL Spinal fluid: 0.5 mL | Elevation of IgG in the cerebrospinal fluid (CSF) of patients with inflammatory diseases of the central nervous system (CNS) such as multiple sclerosis (MS), neurosyphilis, acute inflammatory polyradiculoneuropathy, subacute sclerosing panencephalitis may be due to local (intrathecal) synthesis of IgG. The CSF index is the CSF IgG to CSF albumin ratio compared to the serum IgG to serum albumin ratio. The CSF index is, therefore, an indicator of the relative amount of CSF IgG compared to serum. Any increase in the index is a reflection of IgG production in the CNS. The IgG synthesis rate is a mathematical manipulation of the CSF index data and can also be used as a marker for CNS inflammatory diseases. The test is commonly ordered with oligoclonal banding or immunoglobulin kappa free light chains in CSF to aid in the diagnosis of demyelinating conditions. | CSF index: 0.00-0.85 CSF IgG: 0.0-8.1 mg/dL CSF albumin: 0.0-27.0 mg/dL Serum IgG 0-4 months: 100-334 mg/dL 5-8 months: 164-588 mg/dL 9-14 months: 246-904 mg/dL 15-23 months: 313-1,170 mg/dL 2-3 years: 295-1,156 mg/dL 4-6 years: 386-1,470 mg/dL 7-9 years: 462-1,682 mg/dL 10-12 years: 503-1,719 mg/dL 13-15 years: 509-1,580 mg/dL 16-17 years: 487-1,327 mg/dL > or =18 years: 767-1,590 mg/dL Serum albumin > or =12 months: 3,500-5,000 mg/dL Reference values havenot been established for patients who are <12 months of age. CSF IgG/albumin: 0.00-0.21 Serum IgG/albumin: 0.0-0.4 CSF IgG synthesis rate: 0-12 mg/24 hours | Cerebrospinal fluid (CSF) IgG synthesis rate indicates the rate of increase in the daily CSF production of IgG in milligrams per day. A result greater than 12 mg/24h is elevated. A CSF index greater than 0.85 is elevated and indicative of increased synthesis of IgG. | The cerebrospinal fluid index can be elevated in other inflammatory demyelinating diseases such as neurosyphilis, acute inflammatorypolyradiculoneuropathy, and subacute sclerosing panencephalitis. | 1. Tourtellotte WW, Walsh MJ, Baumhefner RW, Staugaitis SM, Shapshak P: The current status of multiple sclerosis intra-blood-brain-barrier IgG synthesis. Ann NY Acad Sci. 1984;436:52-67 2. Bloomer LC, Bray PF: Relative value of three laboratory methods in the diagnosis of multiple sclerosis. Clin Chem. 1981 Dec;27(12):2011-2013 3. Hische EA, van der Helm HJ: Rate of synthesis of IgG within the blood-brain barrier and the IgG index compared in the diagnosis of multiple sclerosis. Clin Chem. 1987 Jan;33(1):113-114 4. Thompson AJ, Banwell BL, Barkhof F, et al: Diagnosis of multiple sclerosis: 2017 revisions of the McDonald criteria. Lancet Neurol. 2018 Feb;17(2):162-73. doi: 10.1016/S1474-4422(17)30470-2 5. Gurtner KM, Shosha E, Bryant SC, et al: CSF free light chain identification of demyelinating disease: comparison with oligoclonal banding and other CSF indexes. Clin Chem Lab Med. 2018 Jun 27;56(7):1071-1080. doi: 10.1515/cclm-2017-0901 6. Rifai N, Norvath AR, Wittwer CT, eds. Tietz Textbook of Clinical Chemistry and Molecular Diagnostics, 6th ed. Elsevier; 2018 | CSF IgG and albumin, and Serum IgG: The cerebrospinal fluid (CSF) IgG and albumin, and serum IgG are determined by immunonephelometry. The CSF IgG index and synthesis rate are calculated and reported.(Instruction manual: Siemens BN II Nephelometer Operations. Siemens, Inc.; Version 2.3, 2008;Addendum to the Instruction Manual 2.3, 08/2017) Serum albumin: The dye, bromcresol green (BCG), is added to serum in an acid buffer. The color intensity of the blue-green albumin-BCG complex is directly proportional to the albumin concentration and is determined photometrically.(Package insert: Roche Albumin reagent. Roche Diagnostics; 03/2015) | 2 to 5 days | See Individual Test IDs | This test has been cleared, approved, or is exempt by the US Food and Drug Administration and is used per manufacturer's instructions. Performance characteristics were verified by Mayo Clinic in a manner consistent with CLIA requirements. | 820408204282784 x 2 | CSF IgG Index Profile | 14116-8 | AIGAS | IgG/Albumin, S | 6782-7
CTXWB | Cerebrotendinous Xanthomatosis, Blood | Evaluating patients with a clinical suspicion of cerebrotendinous xanthomatosis(CTX) Monitoring of individuals with CTX on chenodeoxycholic acid (CDCA) therapy This test isnot useful forthe identification of carriers This test isnot useful forthe evaluation of bile acid malabsorption | Liquid Chromatography Tandem Mass Spectrometry (LC-MS/MS) | Yes | Cerebrotendinous Xanthomatosis, B | Whole blood | Container/Tube: Preferred:Lavender top (EDTA) Acceptable:Green top (sodium heparin, lithium heparin), yellow top (ACD B) Specimen Volume:1 mL Collection Instructions:Send whole blood in original vial.Do not aliquot. | 0.25 mL | Cerebrotendinous xanthomatosis (CTX) is an autosomal recessive disorder of bile acid synthesis resulting from the deficiency of the mitochondrial enzyme, sterol 27-hydrolase. Sterol 27-hydrolase facilitates the first step of sterol degradation in the formation of bile acids; consequently, patients with CTX will experience increased storage of the sterol, cholestenol, and ketosterol bile acid precursors (7-alpha-hydroxy-4-cholesten-3-one [7a-C4] and 7-alpha,12-alpha-dihydroxycholest-4-en-3-one [7a12aC4]) in multiple tissues throughout the body with a resulting deficiency of the bile acid, chenodeoxycholic acid (CDCA). CTX is caused by variants in theCYP27A1gene. Patients with CTX can present with a constellation of findings, including infantile onset diarrhea, childhood onset cataracts, development of tendon/cerebral xanthomas in adolescence and early adulthood, early onset osteoporosis, as well as a broad array of neuropsychological manifestations, such as intellectual disability, dementia, psychiatric symptoms, ataxia, pyramidal signs, dystonia, and muscle weakness. Patients may occasionally present with cholestatic liver disease, which may present as jaundice, poor growth, and hepatosplenomegaly. Intrafamilial variability exists, and some heterozygous carriers may experience a higher incidence of cardiac disorders or gallstones. Treatment with CDCA normalizes bile acid synthesis and suppresses cholestenol biosynthesis, with improvement of clinical symptoms and arrest of disease progression. However, more recently, cholic acid has been proposed as an alternative treatment for adults with CTX. Supplementation with beta-hydroxy beta-methylglutaryl-CoA (HMG-CoA) inhibitors and coenzyme Q10 has also been proposed. The availability of effective therapy makes early diagnosis and treatment of patients with CTX essential. The estimated incidence of CTX is 1 in 50,000 individuals of Northern European ancestry and as high as 1 in 440 in the Druze population of Israel. The diagnostic evaluation of patients with suspected CTX may reveal abnormalities on brain magnetic resonance imaging (eg, cerebellar atrophy, decrease in volume of grey and white matter, and abnormal white matter signal) in addition to the biochemical and clinical abnormalities. The biochemical diagnosis of CTX can be confirmed by molecular genetic analysis of theCYP27A1gene (included in CHLGP / Cholestasis Gene Panel, Varies; or order CGPH / Custom Gene Panel, Hereditary, Next-Generation Sequencing, Varies and indicate the gene to be assessed). | 7-ALPHA-HYDROXY-4-CHOLESTEN-3-ONE (7a-C4) Cutoff: < or =0.750 nmol/mL 7-ALPHA,12-ALPHA-DIHYDROXYCHOLEST-4-en-3-ONE (7a12aC4) Cutoff: < or =0.250 nmol/mL | An elevation of 7-alpha-hydroxy-4-cholesten-3-one (7a-C4) and 7-alpha,12-alpha-dihydroxycholest-4-en-3-one (7a12aC4) is strongly suggestive of cerebrotendinous xanthomatosis. | Patients with bile acid malabsorption or ileal resection may have elevations of 7-alpha-hydroxy-4-cholesten-3-one (7aC4). | 1.Mignarri A, Magni A, Del Puppo M, et al: Evaluation of cholesterol metabolism in cerebrotendinous xanthomatosis. J Inherit Metab Dis. 2016 Jan;39(1):75-83 2. Nie S, Chen G, Cao X, Zhang Y: Cerebrotendinous xanthomatosis: a comprehensive review of pathogenesis, clinical manifestations, diagnosis, and management. Orphanet J Rare Dis. 2014 Nov 26;9:179 3. DeBarber AE, Luo J, Star-Weinstock M, et al:A blood test for cerebrotendinous xanthomatosis with potential for disease detection in newborns.J Lipid Res.2014 Jan;55(1):146-154 4. Federico A, Gallus GN: Cerebrotendinous xanthomatosis. In: Adam MP, Everman DB, Mirzaa GM, et al, eds. GeneReviews [Internet]. University of Washington, Seattle; 2003. Updated March 17, 2022. Accessed December 28, 2022. Available atwww.ncbi.nlm.nih.gov/books/NBK1409/ 5. Lutjohann D, Stellaard F, Bjorkhem I: Levels of 7alpha-hydroxycholesterol and/or 7alpha-hydroxy-4-cholest-3-one are the optimal biochemical markers for the evaluation of treatment of cerebrotendinous xanthomatosis. J Neurol. 2020 Feb;267(2):572-573. doi: 10.1007/s00415-019-09650-0 6. Mandia D, Chaussenot A, Besson G, et al: Cholic acid as a treatment for cerebrotendinous xanthomatosis in adults. J Neurol. 2019 Aug;266(8):2043-2050. doi: 10.1007/s00415-019-09377-y | Whole blood is spotted on filter paper and dried overnight. A 3-mm dried blood spot is extracted with internal standard. The extract is subjected to liquid chromatography tandem mass spectrometry (LC-MS/MS) analysis. The MS/MS is operated in the multiple reaction monitoring positive mode to follow the precursor to product species transitions for each analyte and internal standard. The ratio of the extracted peak areas to internal standard determined by the LC-MS/MS is used to calculate the concentration of in the sample.(Unpublished Mayo method) | 3 to 9 days | Whole blood: 7 days; Dried Blood Spot: Normal results: 2 months; Abnormal results: Indefinitely | This test was developed and its performance characteristics determined by Mayo Clinic in a manner consistent with CLIA requirements. It has not been cleared or approved by the US Food and Drug Administration. | 82542 | Cerebrotendinous Xanthomatosis, B | 92737-6 | BA4366 | Reviewed By | 18771-6
CTXBS | Cerebrotendinous Xanthomatosis, Blood Spot | Evaluating patients with a clinical suspicion of cerebrotendinous xanthomatosis(CTX) using dried blood spot specimens Monitoring individuals with CTX on chenodeoxycholic acid therapy This test isnot useful forthe identification of carriers This test isnot useful forthe evaluation of bile acid malabsorption | Liquid Chromatography Tandem Mass Spectrometry (LC-MS/MS) | Yes | Cerebrotendinous Xanthomatosis, BS | Whole blood | Supplies: -Card-Blood Spot Collection (Filter Paper) (T493) -Card-Postmortem Screening (Filter Paper) (T525) Container/Tube: Preferred:Blood Spot Collection Card (Filter Paper) Acceptable:Whatman Protein Saver 903 filter paper,PerkinElmer 226filter paper, Munktell filter paper, Postmortem Screening Card or collected with EDTA, sodium heparin, lithium heparin, or ACD B-containing devices Specimen Volume:2 Blood spots Collection Instructions: 1. Let blood dry completely on filter paper at ambient temperature in a horizontal position for a minimum of 3 hours. 2. At least 1 spot should be complete (ie, unpunched). 3. Do not expose specimen to heat or direct sunlight. 4. Do not stack wet specimens. 5. Keep specimen dry. Additional Information: 1. For collection instructions, seeBlood Spot Collection Instructions 2. For collection instructions in Spanish, seeBlood Spot Collection Card-Spanish Instructions(T777) 3. For collection instructions in Chinese, seeBlood Spot Collection Card-Chinese Instructions(T800) | 1 Blood spot | Cerebrotendinous xanthomatosis (CTX) is an autosomal recessive disorder of bile acid synthesis resulting from the deficiency of the mitochondrial enzyme, sterol 27-hydrolase. Sterol 27-hydrolase facilitates the first step of sterol degradation in the formation of bile acids; consequently, patients with CTX will experience increased storage of the sterol, cholestenol, and ketosterol bile acid precursors (7-alpha-hydroxy-4-cholesten-3-one [7a-C4] and 7-alpha,12 alpha–dihydroxycholest-4-en-3-one (7a12aC4)) in multiple tissues throughout the body with a resulting deficiency of the bile acid, chenodeoxycholic acid (CDCA). CTX is caused by variants in theCYP27A1gene. Patients with CTX can present with a constellation of findings, including infantile onset diarrhea, childhood onset cataracts, development of tendon/cerebral xanthomas in adolescence and early adulthood, early onset osteoporosis, as well as a broad array of neuropsychological manifestations, such as intellectual disability, dementia, psychiatric symptoms, ataxia, pyramidal signs, dystonia, and muscle weakness. Patients may occasionally present with cholestatic liver disease, which may present as jaundice, poor growth, and hepatosplenomegaly. Intrafamilial variability exists, and some heterozygous carriers may experience a higher incidence of cardiac disorders or gallstones. Treatment with CDCA normalizes bile acid synthesis and suppresses cholestenol biosynthesis, with improvement of clinical symptoms and arrest of disease progression. However, more recently, cholic acid has been proposed as an alternative treatment for adults with CTX. Supplementation with beta-hydroxy beta-methylglutaryl-CoA inhibitors and coenzyme Q10 has also been proposed. The availability of effective therapy makes early diagnosis and treatment of patients with CTX essential. The estimated incidence of CTX is 1 in 50,000 individuals of Northern European ancestry and as high as 1 in 440 in the Druze population of Israel. The diagnostic evaluation of patients with suspected CTX may reveal abnormalities on brain magnetic resonance imaging (eg, cerebellar atrophy, decrease in volume of grey and white matter, and abnormal white matter signal) in addition to the biochemical and clinical abnormalities. The biochemical diagnosis of CTX can be confirmed by molecular genetic analysis of theCYP27A1gene (included in CHLGP / Cholestasis Gene Panel, Varies; or order CGPH / Custom Gene Panel, Hereditary, Next-Generation Sequencing, Varies and indicate the gene to be assessed). | 7-ALPHA-HYDROXY-4-CHOLESTEN-3-ONE (7a-C4) Cutoff: < or =0.750 nmol/mL 7-ALPHA,12-ALPHA-DIHYDROXYCHOLEST-4-en-3-ONE (7a12aC4) Cutoff: < or =0.250 nmol/mL | An elevation of 7-alpha-hydroxy-4-cholesten-3-one) and 7-alpha,12 alpha-dihydroxycholest-4-en-3-one is strongly suggestive of cerebrotendinous xanthomatosis | Patients with bile acid malabsorption or ileal resection may have elevations of 7-alpha-hydroxy-4-cholesten-3-one. | 1.Mignarri A, Magni A, Del Puppo M, et al: Evaluation of cholesterol metabolism in cerebrotendinous xanthomatosis. J Inherit Metab Dis. 2016 Jan;39(1):75-83 2. Nie S, Chen G, Cao X, Zhang Y: Cerebrotendinous xanthomatosis: a comprehensive review of pathogenesis, clinical manifestations, diagnosis, and management. Orphanet J Rare Dis. 2014 Nov 26;9:179 3. DeBarber AE, Luo J, Star-Weinstock M, et al:A blood test for cerebrotendinous xanthomatosis with potential for disease detection in newborns.J Lipid Res.2014 Jan;55(1):146-154 4. Federico A, Gallus GN: Cerebrotendinous xanthomatosis. In: Adam MP, Everman DB, Mirzaa GM, et al, eds. GeneReviews [Internet]. University of Washington, Seattle; 2003. Updated March 17, 2022. Accessed December 28, 2022. Available atwww.ncbi.nlm.nih.gov/books/NBK1409/ 5. Lutjohann D, Stellaard F, Bjorkhem I: Levels of 7alpha-hydroxycholesterol and/or 7alpha-hydroxy-4-cholest-3-one are the optimal biochemical markers for the evaluation of treatment of cerebrotendinous xanthomatosis. J Neurol. 2020 Feb;267(2):572-573. doi: 10.1007/s00415-019-09650-0 6. Mandia D, Chaussenot A, Besson G, et al: Cholic acid as a treatment for cerebrotendinous xanthomatosis in adults. J Neurol. 2019 Aug;266(8):2043-2050. doi: 10.1007/s00415-019-09377-y | A 3-mm dried blood spot is extracted with internal standard. The extract is subjected to liquid chromatography tandem mass spectrometry (LC-MS/MS) analysis. The MS/MS is operated in the multiple reaction monitoring positive mode to follow the precursor to product species transitions for each analyte and internal standard. The ratio of the extracted peak areas to internal standard determined by the LC-MS/MS is used to calculate the concentration of in the sample.(Unpublished Mayo method) | 3 to 9 days | Normal: 2 months; Abnormal: Indefinitely | This test was developed and its performance characteristics determined by Mayo Clinic in a manner consistent with CLIA requirements. It has not been cleared or approved by the US Food and Drug Administration. | 82542 | Cerebrotendinous Xanthomatosis, BS | 92739-2 | BA4362 | Reviewed By | 18771-6
CTXP | Cerebrotendinous Xanthomatosis, Plasma | Evaluating patients with a clinical suspicion of cerebrotendinous xanthomatosis(CTX) using plasma specimens Monitoring of individuals with CTX on chenodeoxycholic acid (CDCA) therapy This test isnot useful forthe identification of carriers This test isnot useful forthe evaluation of bile acid malabsorption |  | Yes | Cerebrotendinous Xanthomatosis, P | Plasma | Collection Container/Tube: Preferred:Lavender top (EDTA) Acceptable:Green top (sodium heparin, lithium heparin), yellow top (ACD B) Submission Container/Tube:Plastic vial Specimen Volume:0.3 mL Collection Instructions: 1. Centrifuge at 4 degrees C if possible 2. Aliquot plasma into a plastic vial.Do not disturb or transfer the buffy coat layer. | 0.25 mL | Cerebrotendinous xanthomatosis (CTX) is an autosomal recessive disorder of bile acid synthesis resulting from the deficiency of the mitochondrial enzyme, sterol 27-hydrolase. Sterol 27-hydrolase facilitates the first step of sterol degradation in the formation of bile acids; consequently, patients with CTX will experience increased storage of the sterol, cholestenol, and ketosterol bile acid precursors (7-alpha-hydroxy-4-cholesten-3-one [7a-C4] and 7-alpha,12-alpha–dihydroxycholest-4-en-3-one [7a12aC4]) in multiple tissues throughout the body with a resulting deficiency of the bile acid, chenodeoxycholic acid (CDCA). CTX is caused by variants in theCYP27A1gene. Patients with CTX can present with a constellation of findings, including infantile onset diarrhea, childhood onset cataracts, development of tendon/cerebral xanthomas in adolescence and early adulthood, early onset osteoporosis, as well as a broad array of neuropsychological manifestations, such as intellectual disability, dementia, psychiatric symptoms, ataxia, pyramidal signs, dystonia, and muscle weakness. Patients may occasionally present with cholestatic liver disease, which may present as jaundice, poor growth, and hepatosplenomegaly. Intrafamilial variability exists and some heterozygous carriers may experience a higher incidence of cardiac disorders or gallstones. Treatment with CDCA normalizes bile acid synthesis and suppresses cholestenol biosynthesis, with improvement of clinical symptoms and arrest of disease progression. However, more recently, cholic acid has been proposed as an alternative treatment for adults with CTX. Supplementation with beta-hydroxy beta-methylglutaryl-CoA (HMG-CoA) inhibitors and coenzyme Q10 has also been proposed. The availability of effective therapy makes early diagnosis and treatment of patients with CTX essential. The estimated incidence of CTX is 1 in 50,000 individuals of Northern European ancestry and as high as 1 in 440 in the Druze population of Israel. The diagnostic evaluation of patients with suspected CTX may reveal abnormalities on brain magnetic resonance imaging (eg, cerebellar atrophy, decrease in volume of grey and white matter, and abnormal white matter signal) in addition to the biochemical and clinical abnormalities. The biochemical diagnosis of CTX can be confirmed by molecular genetic analysis of theCYP27A1gene (included in CHLGP / Cholestasis Gene Panel, Varies; or order CGPH / Custom Gene Panel, Hereditary, Next-Generation Sequencing, Varies and indicate the gene to be assessed). | 7-ALPHA-HYDROXY-4-CHOLESTEN-3-ONE (7a-C4) Cutoff:< or =0.300 nmol/mL 7-ALPHA,12 ALPHA–DIHYDROXYCHOLEST-4-en-3-ONE (7a12aC4) Cutoff:< or =0.100 nmol/mL | An elevation of 7-alpha-hydroxy-4-cholesten-3-one (7a-C4) and 7-alpha,12-alpha-dihydroxycholest-4-en-3-one (7a12aC4) is strongly suggestive of cerebrotendinous xanthomatosis. | Patients with bile acid malabsorption or ileal resection may have elevations of 7-alpha-hydroxy-4-cholesten-3-one (7aC4). | 1.Mignarri A, Magni A, Del Puppo M, et al: Evaluation of cholesterol metabolism in cerebrotendinous xanthomatosis. J Inherit Metab Dis. 2016 Jan;39(1):75-83 2. Nie S, Chen G, Cao X, Zhang Y: Cerebrotendinous xanthomatosis: a comprehensive review of pathogenesis, clinical manifestations, diagnosis, and management. Orphanet J Rare Dis. 2014 Nov 26;9:179 3. DeBarber AE, Luo J, Star-Weinstock M, et al:A blood test for cerebrotendinous xanthomatosis with potential for disease detection in newborns.J Lipid Res.2014 Jan;55(1):146-154 4. Federico A, Gallus GN: Cerebrotendinous xanthomatosis. In: Adam MP, Everman DB, Mirzaa GM, et al, eds. GeneReviews [Internet]. University of Washington, Seattle; 2003. Updated March 17, 2022. Accessed December 28, 2022. Available atwww.ncbi.nlm.nih.gov/books/NBK1409/ 5. Lutjohann D, Stellaard F, Bjorkhem I: Levels of 7alpha-hydroxycholesterol and/or 7alpha-hydroxy-4-cholest-3-one are the optimal biochemical markers for the evaluation of treatment of cerebrotendinous xanthomatosis. J Neurol. 2020 Feb;267(2):572-573. doi: 10.1007/s00415-019-09650-0 6. Mandia D, Chaussenot A, Besson G, et al: Cholic acid as a treatment for cerebrotendinous xanthomatosis in adults. J Neurol. 2019 Aug;266(8):2043-2050. doi: 10.1007/s00415-019-09377-y | Internal standard is added to an aliquot of plasma which is then subjected to protein precipitation. Following centrifugation, the supernatant is subjected to liquid chromatography tandem mass spectrometry (LC-MS/MS) analysis. The MS/MS is operated in the multiple reaction monitoring positive mode to follow the precursor to product species transitions for each analyte and internal standard. The ratio of the extracted peak areas to internal standard determined by the LC-MS/MS is used to calculate the concentration of in the sample.(Unpublished Mayo method) | 3 to 7 days | 2 months | This test was developed and its performance characteristics determined by Mayo Clinic in a manner consistent with CLIA requirements. It has not been cleared or approved by the US Food and Drug Administration. | 82542 | Cerebrotendinous Xanthomatosis, P | 92746-7 | BA4378 | Reviewed By | 18771-6
FCZAC | Certolizumab and Anti-Certolizumab Antibody, DoseASSURE CTZ | Provides certolizumab drug concentration and anti-certolizumab antibodies in order to optimize treatment and facilitate clinical decision-making. This assay may be helpful in any patient on certolizumab therapy for Crohn's disease, psoriasis, or other autoimmune condition. | Electrochemiluminescence immunoassay (ECLIA); Surface Plasmon Resonance | Yes | Certolizumab and Anti-Certo Ab | Serum | Specimen Type:Serum Container/Tube:Red or SST Specimen Volume:2 mL Collection Instructions:Draw blood in a plain red-top tube(s), serum gel tube(s) is acceptable. Spin down and send 2 mL of serum frozen in a plastic vial. To avoid delays in turnaround time when requesting multiple tests,please submit separate frozen specimens for each test requested. | 0.60 mL (Note: This volume does not allow for repeat testing.) |  | Certolizumab: Quantitation Limit: <1.0 ug/mL Results of 1 ug/mL or higher indicate detection of certolizumab Anti-Certolizumab Antibody: Quantitation Limit: <40 ng/mL Results of 40 ng/mL or higher indicate detection of anti-certolizumab pegol antibodies. |  | As with other biologics, the optimal certolizumab concentration depends upon patient-specific factors including co-morbidities, disease, and desired therapeutic endpoint. Trough blood collection (just before the next dose) is suitable because target ranges and therapeutic cut-offs are established by clinical studies that typically evaluate trough concentrations. Therefore, the timing of specimen collection should be considered when interpreting drug concentrations. Drug half-life should be factored in when evaluating non-trough concentrations. Adequate drug trough levels do not guarantee clinical efficacy since primary non-response can be due to mechanistic failure. Lack of clinical response may be due to inadequate drug exposure, immunogenicity or mechanistic mismatch. Positive anti-certolizumab antibodies should be interpreted in the context of the concomitant free certolizumab drug level. |  |  | 10-21 days |  | These tests were developed and their performance characteristics determined by LabCorp. They have not been cleared or approved by the Food and Drug Administration. | 8029982397 | Certolizumab and Anti-Certo Ab | Not Provided | Z5638 | Anti-Certolizumab Antibody | 87405-7
CERS | Ceruloplasmin, Serum | Investigation of patients with possible Wilson disease | Nephelometric Assay | Yes | Ceruloplasmin, S | For information seeWilson Disease Testing Algorithm. | Patient Preparation:Patient should be fasting: 4 hours preferred, nonfasting acceptable Collection Container/Tube: Preferred:Serum gel Acceptable:Red top Submission Container/Tube:Plastic vial Specimen Volume:1 mL Collection Instructions: Centrifuge and aliquot serum into plastic vial. | 0.5 mL | Ceruloplasmin is a positive acute-phase reactant and a copper-binding protein that accounts for over 95% of serum copper in normal adults. Ceruloplasmin is measured primarily to assist with a diagnosis of Wilson disease. Other indications include Menkes disease, dietary copper insufficiency, and risk of cardiovascular disease. Wilson disease is a rare inherited disorder of copper transport that results in low serum copper and ceruloplasmin and accumulation of copper in various tissues. The pathological accumulation of copper in the liver, brain, cornea, and kidney causes cirrhosis, neuropsychiatric symptoms, Kayser-Fleischer rings, and hematuria/proteinuria, respectively. SeeWilson Disease Testing Algorithmfor appropriate use of clinical findings, serum biomarkers, genetic tests, and tissue biopsies when working up suspected cases. Menkes disease is an X-linked disorder in which dietary copper is absorbed from the gastrointestinal tract but cannot be transported, so copper is not available to the liver for incorporation into ceruloplasmin. Dietary ceruloplasmin deficiency may be due to inadequate dietary copper intake, long-term parenteral nutrition without copper supplementation, malabsorption, penicillamine therapy, or a combination of these. | Males: 0-8 weeks: 7.4-23.7 mg/dL 9 weeks-5 months: 13.5-32.9 mg/dL 6-11 months: 13.7-38.9 mg/dL 12 months-7 years: 21.7-43.3 mg/dL 8-13 years: 20.5-40.2 mg/dL 14-17 years: 17.0-34.8 mg/dL > or =18 years: 19.0-31.0 mg/dL Females: 0-8 weeks: 7.4-23.7 mg/dL 9 weeks-5 months: 13.5-32.9 mg/dL 6-11 months: 13.7-38.9 mg/dL 12 months-7 years: 21.7-43.3 mg/dL 8-13 years: 20.5-40.2 mg/dL 14-17 years: 20.8-43.2 mg/dL > or =18 years: 20.0-51.0 mg/dL | Low concentrations of ceruloplasmin are consistent with Wilson disease and warrant further investigation according to the recommended algorithm;see Wilson Disease Testing Algorithm. Ceruloplasmin is a positive acute-phase reactant. Increases in serum ceruloplasmin have been reported during pregnancy, in women taking oral contraceptives, in hepatitis, pneumonia, tuberculosis, rheumatoid arthritis, myocardial infarction, various forms of anemia, and many obscure neurological disorders. | Ceruloplasmin is a positive acute-phase reactant; therefore, levels are elevated in cases of inflammation (as in chronic hepatitis or active infection). Consequently, ceruloplasmin levels are not always extremely low in patients with Wilson disease. Values vary considerably from patient to patient and may be in the normal range in some patients with Wilson disease (indicating a different primary defect). Birth control pills and pregnancy increase ceruloplasmin levels. | 1. Wilson Tang WH, Wu Y, Hartiala J, et al: Clinical and genetic association of serum ceruloplasmin with cardiovascular risk. Arterioscler Thromb Vasc Biol. 2012 Feb;32(2):516-522 2. Dadu RT, Dodge R, Nambi V, et al: Ceruloplasmin and heart failure in the Atherosclerosis Risk in Communities study. Circ Heart Fail. 2013 Sep 1;6(5):936-943 3. Cox DW, Tumer Z, Roberts EA: Copper transport disorders: Wilson's disease and Menkes disease. Inborn Metabolic Disease. Fernandes J, Sandubray JM, VandenBerghe F, eds. Springer-Verlag; 2000:385-391 4. Sontakke AN, More U: Changes in serum ceruloplasmin levels with commonly used methods of contraception. Indian J Clin Biochem. 2004 Jan:19(1):102-104 5. Schilsky ML: Wilson disease: Diagnosis, treatment, and follow-up. Clin Liver Dis. 2017 Nov;21(4):755-767 6. Hermann W: Classification and differential diagnosis of Wilson's disease. Ann Transl Med. 2019 Apr;7(Suppl 2):S63 | Human ceruloplasmin forms a precipitate with a specific antiserum, which is then measured nephelometrically.(Package insert: Ceruloplasmin. Siemens; 08/2018) | 1 to 7 days | 7 days | This test has been cleared, approved, or is exempt by the US Food and Drug Administration and is used per manufacturer's instructions. Performance characteristics were verified by Mayo Clinic in a manner consistent with CLIA requirements. | 82390 | Ceruloplasmin, S | 2064-4 | CERS | Ceruloplasmin, S | 2064-4
G162 | CGO Custom Gene Panel (LPGD) (Bill Only) |  | This test is for billing purposes only. This is not an orderable test. | Yes | CGO Custom Gene Panel (LPGD) | This test is for billing purposes only. | This test is for billing purposes only. This is not an orderable test. |  |  | This test is for billing purposes only. This is not an orderable test. | [6 empty] | Not Applicable
CHGL | Chaetomium globosum, IgE, Serum | Establishing the diagnosis of an allergy toChaetomium globosum Defining the allergen responsible for eliciting signs and symptoms Identifying allergens: -Responsible for allergic response and/or anaphylactic episode -To confirm sensitization prior to beginning immunotherapy -To investigate the specificity of allergic reactions to insect venom allergens, drugs, or chemical allergens | Fluorescence Enzyme Immunoassay (FEIA) | Yes | Chaetomium Globosum, IgE | Serum | Collection Container/Tube: Preferred:Serum gel Acceptable:Red top Submission Container/Tube:Plastic vial Specimen Volume:0.5 mL for every 5 allergens requested Collection Instructions:Centrifuge and aliquot serum into a plastic vial. | For 1 allergen: 0.3 mL More than 1 allergen: (0.05 mL x number of allergens) + 0.25 mL dead space | Clinical manifestations of immediate hypersensitivity (allergic) diseases are caused by the release of proinflammatory mediators (histamine, leukotrienes, and prostaglandins) from IgE-sensitized effector cells (mast cells and basophils) when cell-bound IgE antibodies interact with an allergen. In vitro serum testing for IgE antibodies provides an indication of the immune response to allergens that may be associated with allergic disease. The allergens chosen for testing often depend upon the age of the patient, history of allergen exposure, season of the year, and clinical manifestations. In individuals predisposed to develop allergic disease, the sequence of sensitization and clinical manifestations proceed as follows: eczema and respiratory disease (rhinitis and bronchospasm) in infants and children less than 5 years due to food sensitivity (milk, egg, soy, and wheat proteins) followed by respiratory disease (rhinitis and asthma) in older children and adults due to sensitivity to inhalant allergens (dust mite, mold, and pollen inhalants). | Class,IgE kU/L,Interpretation, 0,<0.10,Negative, 0/1,0.10-0.34,Borderline/equivocal, 1,0.35-0.69,Equivocal, 2,0.70-3.49,Positive, 3,3.50-17.4,Positive, 4,17.5-49.9,Strongly positive, 5,50.0-99.9,Strongly positive, 6,> or =100,Strongly positive, | Detection of IgE antibodies in serum (class 1 or greater) indicates an increased likelihood of allergic disease as opposed to other etiologies and defines the allergens that may be responsible for eliciting signs and symptoms. The level of IgE antibodies in serum varies directly with the concentration of IgE antibodies expressed as a class score or kU/L. | Testing for IgE antibodies is not useful in patients previously treated with immunotherapy to determine if residual clinical sensitivity exists or in patients in whom the medical management does not depend upon identification of allergen specificity. Some individuals with clinically insignificant sensitivity to allergens may have measurable levels of IgE antibodies in serum, and test results must be interpreted in the clinical context. False-positive results for IgE antibodies may occur in patients with markedly elevated serum IgE (>2500 kU/L) due to nonspecific binding to allergen solid phases. | Homburger HA, Hamilton RG: Allergic diseases. In: McPherson RA, Pincus MR, eds. Henry's Clinical Diagnosis and Management by Laboratory Methods. 23rd ed.Elsevier; 2017:1057-1070 | Specific IgE from the patient's serum reacts with the allergen of interest, which is covalently coupled to an ImmunoCAP. After washing away nonspecific IgE, enzyme-labeled anti-IgE antibody is added to form a complex. After incubation, unbound anti-IgE is washed away, and the bound complex incubated with a developing agent. After stopping the reaction, the fluorescence of the eluate is measured. Fluorescence is proportional to the amount of specific IgE present in the patient's sample (ie, the higher the fluorescence value, the more IgE antibody is present).(Package insert: ImmunoCAP System Specific IgE FEIA. Phadia; Rev 06/2020) | Same day/1 to 3 days | 14 days | This test was developed and its performance characteristics determined by Mayo Clinic in a manner consistent with CLIA requirements. It has not been cleared or approved by the US Food and Drug Administration. | 86003 | Chaetomium Globosum, IgE | 7200-9 | CHGL | Chaetomium Globosum, IgE | 7200-9
FAMCE | Cheese American IgE |  | Enzyme Immunoassay (EIA) | Yes | Cheese American IgE | Serum | Specimen Type:Serum Container/Tube:Red or SST Specimen Volume:0.5 mL Collection Instructions:Draw blood in a plain, red-top tube(s) or serum gel tube(s). Spin down and send 0.5 mL of serum refrigerate in a plastic vial. | 0.5 mL |  | <0.35 kU/L | Class IgE (kU/L) Comment 0 <0.35 Below Detection 1 0.35-0.69 Low Positive 2 0.70-3.49 Moderate Positive 3 3.50-17.49 Positive 4 17.50-49.99 Strong Positive 5 >49.99 Very Strong Positive |  |  |  | 4 to 7 days |  | This test was developed and its performance characteristics determined by Eurofins Viracor. It has not been cleared or approved by the U.S. Food and Drug Administration. | 86003 | Cheese American IgE | 7201-7 | Z3867 | CLASS | 102222-7
FCCGG | Cheese Cheddar IgG |  | Enzyme Immunoassay (FEIA) | No | Cheese Cheddar IgG | Serum | Collection Container/Tube: Preferred:Red top Acceptable:Serum gel Submission Container/Tube:Plastic vial Specimen Volume:0.5 mL Collection Instructions: 1. Draw blood in a plain red-top tube(s), serum gel tube(s) is acceptable. 2. Centrifuge and aliquot 0.5 mL of serum in a plastic vial. 3. Send refrigerate. | See Specimen Required |  | Reference ranges have not been established for food-specific IgG tests | The clinical utility of food-specific IgG tests has not been established. These tests can be used in special clinical situations to select foods for evaluation by diet elimination and challenge in patients who have food-related complaints. It should be recognized that the presence of food-specific IgG alone cannot be taken as evidence of food allergy and only indicates immunologic sensitization by the food allergen in question. This test should only be ordered by physicians who recognize the limitations of the test. |  |  |  | 5 to 9 days |  | This test was developed and its performance characteristics determined by Eurofins Viracor. It has not been cleared or approved by the U.S. Food and Drug Administration. | 86001 | Cheese Cheddar IgG | 63092-1 | FCCGG | Cheese Cheddar IgG | 63092-1
FSCE | Cheese Swiss IgE |  | Enzyme Immunoassay (EIA) | Yes | Cheese Swiss IgE | Serum | Specimen Type:Serum Container/Tube:Red or SST Specimen Volume:0.5 mL Collection Instructions:Draw blood in a plain red-top tube(s), serum gel tube(s) is acceptable. Spin down and send 0.5 mL of serum refrigerated in a plastic vial. | 0.5 mL |  | <0.35 kU/L | Class IgE (kU/L) Comment 0 <0.35 Below Detection 1 0.35-0.69 Low Positive 2 0.70-3.49 Moderate Positive 3 3.50-17.49 Positive 4 17.50-49.99 Strong Positive 5 >49.99 Very Strong Positive |  |  |  | 2 to 7 days |  | This test was developed and its performance characteristics determined by Eurofins Viracor. It has not been cleared or approved by the U.S. Food and Drug Administration. | 86003 | Cheese Swiss IgE | 7215-7 | Z3991 | CLASS | 102498-3
CCHZ | Cheese, Cheddar, IgE, Serum | Establishing a diagnosis of an allergy to cheddar cheese Defining the allergen responsible for eliciting signs and symptoms Identifying allergens: -Responsible for allergic response and/or anaphylactic episode -To confirm sensitization prior to beginning immunotherapy -To investigate the specificity of allergic reactions to insect venom allergens, drugs, or chemical allergens | Fluorescence Enzyme Immunoassay (FEIA) | Yes | Cheese, Cheddar, IgE | Serum | Collection Container/Tube: Preferred:Serum gel Acceptable:Red top Submission Container/Tube:Plastic vial Specimen Volume:0.5 mL for every 5 allergens requested Collection Instructions:Centrifuge and aliquot serum into a plastic vial. | For 1 allergen: 0.3 mL For more than 1 allergen: (0.05 mL x number of allergens) + 0.25 mL deadspace | Clinical manifestations of immediate hypersensitivity (allergic) diseases are caused by the release of proinflammatory mediators (histamine, leukotrienes, and prostaglandins) from IgE-sensitized effector cells (mast cells and basophils) when cell-bound IgE antibodies interact with an allergen. In vitro serum testing for IgE antibodies provides an indication of the immune response to allergens that may be associated with allergic disease. The allergens chosen for testing often depend upon the age of the patient, history of allergen exposure, season of the year, and clinical manifestations. In individuals predisposed to develop allergic disease, the sequence of sensitization and clinical manifestations proceed as follows: eczema and respiratory disease (rhinitis and bronchospasm) in infants and children less than 5 years due to food sensitivity (milk, egg, soy, and wheat proteins) followed by respiratory disease (rhinitis and asthma) in older children and adults due to sensitivity to inhalant allergens (dust mite, mold, and pollen inhalants). | Class,IgE kU/L,Interpretation, 0,<0.10,Negative, 0/1,0.10-0.34,Borderline/equivocal, 1,0.35-0.69,Equivocal, 2,0.70-3.49,Positive, 3,3.50-17.4,Positive, 4,17.5-49.9,Strongly positive, 5,50.0-99.9,Strongly positive, 6,> or =100,Strongly positive, | Detection of IgE antibodies in serum (class 1 or greater) indicates an increased likelihood of allergic disease as opposed to other etiologies and defines the allergens that may be responsible for eliciting signs and symptoms. The level of IgE antibodies in serum varies directly with the concentration of IgE antibodies expressed as a class score or kU/L. | Testing for IgE antibodies is not useful in patients previously treated with immunotherapy to determine if residual clinical sensitivity exists or in patients in whom the medical management does not depend upon identification of allergen specificity. Some individuals with clinically insignificant sensitivity to allergens may have measurable levels of IgE antibodies in serum, and test results must be interpreted in the clinical context. False-positive results for IgE antibodies may occur in patients with markedly elevated serum IgE (>2500 kU/L) due to nonspecific binding to allergen solid phases. | Homburger HA, Hamilton RG: Allergic diseases. In: McPherson RA, Pincus MR, eds. Henry's Clinical Diagnosis and Management by Laboratory Methods. 23rd ed. Elsevier; 2017:1057-1070 | Specific IgE from the patient's serum reacts with the allergen of interest, which is covalently coupled to an ImmunoCAP. After washing away nonspecific IgE, enzyme-labeled anti-IgE antibody is added to form a complex. After incubation, unbound anti-IgE is washed away, and the bound complex incubated with a developing agent. After stopping the reaction, the fluorescence of the eluate is measured. Fluorescence is proportional to the amount of specific IgE present in the patient's sample (ie, the higher the fluorescence value, the more IgE antibody is present).(Package insert: ImmunoCAP System Specific IgE FEIA. Phadia; Rev 06/2020) | Same day/1 to 3 days | 14 days | This test has been cleared, approved, or is exempt by the US Food and Drug Administration and is used per manufacturer's instructions. Performance characteristics were verified by Mayo Clinic in a manner consistent with CLIA requirements. | 86003 | Cheese, Cheddar, IgE | 6067-3 | CCHZ | Cheese, Cheddar, IgE | 6067-3
MCHZ | Cheese, Mold, IgE, Serum | Establishing a diagnosis of an allergy to cheese mold Defining the allergen responsible for eliciting signs and symptoms Identifying allergens: -Responsible for allergic response and/or anaphylactic episode -To confirm sensitization prior to beginning immunotherapy -To investigate the specificity of allergic reactions to insect venom allergens, drugs, or chemical allergens | Fluorescence Enzyme Immunoassay (FEIA) | Yes | Cheese, Mold, IgE | Serum | Collection Container/Tube: Preferred:Serum gel Acceptable:Red top Submission Container/Tube:Plastic vial Specimen Volume:0.5 mL for every 5 allergens requested Collection Instructions:Centrifuge and aliquot serum into a plastic vial. | For 1 allergen: 0.3 mL; For more than 1 allergen: (0.05 mL x number of allergens) + 0.25 mL dead space | Clinical manifestations of immediate hypersensitivity (allergic) diseases are caused by the release of proinflammatory mediators (histamine, leukotrienes, and prostaglandins) from IgE-sensitized effector cells (mast cells and basophils) when cell-bound IgE antibodies interact with an allergen. In vitro serum testing for IgE antibodies provides an indication of the immune response to allergens that may be associated with allergic disease. The allergens chosen for testing often depend upon the age of the patient, history of allergen exposure, season of the year, and clinical manifestations. In individuals predisposed to develop allergic disease, the sequence of sensitization and clinical manifestations proceed as follows: eczema and respiratory disease (rhinitis and bronchospasm) in infants and children less than 5 years due to food sensitivity (milk, egg, soy, and wheat proteins) followed by respiratory disease (rhinitis and asthma) in older children and adults due to sensitivity to inhalant allergens (dust mite, mold, and pollen inhalants). | Class,IgE kU/L,Interpretation, 0,<0.10,Negative, 0/1,0.10-0.34,Borderline/equivocal, 1,0.35-0.69,Equivocal, 2,0.70-3.49,Positive, 3,3.50-17.4,Positive, 4,17.5-49.9,Strongly positive, 5,50.0-99.9,Strongly positive, 6,> or =100,Strongly positive, | Detection of IgE antibodies in serum (class 1 or greater) indicates an increased likelihood of allergic disease as opposed to other etiologies and defines the allergens that may be responsible for eliciting signs and symptoms. The level of IgE antibodies in serum varies directly with the concentration of IgE antibodies expressed as a class score or kU/L. | Testing for IgE antibodies is not useful in patients previously treated with immunotherapy to determine if residual clinical sensitivity exists or in patients in whom the medical management does not depend upon identification of allergen specificity. Some individuals with clinically insignificant sensitivity to allergens may have measurable levels of IgE antibodies in serum, and test results must be interpreted in the clinical context. False-positive results for IgE antibodies may occur in patients with markedly elevated serum IgE (>2500 kU/L) due to nonspecific binding to allergen solid phases. | Homburger HA, Hamilton RG: Allergic diseases. In: McPherson RA, Pincus MR, eds. Henry's Clinical Diagnosis and Management by Laboratory Methods. 23rd ed. Elsevier; 2017:1057-1070 | Specific IgE from the patient's serum reacts with the allergen of interest, which is covalently coupled to an ImmunoCAP. After washing away nonspecific IgE, enzyme-labeled anti-IgE antibody is added to form a complex. After incubation, unbound anti-IgE is washed away, and the bound complex incubated with a developing agent. After stopping the reaction, the fluorescence of the eluate is measured. Fluorescence is proportional to the amount of specific IgE present in the patient's sample (ie, the higher the fluorescence value, the more IgE antibody is present).(Package insert: ImmunoCAP System Specific IgE FEIA. Phadia; Rev 06/2020) | Same day/1 to 3 days | 14 days | This test has been cleared, approved, or is exempt by the US Food and Drug Administration and is used per manufacturer's instructions. Performance characteristics were verified by Mayo Clinic in a manner consistent with CLIA requirements. | 86003 | Cheese, Mold, IgE | 6068-1 | MCHZ | Cheese, Mold, IgE | 6068-1
CHER | Cherry, IgE, Serum | Establishing a diagnosis of an allergy to cherry Defining the allergen responsible for eliciting signs and symptoms Identifying allergens: -Responsible for allergic response and/or anaphylactic episode -To confirm sensitization prior to beginning immunotherapy -To investigate the specificity of allergic reactions to insect venom allergens, drugs, or chemical allergens | Fluorescence Enzyme Immunoassay (FEIA) | Yes | Cherry, IgE | Serum | Collection Container/Tube: Preferred:Serum gel Acceptable:Red top Submission Container/Tube:Plastic vial Specimen Volume:0.5 mL for every 5 allergens requested Collection Instructions:Centrifuge and aliquot serum into a plastic vial. | For 1 allergen: 0.3 mL For more than 1 allergen: (0.05 mL x number of allergens) + 0.25 mL deadspace | Clinical manifestations of immediate hypersensitivity (allergic) diseases are caused by the release of proinflammatory mediators (histamine, leukotrienes, and prostaglandins) from IgE-sensitized effector cells (mast cells and basophils) when cell-bound IgE antibodies interact with an allergen. In vitro serum testing for IgE antibodies provides an indication of the immune response to allergens that may be associated with allergic disease. The allergens chosen for testing often depend upon the age of the patient, history of allergen exposure, season of the year, and clinical manifestations. In individuals predisposed to develop allergic disease, the sequence of sensitization and clinical manifestations proceed as follows: eczema and respiratory disease (rhinitis and bronchospasm) in infants and children less than 5 years due to food sensitivity (milk, egg, soy, and wheat proteins) followed by respiratory disease (rhinitis and asthma) in older children and adults due to sensitivity to inhalant allergens (dust mite, mold, and pollen inhalants). | Class,IgE kU/L,Interpretation, 0,<0.10,Negative, 0/1,0.10-0.34,Borderline/equivocal, 1,0.35-0.69,Equivocal, 2,0.70-3.49,Positive, 3,3.50-17.4,Positive, 4,17.5-49.9,Strongly positive, 5,50.0-99.9,Strongly positive, 6,> or =100,Strongly positive, | Detection of IgE antibodies in serum (class 1 or greater) indicates an increased likelihood of allergic disease as opposed to other etiologies and defines the allergens that may be responsible for eliciting signs and symptoms. The level of IgE antibodies in serum varies directly with the concentration of IgE antibodies expressed as a class score or kU/L. | Testing for IgE antibodies is not useful in patients previously treated with immunotherapy to determine if residual clinical sensitivity exists or in patients in whom the medical management does not depend upon identification of allergen specificity. Some individuals with clinically insignificant sensitivity to allergens may have measurable levels of IgE antibodies in serum, and test results must be interpreted in the clinical context. False-positive results for IgE antibodies may occur in patients with markedly elevated serum IgE (>2500 kU/L) due to nonspecific binding to allergen solid phases. | Homburger HA, Hamilton RG: Allergic diseases. In: McPherson RA, Pincus MR, eds. Henry's Clinical Diagnosis and Management by Laboratory Methods. 23rd ed.Elsevier; 2017:1057-1070 | Specific IgE from the patient's serum reacts with the allergen of interest, which is covalently coupled to an ImmunoCAP. After washing away nonspecific IgE, enzyme-labeled anti-IgE antibody is added to form a complex. After incubation, unbound anti-IgE is washed away, and the bound complex incubated with a developing agent. After stopping the reaction, the fluorescence of the eluate is measured. Fluorescence is proportional to the amount of specific IgE present in the patient's sample (ie, the higher the fluorescence value, the more IgE antibody is present).(Package insert: ImmunoCAP System Specific IgE FEIA. Phadia; Rev 06/2020) | Same day/1 to 3 days | 14 days | This test has been cleared, approved, or is exempt by the US Food and Drug Administration and is used per manufacturer's instructions. Performance characteristics were verified by Mayo Clinic in a manner consistent with CLIA requirements. | 86003 | Cherry, IgE | 6719-9 | CHER | Cherry, IgE | 6719-9
CTRE | Chestnut Tree, IgE, Serum | Establishing the diagnosis of an allergy to chestnut tree Defining the allergen responsible for eliciting signs and symptoms Identifying allergens: -Responsible for allergic response and/or anaphylactic episode -To confirm sensitization prior to beginning immunotherapy -To investigate the specificity of allergic reactions to insect venom allergens, drugs, or chemical allergens | Fluorescence Enzyme Immunoassay (FEIA) | Yes | Chestnut Tree, IgE | Serum | Collection Container/Tube: Preferred:Serum gel Acceptable:Red top Submission Container/Tube:Plastic vial Specimen Volume:0.5 mL for every 5 allergens requested Collection Instructions:Centrifuge and aliquot serum into a plastic vial. | For 1 allergen: 0.3 mL More than 1 allergen: (0.05 mL x number of allergens) + 0.25 mL dead space | Clinical manifestations of immediate hypersensitivity (allergic) diseases are caused by the release of proinflammatory mediators (histamine, leukotrienes, and prostaglandins) from IgE-sensitized effector cells (mast cells and basophils) when cell-bound IgE antibodies interact with an allergen. In vitro serum testing for IgE antibodies provides an indication of the immune response to allergens that may be associated with allergic disease. The allergens chosen for testing often depend upon the age of the patient, history of allergen exposure, season of the year, and clinical manifestations. In individuals predisposed to develop allergic disease, the sequence of sensitization and clinical manifestations proceed as follows: eczema and respiratory disease (rhinitis and bronchospasm) in infants and children less than 5 years due to food sensitivity (milk, egg, soy, and wheat proteins) followed by respiratory disease (rhinitis and asthma) in older children and adults due to sensitivity to inhalant allergens (dust mite, mold, and pollen inhalants). | Class,IgE kU/L,Interpretation, 0,<0.10,Negative, 0/1,0.10-0.34,Borderline/equivocal, 1,0.35-0.69,Equivocal, 2,0.70-3.49,Positive, 3,3.50-17.4,Positive, 4,17.5-49.9,Strongly positive, 5,50.0-99.9,Strongly positive, 6,> or =100,Strongly positive, | Detection of IgE antibodies in serum (class 1 or greater) indicates an increased likelihood of allergic disease as opposed to other etiologies and defines the allergens that may be responsible for eliciting signs and symptoms. The level of IgE antibodies in serum varies directly with the concentration of IgE antibodies expressed as a class score or kU/L. | Testing for IgE antibodies is not useful in patients previously treated with immunotherapy to determine if residual clinical sensitivity exists or in patients in whom the medical management does not depend upon identification of allergen specificity. Some individuals with clinically insignificant sensitivity to allergens may have measurable levels of IgE antibodies in serum, and test results must be interpreted in the clinical context. False-positive results for IgE antibodies may occur in patients with markedly elevated serum IgE (>2500 kU/L) due to nonspecific binding to allergen solid phases. | Homburger HA, Hamilton RG: Allergic diseases. In: McPherson RA, Pincus MR, eds. Henry's Clinical Diagnosis and Management by Laboratory Methods. 23rd ed.Elsevier; 2017:1057-1070 | Specific IgE from the patient's serum reacts with the allergen of interest, which is covalently coupled to an ImmunoCAP. After washing away nonspecific IgE, enzyme-labeled anti-IgE antibody is added to form a complex. After incubation, unbound anti-IgE is washed away, and the bound complex is then incubated with a developing agent. After stopping the reaction, the fluorescence of the eluate is measured. Fluorescence is proportional to the amount of specific IgE present in the patient's sample (ie, the higher the fluorescence value, the more IgE antibody is present).(Package insert: ImmunoCAP System Specific IgE FEIA. Phadia; Rev 06/2020) | Same day/1 to 3 days | 14 days | This test was developed and its performance characteristics determined by Mayo Clinic in a manner consistent with CLIA requirements. It has not been cleared or approved by the US Food and Drug Administration. | 86003 | Chestnut Tree, IgE | 6069-9 | CTRE | Chestnut Tree, IgE | 6069-9
CNUT | Chestnut, Sweet, IgE, Serum | Establishing a diagnosis of an allergy to sweet chestnut Defining the allergen responsible for eliciting signs and symptoms Identifying allergens: -Responsible for allergic response and/or anaphylactic episode -To confirm sensitization prior to beginning immunotherapy -To investigate the specificity of allergic reactions to insect venom allergens, drugs, or chemical allergens | Fluorescence Enzyme Immunoassay (FEIA) | Yes | Chestnut, Sweet, IgE | Serum | Collection Container/Tube: Preferred:Serum gel Acceptable:Red top Submission Container/Tube:Plastic vial Specimen Volume:0.5 mL for every 5 allergens requested Collection Instructions:Centrifuge and aliquot serum into a plastic vial. | For 1 allergen: 0.3 mL For more than 1 allergen: (0.05 mL x number of allergens) + 0.25 mL deadspace | Clinical manifestations of immediate hypersensitivity (allergic) diseases are caused by the release of proinflammatory mediators (histamine, leukotrienes, and prostaglandins) from IgE-sensitized effector cells (mast cells and basophils) when cell-bound IgE antibodies interact with an allergen. In vitro serum testing for IgE antibodies provides an indication of the immune response to allergens that may be associated with allergic disease. The allergens chosen for testing often depend upon the age of the patient, history of allergen exposure, season of the year, and clinical manifestations. In individuals predisposed to develop allergic disease, the sequence of sensitization and clinical manifestations proceed as follows: eczema and respiratory disease (rhinitis and bronchospasm) in infants and children less than 5 years due to food sensitivity (milk, egg, soy, and wheat proteins) followed by respiratory disease (rhinitis and asthma) in older children and adults due to sensitivity to inhalant allergens (dust mite, mold, and pollen inhalants). | Class,IgE kU/L,Interpretation, 0,<0.10,Negative, 0/1,0.10-0.34,Borderline/equivocal, 1,0.35-0.69,Equivocal, 2,0.70-3.49,Positive, 3,3.50-17.4,Positive, 4,17.5-49.9,Strongly positive, 5,50.0-99.9,Strongly positive, 6,> or =100,Strongly positive, | Detection of IgE antibodies in serum (class 1 or greater) indicates an increased likelihood of allergic disease as opposed to other etiologies and defines the allergens that may be responsible for eliciting signs and symptoms. The level of IgE antibodies in serum varies directly with the concentration of IgE antibodies expressed as a class score or kU/L. | Testing for IgE antibodies is not useful in patients previously treated with immunotherapy to determine if residual clinical sensitivity exists or in patients in whom the medical management does not depend upon identification of allergen specificity. Some individuals with clinically insignificant sensitivity to allergens may have measurable levels of IgE antibodies in serum, and test results must be interpreted in the clinical context. False-positive results for IgE antibodies may occur in patients with markedly elevated serum IgE (>2500 kU/L) due to nonspecific binding to allergen solid phases. | Homburger HA, Hamilton RG: Allergic diseases. In: McPherson RA, Pincus MR, eds. Henry's Clinical Diagnosis and Management by Laboratory Methods. 23rd ed.Elsevier; 2017:1057-1070 | Specific IgE from the patient's serum reacts with the allergen of interest, which is covalently coupled to an ImmunoCAP. After washing away nonspecific IgE, enzyme-labeled anti-IgE antibody is added to form a complex. After incubation, unbound anti-IgE is washed away, and the bound complex incubated with a developing agent. After stopping the reaction, the fluorescence of the eluate is measured. Fluorescence is proportional to the amount of specific IgE present in the patient's sample (ie, the higher the fluorescence value, the more IgE antibody is present). (Package insert: ImmunoCAP System Specific IgE FEIA. Phadia; Rev 06/2020) | Same day/1 to 3 days | 14 days | This test has been cleared, approved, or is exempt by the US Food and Drug Administration and is used per manufacturer's instructions. Performance characteristics were verified by Mayo Clinic in a manner consistent with CLIA requirements. | 86003 | Chestnut, Sweet, IgE | 6259-6 | CNUT | Chestnut, Sweet, IgE | 6259-6
CHXP | Chick Pea, IgE, Serum | Establishing a diagnosis of an allergy to chick pea Defining the allergen responsible for eliciting signs and symptoms Identifying allergens: -Responsible for allergic response and/or anaphylactic episode -To confirm sensitization prior to beginning immunotherapy -To investigate the specificity of allergic reactions to insect venom allergens, drugs, or chemical allergens | Fluorescence Enzyme Immunoassay (FEIA) | Yes | Chick Pea, IgE | Serum | Collection Container/Tube: Preferred:Serum gel Acceptable:Red top Submission Container/Tube:Plastic vial Specimen Volume:0.5 mL for every 5 allergens requested Collection Instructions:Centrifuge and aliquot serum into a plastic vial. | For 1 allergen: 0.3 mL For more than 1 allergen: (0.05 mL x number of allergens) + 0.25 mL deadspace | Clinical manifestations of immediate hypersensitivity (allergic) diseases are caused by the release of proinflammatory mediators (histamine, leukotrienes, and prostaglandins) from IgE-sensitized effector cells (mast cells and basophils) when cell-bound IgE antibodies interact with an allergen. In vitro serum testing for IgE antibodies provides an indication of the immune response to allergens that may be associated with allergic disease. The allergens chosen for testing often depend upon the age of the patient, history of allergen exposure, season of the year, and clinical manifestations. In individuals predisposed to develop allergic disease, the sequence of sensitization and clinical manifestations proceed as follows: eczema and respiratory disease (rhinitis and bronchospasm) in infants and children less than 5 years due to food sensitivity (milk, egg, soy, and wheat proteins) followed by respiratory disease (rhinitis and asthma) in older children and adults due to sensitivity to inhalant allergens (dust mite, mold, and pollen inhalants). | Class,IgE kU/L,Interpretation, 0,<0.10,Negative, 0/1,0.10-0.34,Borderline/equivocal, 1,0.35-0.69,Equivocal, 2,0.70-3.49,Positive, 3,3.50-17.4,Positive, 4,17.5-49.9,Strongly positive, 5,50.0-99.9,Strongly positive, 6,> or =100,Strongly positive, | Detection of IgE antibodies in serum (class 1 or greater) indicates an increased likelihood of allergic disease as opposed to other etiologies and defines the allergens that may be responsible for eliciting signs and symptoms. The level of IgE antibodies in serum varies directly with the concentration of IgE antibodies expressed as a class score or kU/L. | Testing for IgE antibodies is not useful in patients previously treated with immunotherapy to determine if residual clinical sensitivity exists or in patients in whom the medical management does not depend upon identification of allergen specificity. Some individuals with clinically insignificant sensitivity to allergens may have measurable levels of IgE antibodies in serum, and test results must be interpreted in the clinical context. False-positive results for IgE antibodies may occur in patients with markedly elevated serum IgE (>2500 kU/L) due to nonspecific binding to allergen solid phases. | Homburger HA, Hamilton RG: Allergic diseases. In: McPherson RA, Pincus MR, eds. Henry's Clinical Diagnosis and Management by Laboratory Methods. 23rd ed.Elsevier; 2017:1057-1070 | Specific IgE from the patient's serum reacts with the allergen of interest, which is covalently coupled to an ImmunoCAP. After washing away nonspecific IgE, enzyme-labeled anti-IgE antibody is added to form a complex. After incubation, unbound anti-IgE is washed away, and the bound complex incubated with a developing agent. After stopping the reaction, the fluorescence of the eluate is measured. Fluorescence is proportional to the amount of specific IgE present in the patient's sample (ie, the higher the fluorescence value, the more IgE antibody is present).(Package insert: ImmunoCAP System Specific IgE FEIA. Phadia; Rev 06/2020) | Same day/1 to 3 days | 14 days | This test has been cleared, approved, or is exempt by the US Food and Drug Administration and is used per manufacturer's instructions. Performance characteristics were verified by Mayo Clinic in a manner consistent with CLIA requirements. | 86003 | Chick Pea, IgE | 7573-9 | CHXP | Chick Pea, IgE | 7573-9
CDROP | Chicken Droppings, IgE, Serum | Establishing the diagnosis of an allergy to chicken droppings Defining the allergen responsible for eliciting signs and symptoms Identifying allergens: -Responsible for allergic response and/or anaphylactic episode -To confirm sensitization prior to beginning immunotherapy -To investigate the specificity of allergic reactions to insect venom allergens, drugs, or chemical allergens | Fluorescence Enzyme Immunoassay (FEIA) | Yes | Chicken Droppings, IgE | Serum | Collection Container/Tube: Preferred:Serum gel Acceptable:Red top Submission Container/Tube:Plastic vial Specimen Volume:0.5 mL for every 5 allergens requested Collection Instructions:Centrifuge and aliquot serum into a plastic vial. | For 1 allergen: 0.3 mL More than 1 allergen: (0.05 mL x number of allergens) + 0.25 mL dead space | Clinical manifestations of immediate hypersensitivity (allergic) diseases are caused by the release of proinflammatory mediators (histamine, leukotrienes, and prostaglandins) from IgE-sensitized effector cells (mast cells and basophils) when cell-bound IgE antibodies interact with an allergen. In vitro serum testing for IgE antibodies provides an indication of the immune response to allergens that may be associated with allergic disease. The allergens chosen for testing often depend upon the age of the patient, history of allergen exposure, season of the year, and clinical manifestations. In individuals predisposed to develop allergic disease, the sequence of sensitization and clinical manifestations proceed as follows: eczema and respiratory disease (rhinitis and bronchospasm) in infants and children less than 5 years due to food sensitivity (milk, egg, soy, and wheat proteins) followed by respiratory disease (rhinitis and asthma) in older children and adults due to sensitivity to inhalant allergens (dust mite, mold, and pollen inhalants). | Class,IgE kU/L,Interpretation, 0,<0.10,Negative, 0/1,0.10-0.34,Borderline/equivocal, 1,0.35-0.69,Equivocal, 2,0.70-3.49,Positive, 3,3.50-17.4,Positive, 4,17.5-49.9,Strongly positive, 5,50.0-99.9,Strongly positive, 6,> or =100,Strongly positive, | Detection of IgE antibodies in serum (class 1 or greater) indicates an increased likelihood of allergic disease as opposed to other etiologies and defines the allergens that may be responsible for eliciting signs and symptoms. The level of IgE antibodies in serum varies directly with the concentration of IgE antibodies expressed as a class score or kU/L. | Testing for IgE antibodies is not useful in patients previously treated with immunotherapy to determine if residual clinical sensitivity exists or in patients in whom the medical management does not depend upon identification of allergen specificity. Some individuals with clinically insignificant sensitivity to allergens may have measurable levels of IgE antibodies in serum, and test results must be interpreted in the clinical context. False-positive results for IgE antibodies may occur in patients with markedly elevated serum IgE (>2500 kU/L) due to nonspecific binding to allergen solid phases. | Homburger HA, Hamilton RG: Allergic diseases. In: McPherson RA, Pincus MR, eds. Henry's Clinical Diagnosis and Management by Laboratory Methods. 23rd ed.Elsevier; 2017:1057-1070 | Specific IgE from the patient's serum reacts with the allergen of interest, which is covalently coupled to an ImmunoCAP. After washing away nonspecific IgE, enzyme-labeled anti-IgE antibody is added to form a complex. After incubation, unbound anti-IgE is washed away, and the bound complex incubated with a developing agent. After stopping the reaction, the fluorescence of the eluate is measured. Fluorescence is proportional to the amount of specific IgE present in the patient's sample (ie, the higher the fluorescence value, the more IgE antibody is present).(Package insert: ImmunoCAP System Specific IgE FEIA. Phadia; Rev 06/2020) | Same day/1 to 3 days | 14 days | This test was developed and its performance characteristics determined by Mayo Clinic in a manner consistent with CLIA requirements. It has not been cleared or approved by the US Food and Drug Administration. | 86003 | Chicken Droppings, IgE | 19734-3 | CDROP | Chicken Droppings, IgE | 19734-3
CHCK | Chicken Feathers, IgE, Serum | Establishing a diagnosis of an allergy to chicken feathers Defining the allergen responsible for eliciting signs and symptoms Identifying allergens: -Responsible for allergic response and/or anaphylactic episode -To confirm sensitization prior to beginning immunotherapy -To investigate the specificity of allergic reactions to insect venom allergens, drugs, or chemical allergens | Fluorescence Enzyme Immunoassay (FEIA) | Yes | Chicken Feathers, IgE | Serum | Collection Container/Tube: Preferred:Serum gel Acceptable:Red top Submission Container/Tube:Plastic vial Specimen Volume:0.5 mL for every 5 allergens requested Collection Instructions:Centrifuge and aliquot serum into a plastic vial. | For 1 allergen: 0.3 mL For more than 1 allergen: (0.05 mL x number of allergens) + 0.25 mL deadspace | Clinical manifestations of immediate hypersensitivity (allergic) diseases are caused by the release of proinflammatory mediators (histamine, leukotrienes, and prostaglandins) from IgE-sensitized effector cells (mast cells and basophils) when cell-bound IgE antibodies interact with an allergen. In vitro serum testing for IgE antibodies provides an indication of the immune response to allergens that may be associated with allergic disease. The allergens chosen for testing often depend upon the age of the patient, history of allergen exposure, season of the year, and clinical manifestations. In individuals predisposed to develop allergic disease, the sequence of sensitization and clinical manifestations proceed as follows: eczema and respiratory disease (rhinitis and bronchospasm) in infants and children less than 5 years due to food sensitivity (milk, egg, soy, and wheat proteins) followed by respiratory disease (rhinitis and asthma) in older children and adults due to sensitivity to inhalant allergens (dust mite, mold, and pollen inhalants). | Class,IgE kU/L,Interpretation, 0,<0.10,Negative, 0/1,0.10-0.34,Borderline/equivocal, 1,0.35-0.69,Equivocal, 2,0.70-3.49,Positive, 3,3.50-17.4,Positive, 4,17.5-49.9,Strongly positive, 5,50.0-99.9,Strongly positive, 6,> or =100,Strongly positive, | Detection of IgE antibodies in serum (class 1 or greater) indicates an increased likelihood of allergic disease as opposed to other etiologies and defines the allergens that may be responsible for eliciting signs and symptoms. The level of IgE antibodies in serum varies directly with the concentration of IgE antibodies expressed as a class score or kU/L. | Testing for IgE antibodies is not useful in patients previously treated with immunotherapy to determine if residual clinical sensitivity exists or in patients in whom the medical management does not depend upon identification of allergen specificity. Some individuals with clinically insignificant sensitivity to allergens may have measurable levels of IgE antibodies in serum, and test results must be interpreted in the clinical context. False-positive results for IgE antibodies may occur in patients with markedly elevated serum IgE (>2500 kU/L) due to nonspecific binding to allergen solid phases. | Homburger HA, Hamilton RG: Allergic diseases. In: McPherson RA, Pincus MR, eds. Henry's Clinical Diagnosis and Management by Laboratory Methods. 23rd ed.Elsevier; 2017:1057-1070 | Specific IgE from the patient's serum reacts with the allergen of interest, which is covalently coupled to an ImmunoCAP. After washing away nonspecific IgE, enzyme-labeled anti-IgE antibody is added to form a complex. After incubation, unbound anti-IgE is washed away, and the bound complex incubated with a developing agent. After stopping the reaction, the fluorescence of the eluate is measured. Fluorescence is proportional to the amount of specific IgE present in the patient's sample (ie, the higher the fluorescence value, the more IgE antibody is present).(Package insert: ImmunoCAP System Specific IgE FEIA. Phadia; Rev 06/2020) | Same day/1 to 3 days | 14 days | This test has been cleared, approved, or is exempt by the US Food and Drug Administration and is used per manufacturer's instructions. Performance characteristics were verified by Mayo Clinic in a manner consistent with CLIA requirements. | 86003 | Chicken Feathers, IgE | 6070-7 | CHCK | Chicken Feathers, IgE | 6070-7
FCHXG | Chicken IgG |  | Enzyme Immunoassay (FEIA) | No | Chicken IgG | Serum | Collection Container/Tube: Preferred:Red top Acceptable:Serum gel Submission Container/tube: Plastic vial Specimen Volume:0.5 mL Collection Instructions: 1. Draw blood in a plain, red-top tube(s), serum gel tube(s) is acceptable. 2. Centrifuge and aliquot 0.5 mL of serum into a plastic vial. 3. Send refrigerate. | See Specimen Required |  | Reference ranges have not been established for food-specific IgG tests. | These tests can be used in special clinical situations to select foods for evaluation by diet elimination and challenge in patients who have food-related complaints. It should be recognized that the presence of food-specific IgG alone cannot be taken as evidence of food allergy and only indicates immunologic sensitization by the food allergen in question. This test should only be ordered by physicians who recognize the limitations of the test. |  |  |  | 5 to 7 days |  | This test was developed and its performance characteristics determined by Eurofins Viracor. It has not been cleared or approved by the U.S. Food and Drug Administration. | 86001 | Chicken IgG | 35532-1 | FCHXG | Chicken IgG | 35532-1
CSPR | Chicken Serum Proteins, IgE, Serum | Establishing the diagnosis of an allergy to chicken serum proteins Defining the allergen responsible for eliciting signs and symptoms Identifying allergens: -Responsible for allergic response and/or anaphylactic episode -To confirm sensitization prior to beginning immunotherapy -To investigate the specificity of allergic reactions to insect venom allergens, drugs, or chemical allergens | Fluorescence Enzyme Immunoassay (FEIA) | Yes | Chicken Serum Proteins, IgE | Serum | Collection Container/Tube: Preferred:Serum gel Acceptable:Red top Submission Container/Tube:Plastic vial Specimen Volume:0.5 mL for every 5 allergens requested Collection Instructions:Centrifuge and aliquot serum into a plastic vial. | For 1 allergen: 0.3 mL More than 1 allergen: (0.05 mL x number of allergens) + 0.25 mL dead space | Clinical manifestations of immediate hypersensitivity (allergic) diseases are caused by the release of proinflammatory mediators (histamine, leukotrienes, and prostaglandins) from IgE-sensitized effector cells (mast cells and basophils) when cell-bound IgE antibodies interact with an allergen. In vitro serum testing for IgE antibodies provides an indication of the immune response to allergens that may be associated with allergic disease. The allergens chosen for testing often depend upon the age of the patient, history of allergen exposure, season of the year, and clinical manifestations. In individuals predisposed to develop allergic disease, the sequence of sensitization and clinical manifestations proceed as follows: eczema and respiratory disease (rhinitis and bronchospasm) in infants and children less than 5 years due to food sensitivity (milk, egg, soy, and wheat proteins) followed by respiratory disease (rhinitis and asthma) in older children and adults due to sensitivity to inhalant allergens (dust mite, mold, and pollen inhalants). | Class,IgE kU/L,Interpretation, 0,<0.10,Negative, 0/1,0.10-0.34,Borderline/equivocal, 1,0.35-0.69,Equivocal, 2,0.70-3.49,Positive, 3,3.50-17.4,Positive, 4,17.5-49.9,Strongly positive, 5,50.0-99.9,Strongly positive, 6,> or =100,Strongly positive, | Detection of IgE antibodies in serum (class 1 or greater) indicates an increased likelihood of allergic disease as opposed to other etiologies and defines the allergens that may be responsible for eliciting signs and symptoms. The level of IgE antibodies in serum varies directly with the concentration of IgE antibodies expressed as a class score or kU/L. | Testing for IgE antibodies is not useful in patients previously treated with immunotherapy to determine if residual clinical sensitivity exists or in patients in whom the medical management does not depend upon identification of allergen specificity. Some individuals with clinically insignificant sensitivity to allergens may have measurable levels of IgE antibodies in serum, and test results must be interpreted in the clinical context. False-positive results for IgE antibodies may occur in patients with markedly elevated serum IgE (>2500 kU/L) due to nonspecific binding to allergen solid phases. | Homburger HA, Hamilton RG: Allergic diseases. In: McPherson RA, Pincus MR, eds. Henry's Clinical Diagnosis and Management by Laboratory Methods. 23rd ed.Elsevier; 2017:1057-1070 | Specific IgE from the patient's serum reacts with the allergen of interest, which is covalently coupled to an ImmunoCAP. After washing away nonspecific IgE, enzyme-labeled anti-IgE antibody is added to form a complex. After incubation, unbound anti-IgE is washed away, and the bound complex incubated with a developing agent. After stopping the reaction, the fluorescence of the eluate is measured. Fluorescence is proportional to the amount of specific IgE present in the patient's sample (ie, the higher the fluorescence value, the more IgE antibody is present).(Package insert: ImmunoCAP System Specific IgE FEIA. Phadia; Rev 06/2020) | Same day/1 to 3 days | 14 days | This test was developed and its performance characteristics determined by Mayo Clinic in a manner consistent with CLIA requirements. It has not been cleared or approved by the US Food and Drug Administration. | 86003 | Chicken Serum Proteins, IgE | 6836-1 | CSPR | Chicken Serum Proteins, IgE | 6836-1
CHIC | Chicken, IgE, Serum | Establishing a diagnosis of an allergy to chicken Defining the allergen responsible for eliciting signs and symptoms Identifying allergens: -Responsible for allergic response and/or anaphylactic episode -To confirm sensitization prior to beginning immunotherapy -To investigate the specificity of allergic reactions to insect venom allergens, drugs, or chemical allergens | Fluorescence Enzyme Immunoassay (FEIA) | Yes | Chicken, IgE | Serum | Collection Container/Tube: Preferred:Serum gel Acceptable:Red top Submission Container/Tube:Plastic vial Specimen Volume:0.5 mL for every 5 allergens requested Collection Instructions:Centrifuge and aliquot serum into a plastic vial. | For 1 allergen: 0.3 mL For more than 1 allergen: (0.05 mL x number of allergens) + 0.25 mL deadspace | Clinical manifestations of immediate hypersensitivity (allergic) diseases are caused by the release of proinflammatory mediators (histamine, leukotrienes, and prostaglandins) from IgE-sensitized effector cells (mast cells and basophils) when cell-bound IgE antibodies interact with an allergen. In vitro serum testing for IgE antibodies provides an indication of the immune response to allergens that may be associated with allergic disease. The allergens chosen for testing often depend upon the age of the patient, history of allergen exposure, season of the year, and clinical manifestations. In individuals predisposed to develop allergic disease, the sequence of sensitization and clinical manifestations proceed as follows: eczema and respiratory disease (rhinitis and bronchospasm) in infants and children less than 5 years due to food sensitivity (milk, egg, soy, and wheat proteins) followed by respiratory disease (rhinitis and asthma) in older children and adults due to sensitivity to inhalant allergens (dust mite, mold, and pollen inhalants). | Class,IgE kU/L,Interpretation, 0,<0.10,Negative, 0/1,0.10-0.34,Borderline/equivocal, 1,0.35-0.69,Equivocal, 2,0.70-3.49,Positive, 3,3.50-17.4,Positive, 4,17.5-49.9,Strongly positive, 5,50.0-99.9,Strongly positive, 6,> or =100,Strongly positive, | Detection of IgE antibodies in serum (class 1 or greater) indicates an increased likelihood of allergic disease as opposed to other etiologies and defines the allergens that may be responsible for eliciting signs and symptoms. The level of IgE antibodies in serum varies directly with the concentration of IgE antibodies expressed as a class score or kU/L. | Testing for IgE antibodies is not useful in patients previously treated with immunotherapy to determine if residual clinical sensitivity exists or in patients in whom the medical management does not depend upon identification of allergen specificity. Some individuals with clinically insignificant sensitivity to allergens may have measurable levels of IgE antibodies in serum, and test results must be interpreted in the clinical context. False-positive results for IgE antibodies may occur in patients with markedly elevated serum IgE (>2500 kU/L) due to nonspecific binding to allergen solid phases. | Homburger HA, Hamilton RG: Allergic diseases. In: McPherson RA, Pincus MR, eds. Henry's Clinical Diagnosis and Management by Laboratory Methods. 23rd ed.Elsevier; 2017:1057-1070 | Specific IgE from the patient's serum reacts with the allergen of interest, which is covalently coupled to an ImmunoCAP. After washing away nonspecific IgE, enzyme-labeled anti-IgE antibody is added to form a complex. After incubation, unbound anti-IgE is washed away, and the bound complex incubated with a developing agent. After stopping the reaction, the fluorescence of the eluate is measured. Fluorescence is proportional to the amount of specific IgE present in the patient's sample (ie, the higher the fluorescence value, the more IgE antibody is present).(Package insert: ImmunoCAP System Specific IgE FEIA. Phadia; Rev 06/2020) | Same day/1 to 3 days | 14 days | This test has been cleared, approved, or is exempt by the US Food and Drug Administration and is used per manufacturer's instructions. Performance characteristics were verified by Mayo Clinic in a manner consistent with CLIA requirements. | 86003 | Chicken, IgE | 40879-9 | CHIC | Chicken, IgE | 40879-9
CHIKG | Chikungunya IgG, Antibody, Serum | Aiding in the diagnosis of recent infection with Chikungunya virus detecting IgG antibodies in patients with recent travel to endemic areas and a compatible clinical syndrome | Only orderable as part of a profile. For more information see CHIKV / Chikungunya IgM and IgG, Antibody, Serum. Enzyme-Linked Immunosorbent Assay (ELISA) | Yes | Chikungunya IgG, Ab, S | Serum | Only orderable as part of a profile. For more information see CHIKV / Chikungunya IgM and IgG, Antibody, Serum. Collection Container/Tube: Preferred:Serum gel Acceptable:Red top Submission Container/Tube:Plastic vial Specimen Volume:0.5 mL Collection Instructions: Centrifuge and aliquot serum into a plastic vial. | 0.4 mL | Chikungunya virus (ChikV) is a single-stranded RNA alphavirus and a member of the Togaviridae family of viruses. The name Chikungunya is derived from the language of the Makonde ethnic groups in southeast Africa and means "that which bends" or "stooped walk." This is in reference to the hunched-over appearance of infected individuals due to the characteristically painful and incapacitating arthralgia caused by the virus. ChikV is endemic throughout Africa, India, and, more recently, the Caribbean islands. In 2014, the first case of autochthonous, or local transmission, in the United States occurred in Florida. Humans are the primary reservoir for ChikV andAedesspecies mosquitos are the primary vectors for transmission. Unlike other mosquito-borne viruses such as West Nile virus and Dengue, the majority of individuals who are exposed to ChikV become symptomatic, with the most severe manifestations observed at the extremes of age and in those with suppressed immunity. Once exposed to ChikV, individuals develop lasting immunity and protection from reinfection. Prior to development of symptoms, the incubation period ranges, on average, from 3 to 7 days. Infected patients typically present with sudden-onset high fever, incapacitating joint pain, and often a maculopapular rash lasting anywhere from 3 to 10 days. Notably, symptom relapse can occur in some individuals 2 to 3 months following resolution of initial symptoms. Currently, there are no licensed vaccines and treatment is strictly supportive care. | Only orderable as part of a profile. For more information see CHIKV / Chikungunya IgM and IgG, Antibody, Serum. Negative Reference values apply to all ages. | IgM and IgG Negative: -No serologic evidence of exposure to Chikungunya virus. Repeat testing on a new specimen collected in 5 to 10 days is recommended if clinical suspicion persists. IgM and IgG Positive: -IgM and IgG antibodies to Chikungunya virus detected, suggesting recent or past infection. IgM antibodies to Chikungunya virus may remain detectable for 3 to 4 months post-infection. IgM Positive, IgG Negative: -IgM antibodies to Chikungunya virus detected, suggesting recent infection. Repeat testing in 5 to 10 days is recommended to demonstrate anti-Chikungunya virus IgG seroconversion to confirm current infection. IgM Negative, IgG Positive: -IgG antibodies to Chikungunya virus detected, suggesting past infection. IgM and/or IgG Borderline: -Repeat testing in 10 to 14 days is recommended. | Specimens collected too early following infection may be negative for antibodies to Chikungunya virus. Testing of convalescent serum is recommended. Chikungunya and Dengue viruses currently co-circulate in endemic areas and infections can present similarly in symptomatic patients. It is therefore recommended to evaluate at-risk patients for infection with both viruses. | Lwande OW, Obanda V, Bucht G, et al. Global emergence of Alphaviruses that cause arthritis in humans. Infect Ecol Epidemiol. 2015 Dec5:29853. doi: 10.3402/iee.v5.29853 | For the Chikungunya virus IgG assay, polystyrene microwells are coated with recombinant Chikungunya antigen. Diluted serum samples and controls are incubated in the wells to allow anti-Chikungunya antibodies (if present in the sample) to react with the antigen. Nonspecific reactants are removed by washing. Next, peroxidase-conjugated antihuman antibody is added to the wells and will react with human antibodies bound to the antigen. Excess conjugate is removed by washing. Enzyme substrate and chromogen are added, and the color is allowed to develop. After adding the Stop Reagent, the resultant color change is quantified by a spectrophotometric reading of optical density (OD). Sample optical density readings are compared with reference cut-off OD readings to determine the qualitative results.(Package inserts: Anti-Chikungunya virus ELISA IgG. , Euroimmun Ag; v. 12/20/2018) | Same day/1 to 14 days | 14 days | This test was developed and its performance characteristics determined by Mayo Clinic in a manner consistent with CLIA requirements. It has not been cleared or approved by the US Food and Drug Administration. | 86790 | Chikungunya IgG, Ab, S | 88630-9 | CHIKG | Chikungunya IgG, Ab, S | 88630-9
CHIKV | Chikungunya IgM and IgG, Antibody, Serum | Aiding in the diagnosis of recent infection with Chikungunya virus in patients with recent travel to endemic areas and a compatible clinical syndrome | CHIKM, CHIKG: Enzyme-Linked Immunosorbent Assay (ELISA) CHIKI: Technical Interpretation | Yes | Chikungunya IgM and IgG, Ab, S | For more information seeMosquito-borne Disease Laboratory Testing. | Supplies:Sarstedt Aliquot Tube, 5 mL (T914) Collection Container/Tube: Preferred:Serum gel Acceptable:Red top Submission Container/Tube:Plastic vial Specimen Volume:0.5 mL Collection Instructions: Centrifuge and aliquot serum into a plastic vial. | 0.4 mL | Chikungunya virus (ChikV) is a single-stranded RNA alphavirus and a member of the Togaviridae family of viruses. The name Chikungunya is derived from the language of the Makonde ethnic groups in southeast Africa and means "that which bends" or "stooped walk." This is in reference to the hunched-over appearance of infected individuals due to the characteristically painful and incapacitating arthralgia caused by the virus. ChikV is endemic throughout Africa, India, and, more recently, the Caribbean islands. In 2014, the first case of autochthonous, or local transmission, in the United States occurred in Florida. Humans are the primary reservoir for ChikV andAedesspecies mosquitos are the primary vectors for transmission. Unlike other mosquito-borne viruses, such as West Nile virus and Dengue, the majority of individuals who are exposed to ChikV become symptomatic, with the most severe manifestations observed at the extremes of age and in those with suppressed immunity. Once exposed to ChikV, individuals develop lasting immunity and protection from reinfection. Prior to development of symptoms, the incubation period ranges, on average, from 3 to 7 days. Infected patients typically present with sudden-onset high fever, incapacitating joint pain, and often a maculopapular rash lasting anywhere from 3 to 10 days. Notably, symptom relapse can occur in some individuals 2 to 3 months following resolution of initial symptoms. Currently, there are no licensed vaccines and treatment is strictly supportive care. | IgM: Negative IgG: Negative Reference values apply to all ages. | IgM and IgG Negative: -No serologic evidence of exposure to Chikungunya virus. Repeat testing on a new specimen collected in 5 to 10 days is recommended if clinical suspicion persists. IgM and IgG Positive: -IgM and IgG antibodies to Chikungunya virus detected, suggesting recent or past infection. IgM antibodies to Chikungunya virus may remain detectable for 3 to 4 months post-infection. IgM Positive, IgG Negative: -IgM antibodies to Chikungunya virus detected, suggesting recent infection. Repeat testing in 5 to 10 days is recommended to demonstrate anti-Chikungunya virus IgG seroconversion to confirm current infection. IgM Negative, IgG Positive: -IgG antibodies to Chikungunya virus detected, suggesting past infection. IgM and/or IgG Borderline: -Repeat testing in 10 to 14 days is recommended. | Specimens collected too early following infection may be negative for antibodies to Chikungunya virus. Chikungunya and Dengue viruses currently co-circulate in endemic areas and infections can present similarly in symptomatic patients. It is therefore recommended to evaluate at-risk patients for infection with both viruses. | Lwande OW, Obanda V, Bucht G, et al. Global emergence of Alphaviruses that cause arthritis in humans. Infect Ecol Epidemiol. 2015;5:29853. doi:10.3402/iee.v5.29853 | For both the Chikungunya virus IgM and IgG assays, polystyrene microwells are coated with recombinant Chikungunya antigen. Diluted serum samples and controls are incubated in the wells to allow anti-Chikungunya antibodies (if present in the sample) to react with the antigen. Nonspecific reactants are removed by washing. Next, peroxidase-conjugated antihuman antibody is added to the wells and will react with human antibodies bound to the antigen. Excess conjugate is removed by washing. Enzyme substrate and chromogen are added, and the color is allowed to develop. After adding the Stop Reagent, the resultant color change is quantified by a spectrophotometric reading of optical density (OD). Sample OD readings are compared with reference cut-off OD readings to determine the qualitative results.(Package inserts: Anti-Chikungunya virus ELISA IgG. , Euroimmun Ag; v. 12/20/2018; Anti-Chikungunya virus ELISA. IgM Euroimmun Ag;12/20/2018) | Same day/1 to 14 days | 14 days | This test was developed and its performance characteristics determined by Mayo Clinic in a manner consistent with CLIA requirements. It has not been cleared or approved by the US Food and Drug Administration. | 86790 x2 | Chikungunya IgM and IgG, Ab, S | 93976-9 | CHIKM | Chikungunya IgM, Ab, S | 88629-1
CHIKM | Chikungunya IgM, Antibody, Serum | Aiding in the diagnosis of recent infection with Chikungunya virus detecting IgM antibodies in patients with recent travel to endemic areas and a compatible clinical syndrome | Only orderable as part of a profile. For more information see CHIKV / Chikungunya IgM and IgG, Antibody, Serum. Enzyme-Linked Immunosorbent Assay (ELISA) | Yes | Chikungunya IgM, Ab, S | Serum | Only orderable as part of a profile. For more information see CHIKV / Chikungunya IgM and IgG, Antibody, Serum. Supplies:Sarstedt Aliquot Tube, 5 mL (T914) Collection Container/Tube: Preferred:Serum gel Acceptable:Red top Submission Container/Tube:Plastic vial Specimen Volume:0.5 mL Collection Instructions: Centrifuge and aliquot serum into a plastic vial. | 0.4 mL | Chikungunya virus (ChikV) is a single-stranded RNA alphavirus and a member of the Togaviridae family of viruses. The name Chikungunya is derived from the language of the Makonde ethnic groups in southeast Africa and means "that which bends" or "stooped walk." This is in reference to the hunched-over appearance of infected individuals due to the characteristically painful and incapacitating arthralgia caused by the virus. ChikV is endemic throughout Africa, India, and, more recently, the Caribbean islands. In 2014, the first case of autochthonous, or local transmission, in the United States occurred in Florida. Humans are the primary reservoir for ChikV andAedesspecies mosquitos are the primary vectors for transmission. Unlike other mosquito-borne viruses such as West Nile virus and Dengue, the majority of individuals who are exposed to ChikV become symptomatic, with the most severe manifestations observed at the extremes of age and in those with suppressed immunity. Once exposed to ChikV, individuals develop lasting immunity and protection from reinfection. Prior to development of symptoms, the incubation period ranges, on average, from 3 to 7 days. Infected patients typically present with sudden-onset high fever, incapacitating joint pain, and often a maculopapular rash lasting anywhere from 3 to 10 days. Notably, symptom relapse can occur in some individuals 2 to 3 months following resolution of initial symptoms. Currently, there are no licensed vaccines and treatment is strictly supportive care. | Only orderable as part of a profile. For more information see CHIKV / Chikungunya IgM and IgG, Antibody, Serum. Negative Reference values apply to all ages. | IgM and IgG Negative: -No serologic evidence of exposure to Chikungunya virus. Repeat testing on a new specimen collected in 5 to 10 days is recommended if clinical suspicion persists. IgM and IgG Positive: -IgM and IgG antibodies to Chikungunya virus detected, suggesting recent or past infection. IgM antibodies to Chikungunya virus may remain detectable for 3 to 4 months post-infection. IgM Positive, IgG Negative: -IgM antibodies to Chikungunya virus detected, suggesting recent infection. Repeat testing in 5 to 10 days is recommended to demonstrate anti-Chikungunya virus IgG seroconversion to confirm current infection. IgM Negative, IgG Positive: -IgG antibodies to Chikungunya virus detected, suggesting past infection. IgM and/or IgG Borderline: -Repeat testing in 10 to 14 days is recommended. | Specimens collected too early following infection may be negative for antibodies to Chikungunya virus. Testing of convalescent serum is recommended. Chikungunya and Dengue viruses currently co-circulate in endemic areas and infections can present similarly in symptomatic patients. It is therefore recommended to evaluate at-risk patients for infection with both viruses. | Lwande OW, Obanda V, Bucht G, et al. Global emergence of Alphaviruses that cause arthritis in humans. Infect Ecol Epidemiol. 2015;5:29853. doi:10.3402/iee.v5.29853 | For the Chikungunya virus IgM assay, polystyrene microwells are coated with recombinant Chikungunya antigen. Diluted serum samples and controls are incubated in the wells to allow anti-Chikungunya antibodies (if present in the sample) to react with the antigen. Nonspecific reactants are removed by washing. Next, peroxidase-conjugated antihuman antibody is added to the wells and will react with human antibodies bound to the antigen. Excess conjugate is removed by washing. Enzyme substrate and chromogen are added, and the color is allowed to develop. After adding the Stop Reagent, the resultant color change is quantified by a spectrophotometric reading of optical density (OD). Sample OD readings are compared with reference cut-off OD readings to determine the qualitative results.(Package inserts: Anti-Chikungunya virus ELISA. IgM Euroimmun Ag;12/20/2018) | Same day/1 to 14 days | 14 days | This test was developed and its performance characteristics determined by Mayo Clinic in a manner consistent with CLIA requirements. It has not been cleared or approved by the US Food and Drug Administration. | 86790 | Chikungunya IgM, Ab, S | 88629-1 | CHIKM | Chikungunya IgM, Ab, S | 88629-1
CHIKI | Chikungunya Interpretation | Interpretation of testing that aids in the diagnosis of recent infection with Chikungunya virus in patients with recent travel to endemic areas and a compatible clinical syndrome | Only orderable as part of a profile. For more information see CHIKV / Chikungunya IgM and IgG, Antibody, Serum. Technical Interpretation | Yes | Chikungunya Interpretation | Serum |  |  | Chikungunya virus (ChikV) is a single-stranded RNA alphavirus and a member of the Togaviridae family of viruses. The name Chikungunya is derived from the language of the Makonde ethnic groups in southeast Africa and means "that which bends" or "stooped walk." This is in reference to the hunched-over appearance of infected individuals due to the characteristically painful and incapacitating arthralgia caused by the virus. ChikV is endemic throughout Africa, India, and, more recently, the Caribbean islands. In 2014, the first case of autochthonous, or local transmission, in the United States occurred in Florida. Humans are the primary reservoir for ChikV andAedesspecies mosquitos are the primary vectors for transmission. Unlike other mosquito-borne viruses, such as West Nile virus and Dengue, the majority of individuals who are exposed to ChikV become symptomatic, with the most severe manifestations observed at the extremes of age and in those with suppressed immunity. Once exposed to ChikV, individuals develop lasting immunity and protection from reinfection. Prior to development of symptoms, the incubation period ranges, on average, from 3 to 7 days. Infected patients typically present with sudden-onset high fever, incapacitating joint pain, and often a maculopapular rash lasting anywhere from 3 to 10 days. Notably, symptom relapse can occur in some individuals 2 to 3 months following resolution of initial symptoms. Currently, there are no licensed vaccines and treatment is strictly supportive care. | Only orderable as part of a profile. For more information see CHIKV / Chikungunya IgM and IgG, Antibody, Serum. An interpretive report will be provided. | IgM and IgG Negative: -No serologic evidence of exposure to Chikungunya virus. Repeat testing on a new specimen collected in 5 to 10 days is recommended if clinical suspicion persists. IgM and IgG Positive: -IgM and IgG antibodies to Chikungunya virus detected, suggesting recent or past infection. IgM antibodies to Chikungunya virus may remain detectable for 3 to 4 months post-infection. IgM Positive, IgG Negative: -IgM antibodies to Chikungunya virus detected, suggesting recent infection. Repeat testing in 5 to 10 days is recommended to demonstrate anti-Chikungunya virus IgG seroconversion to confirm current infection. IgM Negative, IgG Positive: -IgG antibodies to Chikungunya virus detected, suggesting past infection. IgM and/or IgG Borderline: -Repeat testing in 10 to 14 days is recommended. | Specimens collected too early following infection may be negative for antibodies to Chikungunya virus. Testing of convalescent serum is recommended. Chikungunya and Dengue viruses currently co-circulate in endemic areas and infections can present similarly in symptomatic patients. It is therefore recommended to evaluate at-risk patients for infection with both viruses. | Lwande OW, Obanda V, Bucht G, et al. Global emergence of Alphaviruses that cause arthritis in humans. Infect Ecol Epidemiol. 2015;5:29853. doi:10.3402/iee.v5.29853 | Automated interpretation of IgM and IgG antibody results forChikungunya virus. | Same day/1 to 14 days |  | Not Applicable |  | Chikungunya Interpretation | 69048-7 | CHIKI | Chikungunya Interpretation | 69048-7
CHIKS | Chikungunya Virus, PCR, Molecular Detection, Serum | Qualitative detection of chikungunya virus in serum after early symptom onset (ideally <7 days) This test isnot recommendedfor screening healthy patients. | Real-Time Reverse Transcription Polymerase Chain Reaction (PCR)/DNA Probe Hybridization | Yes | Chikungunya Virus, PCR, Serum | For more information seeMosquito-borne Disease Laboratory Testing. | Collection Container/Tube: Preferred:Serum gel Acceptable:Red top Submission Container:Sterile container Specimen Volume:0.5 mL Collection Instructions: 1. Collect whole blood in a serum gel tube. 2. Centrifuge and aliquot the serum into a sterile container within 6 hours of collection. 3. Label specimen as serum. | 0.3 mL | Chikungunya virus (CHIK) is an RNA virus of the genusAlphavirus, familyTogaviridae,transmitted mainly through the bite of infected mosquitoes in the genusAedes(Aedes aegyptiandAedes albopictus). This is the same mosquito that transmits dengue, yellow fever, and Zika viruses. Most people infected with chikungunya virus will develop some symptoms, most commonly fever and joint pain. There is no specific antiviral treatment for chikungunya virus infection. Most cases of disease have occurred in Africa, Asia, Europe, and the Indian and Pacific Oceans, but transmission of CHIK has been identified in Caribbean countries and South American regions, as well as foci in the southern United States. Infection with chikungunya virus may be suspected based on symptoms (fever, joint pain, and headache) and recent history of travel. A diagnosis of CHIK infection can be confirmed through laboratory tests on serum or cerebrospinal fluid. This assay is designed to detect only species of clinical significance and is to be used for patients with a clinical history and symptoms consistent with chikungunya infection. | Negative Reference values apply to all ages. | A positive test result indicates the presence of chikungunya virus RNA in the specimen. A negative test result with a positive internal control indicates that chikungunya virus RNA is not detectable in the specimen. A negative test result with a negative internal control is considered evidence of polymerase chain reaction inhibition or reagent failure. A new specimen should be collected for testing if clinically indicated. | This assay is designed to be used for patients with a clinical history and symptoms consistent with chikungunya infection. Negative chikungunya virus real-time reverse transcription polymerase chain reaction results do not preclude infection with chikungunya virus and should not be used as the sole basis for patient treatment or management decisions. All results should be interpreted by a trained professional in conjunction with review of the patient's exposure history and clinical signs and symptoms. False-negative results may arise from degradation of chikungunya virus RNA during incorrect shipping or storage, and specimen collection after the period that chikungunya virus RNA is typically found in the patient (7 days after onset of symptoms). | 1. Lanciotti RS, Kosoy OL, Laven JJ, et.al: Chikungunya virus in US travelers returning from India, 2006. Emerg Infect Dis. 2007 May;13(5):764-767 2. Johnson BW, Russell BJ, Goodman CH: Laboratory diagnosis of chikungunya virus infections and commercial sources for diagnostic assays. J Infect Dis. 2016 Dec 15;214(suppl 5):S471-S474. doi: 10.1093/infdis/jiw274 3. Morrison TE: Reemergence of chikungunya virus. J Virol. 2014 Oct;88(20):11644-11647 | The RealStar Chikungunya Virus RT-PCR Kit was developed by Altona Diagnostics to assist in the diagnosis of chikungunya (CHIK) infection by testing serum for CHIK RNA. The Altona RealStar Chikungunya (ARS CHIK) RT-PCR Kit 2.0 is a qualitative reverse transcription-PCR (RT-PCR) assay targeting the nonstructural protein 1 (NS1) gene. The assay includes a heterologous amplification system (internal control: IC) to identify possible RT-PCR inhibition and to confirm the integrity of the reagents of the kit. Testing will be performed per the manufacturer's instructions using the LightCycler 480 following extraction with the NucliSENS easyMag (bioMerieux). Real-time RT-PCR technology utilizes a reverse-transcriptase reaction to convert RNA into complementary DNA, PCR for the amplification of specific target sequences, and target specific probes for the detection of the amplified DNA. The probes are labelled with fluorescent reporter and quencher dyes. Probes specific for CHIK RNA are labelled with the fluorophore FAM. The probe specific for the IC is labeled with the fluorophore JOE. Using probes linked to distinguishable dyes enables the parallel detection of CHIK specific RNA and the IC in corresponding detector channels of the real-time PCR instrument.(Package insert: RealStar Chikungunya RT-PCR Kit 2.0. Altona Diagnostics; 01/2017) | Same day/1 to 5 days | 7 days | This test was developed and its performance characteristics determined by Mayo Clinic in a manner consistent with CLIA requirements. It has not been cleared or approved by the US Food and Drug Administration. | 87798 | Chikungunya Virus, PCR, Serum | 81152-1 | 603833 | Chikungunya Virus, PCR, Serum | 81152-1
CHIKC | Chikungunya Virus, PCR, Molecular Detection, Spinal Fluid | Qualitative detection of chikungunya virus in cerebrospinal fluid after early symptom onset (ideally <7 days) This testis not recommendedfor screening healthy patients. | Real-Time Reverse Transcription Polymerase Chain Reaction (RT-PCR)/DNA Probe Hybridization | Yes | Chikungunya Virus, PCR, CSF | For more information seeMosquito-borne Disease Laboratory Testing | Collection Container/Tube:Vial number 2 Submission Container/Tube:Sterile screw cap vial Specimen Volume:0.5 mL Collection Instructions:Do not centrifugeor heat inactivate. | 0.3 mL | Chikungunya virus (CHIK) is an RNA virus of the genusAlphavirus, familyTogaviridaetransmitted mainly through the bite of infected mosquitoes in the genusAedes(Aedes aegyptiandAedes albopictus). This is the same mosquito that transmits dengue, yellow fever, and Zika viruses. Most people infected with chikungunya virus will develop some symptoms, most commonly fever and joint pain. There is no specific antiviral treatment for chikungunya virus infection. Most cases of disease have occurred in Africa, Asia, Europe, and the Indian and Pacific Oceans, but transmission of CHIK has been identified in Caribbean countries and South American regions, as well as foci in the southern United States. Infection with chikungunya virus may be suspected based on symptoms (fever, joint pain, and headache) and recent history of travel. A diagnosis of CHIK infection can be confirmed through laboratory tests on serum or cerebrospinal fluid. This assay is designed to detect only species of clinical significance and is to be used for patients with a clinical history and symptoms consistent with chikungunya infection. | Negative Reference values apply to all ages. | A positive test result indicates the presence of chikungunya virus RNA in the specimen. A negative test result with a positive internal control indicates that chikungunya virus RNA is not detectable in the specimen. A negative test result with a negative internal control is considered evidence of polymerase chain reaction inhibition or reagent failure. A new specimen should be collected for testing if clinically indicated. | This assay is designed to be used for patients with a clinical history and symptoms consistent with chikungunya infection. Negative chikungunya virus real-time reverse transcriptionpolymerase chain reactionresults do not preclude infection with chikungunya virus and should not be used as the sole basis for patient treatment or management decisions. All results should be interpreted by a trained professional in conjunction with review of the patient's exposure history and clinical signs and symptoms. False-negative results may arise from degradation of chikungunya virus RNA during incorrect shipping or storage, and specimen collection after the period that chikungunya virus RNA is typically found in the patient (7 days after onset of symptoms). | 1. Lanciotti RS, Kosoy OL, Laven JJ, et.al. Chikungunya virus in US travelers returning from India, 2006. Emerg Infect Dis. 2007;13(5):764-767 2. Johnson BW, Russell BJ, Goodman CH. Laboratory diagnosis of chikungunya virus infections and commercial sources for diagnostic assays. J Infect Dis. 2016;214(suppl 5):S471-S474. doi:10.1093/infdis/jiw274 3. Morrison TE. Reemergence of chikungunya virus. J Virol. 2014;88(20):11644-11647 | The RealStar Chikungunya Virus RT-PCR Kit was developed by Altona Diagnostics to assist in the diagnosis of chikungunya (CHIK) infection by testing cerebrospinal fluid for CHIK RNA. The Altona RealStar Chikungunya (ARS CHIK) RT-PCR Kit 2.0 is a qualitative reverse transcription-PCR (RT-PCR) assay targeting the nonstructural protein 1 (NS1) gene. The assay includes a heterologous amplification system (internal control: IC) to identify possible RT-PCR inhibition and to confirm the integrity of the reagents of the kit. Testing will be performed per the manufacturer's instructions using the LightCycler 480 following extraction with the NucliSENS easyMag (bioMerieux). Real-time RT-PCR technology utilizes a reverse-transcriptase reaction to convert RNA into complementary DNA, PCR for the amplification of specific target sequences, and target specific probes for the detection of the amplified DNA. The probes are labelled with fluorescent reporter and quencher dyes. Probes specific for CHIK RNA are labelled with the fluorophore FAM. The probe specific for the IC is labeled with the fluorophore JOE. Using probes linked to distinguishable dyes enables the parallel detection of CHIK specific RNA and the IC in corresponding detector channels of the real-time PCR instrument.(Package insert: RealStar Chikungunya RT-PCR Kit 2.0. Altona Diagnostics; 01/2017) | Same day/1 to 5 days | 7 days | This test was developed and its performance characteristics determined by Mayo Clinic in a manner consistent with CLIA requirements. It has not been cleared or approved by the US Food and Drug Administration. | 87798 | Chikungunya Virus, PCR, CSF | 81153-9 | 603832 | Chikungunya Virus, PCR, CSF | 81153-9
CHILI | Chili Pepper, IgE, Serum | Establishing the diagnosis of an allergy to chili pepper Defining the allergen responsible for eliciting signs and symptoms Identifying allergens: -Responsible for allergic response and/or anaphylactic episode -To confirm sensitization prior to beginning immunotherapy -To investigate the specificity of allergic reactions to insect venom allergens, drugs, or chemical allergens | Fluorescence Enzyme Immunoassay (FEIA) | Yes | Chili Pepper, IgE | Serum | Collection Container/Tube: Preferred:Serum gel Acceptable:Red top Submission Container/Tube:Plastic vial Specimen Volume:0.5 mL for every 5 allergens requested Collection Instructions:Centrifuge and aliquot serum into a plastic vial. | For 1 allergen: 0.3 mL More than 1 allergen: (0.05 mL x number of allergens) + 0.25 mL dead space | Clinical manifestations of immediate hypersensitivity (allergic) diseases are caused by the release of proinflammatory mediators (histamine, leukotrienes, and prostaglandins) from IgE-sensitized effector cells (mast cells and basophils) when cell-bound IgE antibodies interact with an allergen. In vitro serum testing for IgE antibodies provides an indication of the immune response to allergens that may be associated with allergic disease. The allergens chosen for testing often depend upon the age of the patient, history of allergen exposure, season of the year, and clinical manifestations. In individuals predisposed to develop allergic disease, the sequence of sensitization and clinical manifestations proceed as follows: eczema and respiratory disease (rhinitis and bronchospasm) in infants and children less than 5 years due to food sensitivity (milk, egg, soy, and wheat proteins) followed by respiratory disease (rhinitis and asthma) in older children and adults due to sensitivity to inhalant allergens (dust mite, mold, and pollen inhalants). | Class,IgE kU/L,Interpretation, 0,<0.10,Negative, 0/1,0.10-0.34,Borderline/equivocal, 1,0.35-0.69,Equivocal, 2,0.70-3.49,Positive, 3,3.50-17.4,Positive, 4,17.5-49.9,Strongly positive, 5,50.0-99.9,Strongly positive, 6,> or =100,Strongly positive, | Detection of IgE antibodies in serum (class 1 or greater) indicates an increased likelihood of allergic disease as opposed to other etiologies and defines the allergens that may be responsible for eliciting signs and symptoms. The level of IgE antibodies in serum varies directly with the concentration of IgE antibodies expressed as a class score or kU/L. | Testing for IgE antibodies is not useful in patients previously treated with immunotherapy to determine if residual clinical sensitivity exists or in patients in whom the medical management does not depend upon identification of allergen specificity. Some individuals with clinically insignificant sensitivity to allergens may have measurable levels of IgE antibodies in serum, and test results must be interpreted in the clinical context. False-positive results for IgE antibodies may occur in patients with markedly elevated serum IgE (>2500 kU/L) due to nonspecific binding to allergen solid phases. | Homburger HA, Hamilton RG: Allergic diseases. In: McPherson RA, Pincus MR, eds. Henry's Clinical Diagnosis and Management by Laboratory Methods. 23rd ed.Elsevier; 2017:1057-1070 | Specific IgE from the patient's serum reacts with the allergen of interest, which is covalently coupled to an ImmunoCAP. After washing away nonspecific IgE, enzyme-labeled anti-IgE antibody is added to form a complex. After incubation, unbound anti-IgE is washed away, and the bound complex incubated with a developing agent. After stopping the reaction, the fluorescence of the eluate is measured. Fluorescence is proportional to the amount of specific IgE present in the patient's sample (ie, the higher the fluorescence value, the more IgE antibody is present).(Package insert: ImmunoCAP System Specific IgE FEIA. Phadia; Rev 06/2020) | Same day/1 to 3 days | 14 days | This test was developed and its performance characteristics determined by Mayo Clinic in a manner consistent with CLIA requirements. It has not been cleared or approved by the US Food and Drug Administration. | 86003 | Chili Pepper, IgE | 7591-1 | CHILI | Chili Pepper, IgE | 7591-1
CHIMU | Chimerism Transplant No Cell Sort, Varies | Determining the relative amounts of donor and recipient cells in a specimen An indicator of bone marrow transplant success | Polymerase Chain Reaction (PCR) Amplification/Capillary Electrophoresis | Yes | Chimerism Transplant No Cell Sort | Complete chimerism analysis requires 3 specimens, under 3 separate orders, for the 3 separate tests listed below. These specimens should be submitted when collected. An interpretive report will be provided once all specimens are received. | Submit only 1 of the following specimens: Specimen Type:Blood Container/Tube: Preferred:Lavender top (EDTA) Acceptable:Yellow top (ACD) Specimen Volume:4 mL Collection Instructions: 1.Only 1 tube is required. 2. Invert several times to mix blood. 3. Label specimen as blood. 4. Send whole blood specimen in original tube.Do not aliquot. Specimen Type:Bone marrow Container/Tube: Preferred:Lavender top (EDTA) Acceptable:Yellow top (ACD) Specimen Volume:2 mL Collection Instructions: 1. Invert several times to mix bone marrow. 2. Label specimen as bone marrow. 3. Send bone marrow specimen in original tube.Do not aliquot. | Blood: 3 mL Bone marrow: See Specimen Required Lesser volumes may be acceptable, depending on white cell count. Call 800-533-1710 or 507-266-5700 with questions. | Patients who have had donor hematopoietic cells infused for the purpose of engraftment (ie, bone marrow transplant recipients) may have their blood or bone marrow monitored for an estimate of the percentage of donor and recipient cells present. This can be done by identifying unique features of the donor's and the recipient's DNA prior to transplantation and then examining the recipient's blood or bone marrow after the transplantation procedure has occurred. The presence of both donor and recipient cells (chimerism) and the percentage of donor cells are indicators of transplant success. Short tandem repeat (STR) sequences are used as identity markers. STR are di-, tri-, or tetra-nucleotide repeat sequences interspersed throughout the genome at specific sites. There is variability in STR length among people, and the STR lengths remain stable throughout life, making them useful as identity markers. Polymerase chain reaction is used to amplify selected STR regions from germline DNA of both donor and recipient. The lengths of the amplified fragment are evaluated for differences (informative markers). Following allogeneic hematopoietic cell infusion, the recipient blood or bone marrow can be evaluated again for the informative STR regions to identify chimerism and estimate the proportions of donor and recipient cells in the specimen. | An interpretive report will be provided. | An interpretive report will be provided, which defines unique features of the donor's cells. It is most useful to observe a trend in chimerism levels. Clinically critical results should be confirmed with 1 or more subsequent specimens. | Sensitivity varies with the proportions of donor and recipient cells in the specimen. For this reason, results are reported as approximate and rounded to the nearest 5% or 10%, depending on the calculated percentage of donor cells. For example, if the percent donor is 10% or less, it is reported as 5% donor cells. If the percent donor cells are 90% or greater, it is reported as 95% donor cells. In rare cases (eg, matched related stem cell transplants),short tandem repeat (STR) patterns may be identical (ie, noninformative) and chimeric status cannot be determined with this test. | 1. Antin JH, Childs R, Filipovich AH, et al: Establishment of complete and mixed donor chimerism after allogenic lymphohematopoietic transplantation: recommendations from a workshop at the 2001 Tandem Meetings of the International Bone Marrow Transplant Registry and the American Society of Blood and Bone Marrow Transplantation. Biol Blood Marrow Transplant. 2001;7(9):473-485 2. Tang X, Alatrash G, Ning J, et al: Increasing chimerism following allogeneic stem cell transplantation is associated with longer survival time. Biol Blood Marrow Transplant. 2014 Aug;20(8):1139-1144. doi: 10.1016/j.bbmt.2014.04.003 3. Ludeman MJ, Zhong C, Mulero JJ, et al: Developmental validation of GlobalFiler PCR amplification kit: a 6-dye multiplex assay designed for amplification of casework samples. Int J Legal Med. 2018 Nov;132(6):1555-1573. doi: 10.1007/s00414-018-1817-5 4. Tyler J, Kumer L, Fisher C, Casey H, Shike H: Personalizedchimerism test that uses selection of short tandem repeat or quantitative PCR depending on patient's chimerism status. J Mol Diagn. 2019 May;21(3):483-490. doi: 10.1016/j.jmoldx.2019.01.007 5. Lion T, Watzinger F, Preuner S, et al: The EuroChimerism concept for a standardized approach to chimerism analysis after allogeneic stem cell transplantation. Leukemia. 2012 Aug;26(8):1821-1828. doi: 10.1038/leu.2012.66 | Genomic DNA is extracted from blood or bone marrow aspirate samplesusing an automated extraction machine and used in a commercial kit GlobalFiler PCR Amplification KIT followingthe manufacturer's instructions. Briefly, 20 different short tandem repeat (STR) marker regionsare amplified in single multiplex polymerase chain reaction (PCR) using primers labeled with fluorescent tags. The products are analyzed for size and amount usingcapillary electrophoresis on a genetic analyzer. For the initial sample on any patient, the test is performed on 3 separateDNA samples: donor germline DNA, recipient germline DNA, and recipient posttransplant sample for chimerism determination. The STR profile of the germline samples is used to identify markers thatcan distinguish between the donor and recipient. Based on these profiles, the percentage of donor and recipient DNA is then determined in the post-transplant sample using the assumptions andcalculations outlined.(Thiede C, Florek M, Bornhauser M, et al: Rapid of mixed chimerism using multiplex amplification of short tandem repeat markers and fluorescence detection. Bone Marrow Transplant. 1999 May;23[10]:1055-1060). Subsequent samples for chimerism evaluation do not need to be accompanied by samplesfor donor and recipient germline evaluation, as the profiles from the initial testing are kept on file for comparison.(Package insert: GlobalFiler PCR Amplification Kit. User Guide. Applied Biosystems, 2019;Thiede C, Florek M, Bornhauser M, et al: Rapid quantitation of mixed chimerism using multiplex amplification of short tandem repeat markers and fluorescence detection. Bone Marrow Transplant. 1999 May;23[10]:1055-1060) The sensitivity of this analysis is approximately 5% in a posttransplant specimen (donor and recipient DNA mixed chimerism). | 4 to 8 days following receipt of Pre and Donor Specimens | Whole blood, bone marrow: 2 weeks; Extracted DNA: 3 months | This test was developed and its performance characteristics determined by Mayo Clinic in a manner consistent with CLIA requirements. It has not been cleared or approved by the US Food and Drug Administration. | 81267-Chimerism (engraftment) analysis, post hematopoietic stem cell transplantation specimen, includes comparison to previously performed baseline analyses, without cell selection | Chimerism Transplant No Cell Sort | 34574-4 | 37313 | Final Diagnosis | 34574-4
CHIMS | Chimerism Transplant Sorted Cells, Varies | Determining the relative amounts of donor and recipient cells in a specimen in sorted cell fractions An indicator of bone marrow transplant success | Polymerase Chain Reaction (PCR) Amplification/Capillary Electrophoresis | Yes | Chimerism Transplant Sorted Cells | Complete chimerism analysis requires 3 specimens, under 3 separate orders, for the 3 separate tests listed below. These specimens should be submitted when collected. An interpretive report will be provided once all specimens are received. | Submit only 1 of the following specimens: Specimen Type:Blood Container/Tube: Preferred:Lavender top (EDTA) Acceptable:Yellow top (ACD) Specimen Volume:4 mL Collection Instructions: 1. Only 1 tube is required. 2. Invert several times to mix blood. 3. Label specimen as blood. 4. Send whole blood specimen in original tube.Do not aliquot. Specimen Type:Bone marrow Container/Tube: Preferred:Lavender top (EDTA) Acceptable:Yellow top (ACD) Specimen Volume:2 mL Collection Instructions: 1. Invert several times to mix bone marrow. 2. Label specimen as bone marrow. 3. Send bone marrow specimen in original tube.Do not aliquot. | Blood: 3 mL Bone marrow: See Specimen Required Lesser volumes may be acceptable, depending on white cell count. Call 800-533-1710 or 507-266-5700 with questions. | Patients who have had donor hematopoietic cells infused for the purpose of engraftment (ie, bone marrow transplant recipients) may have their blood or bone marrow monitored for an estimate of the percentage of donor and recipient cells present. This can be done by identifying unique features of the donor's and the recipient's DNA prior to transplantation and then examining the recipient's blood or bone marrow after the transplantation procedure has occurred. The presence of both donor and recipient cells (chimerism) and the percentage of donor cells are indicators of transplant success. Short tandem repeat (STR) sequences are used as identity markers. STR are di-, tri-, or tetra-nucleotide repeat sequences interspersed throughout the genome at specific sites. There is variability in STR length among people and the STR lengths remain stable throughout life, making them useful as identity markers. Polymerase chain reaction is used to amplify selected STR regions from germline DNA of both donor and recipient. The lengths of the amplified fragment are evaluated for differences (informative markers). Following allogeneic hematopoietic cell infusion, the recipient blood or bone marrow can be evaluated again for the informative STR regions to identify chimerism and estimate the proportions of donor and recipient cells in the specimen. | An interpretive report will be provided. | An interpretive report will be provided, which includes whether chimerism is detected and, if detected, the approximate percentage of donor and recipient cells. Sorted cell analysis permits more detailed evaluation of chimeric status in T-cell and myeloid cell fractions, which can be helpful in clinical management. It is most useful to observe a trend in chimerism levels. Clinically critical results should be confirmed with 1 or more subsequent specimens. | Sensitivity varies with the proportions of donor and recipient cells in the specimen. For this reason, results are reported as approximate and rounded to the nearest 5% or 10%, depending on the calculated percentage of donor cells. For example, if the percent donor is 10% or less, it is reported as 5% donor cells. If the percent donor cells are 90% or more, it is reported as 95% donor cells. In rare cases (eg, matched related stem cell transplants), short tandem repeat (STR) patterns may be identical (ie, noninformative) and chimeric status cannot be determined with this test. | 1. Antin JH, Childs R, Filipovich AH, et al: Establishment of complete and mixed donor chimerism after allogenic lymphohematopoietic transplantation: recommendations from a workshop at the 2001 Tandem Meetings of the International Bone Marrow Transplant Registry and the American Society of Blood and Bone Marrow Transplantation. Biol Blood Marrow Transplant. 2001;7(9):473-485 2. Tang X, Alatrash G, Ning J, et al: Increasing chimerism following allogeneic stem cell transplantation is associated with longer survival time. Biol Blood Marrow Transplant. 2014 Aug;20(8):1139-1144. doi: 10.1016/j.bbmt.2014.04.003 3. Ludeman MJ, Zhong C, Mulero JJ, et al: Developmental validation of GlobalFiler PCR amplification kit: a 6-dye multiplex assay designed for amplification of casework samples. Int J Legal Med. 2018 Nov;132(6):1555-1573. doi: 10.1007/s00414-018-1817-5 4. Tyler J, Kumer L, Fisher C, Casey H, Shike H: Personalizedchimerism test that uses selection of short tandem repeat or quantitative PCR depending on patient's chimerism status. J Mol Diagn. 2019 May;21(3):483-490. doi: 10.1016/j.jmoldx.2019.01.007 5. Lion T, Watzinger F, Preuner S, et al: The EuroChimerism concept for a standardized approach to chimerism analysis after allogeneic stem cell transplantation. Leukemia. 2012 Aug;26(8):1821-1828. doi: 10.1038/leu.2012.66 | Genomic DNA is extracted using an automated extraction platform and is then used in a commercial GlobalFiler polymerase chain reaction (PCR) Amplification Kit, following the manufacturer's instructions. Briefly, 20 different short tandem repeat (STR) marker regions are amplified in single multiplex PCR using primers labeled with fluorescent tags. The products are analyzed for size and amount using capillary electrophoresis. For the initial sample on any patient, the test is performed on 3 separate DNA samples: donor germline DNA, recipient germline DNA, and recipient posttransplant sample for chimerism determination. The STR profile of the germline samples is used to identify markers that can distinguish between the donor and recipient. Based on these profiles, the percentage of donor and recipient DNA is then determined in the posttransplant sample using the assumptions and calculations outlined in Thiede C et al. Subsequent samples for chimerism evaluation do not need to be accompanied by samples for donor and recipient germline evaluation, as the profiles from the initial testing are kept on file for comparison. | 4 to 8 days following receipt of Pre and Donor Specimens | Whole blood, bone marrow: 2 weeks; Extracted DNA: 3 months | This test was developed and its performance characteristics determined by Mayo Clinic in a manner consistent with CLIA requirements. It has not been cleared or approved by the US Food and Drug Administration. | 81268-Chimerism (engraftment) analysis, post hematopoietic stem cell transplantation specimen, includes comparison to previously performed baseline analyses; with cell selection (eg, CD3, CD33), each cell type (if appropriate) | Chimerism Transplant Sorted Cells | 34574-4 | CHIS | Final Diagnosis | 34574-4
CHIDB | Chimerism-Donor, Varies | Evaluating the donor cells prior to bone marrow transplant Determining the relative amounts of donor and recipient cells in a specimen An indicator of bone marrow transplant success | Polymerase Chain Reaction (PCR) Amplification/Capillary Electrophoresis | Yes | Chimerism-Donor | Complete chimerism analysis requires 3 specimens, under 3 separate orders, for the separate tests listed below. These specimens should be submitted when collected. An interpretive report will be provided once all specimens are received. | Submit only 1 of the following specimens: Specimen Type:Whole blood Container/Tube: Preferred:Lavender top (EDTA) Acceptable:Yellow top (ACD) Specimen Volume:4 mL Collection Instructions: 1. Invert several times to mix blood. 2. Label specimen as blood. 3. Send whole blood specimen in original tube.Do notaliquot. Specimen Type:Bone marrow Container/Tube: Preferred:Lavender top (EDTA) Acceptable:Yellow top (ACD) Specimen Volume:2 mL Collection Instructions: 1. Invert several times to mix bone marrow. 2. Label specimen as bone marrow. 3. Send bone marrow specimen in original tube.Do notaliquot. Specimen Type:Extracted DNA from blood or bone marrow Container/Tube:1.5- to 2-mL tube Specimen Volume:Entire specimen Collection Instructions: 1. Label specimen as extracted DNA from blood or bone marrow 2. Indicate volume and concentration of the DNA Specimen Type:Buccal swab Supplies:Buccal Swab Kit (T543) Container/Tube:Buccal smear collection kit Specimen Volume:2 Cyto-Pak brushes-1 per cheek Collection Instructions: 1. Patient should rinse out mouth vigorously with mouthwash for approximately 15 seconds. 2. Remove Cyto-Pak brush from container only touching "stick" end. Save container. 3. Usingmediumpressure, rotate brush several times on inside of cheek. 4. Return brush to container and cap. 5. Repeat steps 2 through 4 on other cheek using second brush. 6. It is important that patient's buccal cells are not contaminated with cells from any other source. Do not touch bristles. Do not brush too vigorously. If blood appears, discard brush and restart collection process. 7. Label each container with patient's name and order number or hospital/clinic number. Additional Information:It is important that the cells do not dry out during shipping. Ensure that container is tightly sealed. | Whole blood: 3 mL Bone marrow/Buccal swab: See Specimen Required Extracted DNA from blood or bone marrow: 50 microliters at 20 ng/microliter Lesser volumes may be acceptable, depending on white cell count. Call 800-533-1710 or 507-266-5700 with questions. | Patients who have had donor hematopoietic cells infused for the purpose of engraftment (ie, bone marrow transplant recipients) may have their blood or bone marrow monitored for an estimate of the percentage of donor and recipient cells present. This can be done by identifying unique features of the donor's and the recipient's DNA prior to transplantation and then examining the recipient's blood or bone marrow after the transplantation procedure has occurred. The presence of both donor and recipient cells (chimerism) and the percentage of donor cells are indicators of transplant success. Short tandem repeat (STR) sequences are used as identity markers. STR are di-, tri-, or tetra-nucleotide repeat sequences interspersed throughout the genome at specific sites. There is variability in STR length among people, and the STR lengths remain stable throughout life, making them useful as identity markers. Polymerase chain reaction is used to amplify selected STR regions from germline DNA of both donor and recipient. The lengths of the amplified fragment are evaluated for differences (informative markers). Following allogeneic hematopoietic cell infusion, the recipient blood or bone marrow can be evaluated again for the informative STR regions to identify chimerism and estimate the proportions of donor and recipient cells in the specimen. This test evaluates the donor specimen prior to the recipient bone marrow transplant. | An interpretive report will be provided. | An interpretive report will be provided under CHIMU / Chimerism Transplant No Cell Sort, Varies or CHIMS / Chimerism Transplant Sorted Cells, Varies. This includes whether chimerism is detected and, if detected, the approximate percentage of donor and recipient cells. Sorted cell analysis permits more detailed evaluation of chimeric status in T-cell and myeloid cell fractions, which can be helpful in clinical management. It is most useful to observe a trend in chimerism levels. Clinically critical results should be confirmed with 1 or more subsequent specimens. | Sensitivity varies with the proportions of donor and recipient cells in the specimen. For this reason, results are reported as approximate and rounded to the nearest 5% or 10%, depending on the calculated percentage of donor cells. For example, if the percent donor is 10% or less, it is reported as 5% donor cells. If the percent donor cells are 90% or higher, it is reported as 95% donor cells. In rare cases (eg, matched related stem cell transplants), short tandem repeat patterns may be identical (ie, noninformative) and chimeric status cannot be determined with this test. Use of alternative approaches (eg, XYfluorescence in situ hybridizationin patients with opposite sex transplants) may be required. | 1. Antin JH, Childs R, Filipovich AH, et al: Establishment of complete and mixed donor chimerism after allogenic lymphohematopoietic transplantation: recommendations from a workshop at the 2001 Tandem Meetings of the International Bone Marrow Transplant Registry and the American Society of Blood and Bone Marrow Transplantation. Biol Blood Marrow Transplant. 2001;7(9):473-485 2. Tang X, Alatrash G, Ning J, et al: Increasing chimerism following allogeneic stem cell transplantation is associated with longer survival time. Biol Blood Marrow Transplant. 2014 Aug;20(8):1139-1144. doi: 10.1016/j.bbmt.2014.04.003 3. Ludeman MJ, Zhong C, Mulero JJ, et al: Developmental validation of GlobalFiler PCR amplification kit: a 6-dye multiplex assay designed for amplification of casework samples. Int J Legal Med. 2018 Nov;132(6):1555-1573. doi: 10.1007/s00414-018-1817-5 4. Tyler J, Kumer L, Fisher C, Casey H, Shike H: Personalizedchimerism test that uses selection of short tandem repeat or quantitative PCR depending on patient's chimerism status. J Mol Diagn. 2019 May;21(3):483-490. doi: 10.1016/j.jmoldx.2019.01.007 5. Lion T, Watzinger F, Preuner S, et al: The EuroChimerism concept for a standardized approach to chimerism analysis after allogeneic stem cell transplantation. Leukemia. 2012 Aug;26(8):1821-1828. doi: 10.1038/leu.2012.66 | Genomic DNA is extracted using an automated extraction platform and is then used in a commercial GlobalFilerpolymerase chain reaction (PCR) Amplification Kit, followingthe manufacturer's instructions. Briefly, 20 different short tandem repeat (STR) marker regionsare amplified in single multiplex PCR using primers labeled with fluorescent tags. The products are analyzed for size and amount usingcapillary electrophoresis. For the initial sample on any patient, the test is performed on 3 separateDNA samples: donor germline DNA, recipient germline DNA, and recipient posttransplant sample for chimerism determination. The STR profile of the germline samples is used to identify markers thatcan distinguish between the donor and recipient. Based on these profiles, the percentage of donor and recipient DNA is then determined in the posttransplant sample using the assumptions andcalculations outlined in Thiede C et al. Subsequent samples for chimerism evaluation do not need to be accompanied by samplesfor donor and recipient germline evaluation, as the profiles from the initial testing are kept on file for comparison. The sensitivity of this analysis is approximately 5% in a post-transplant specimen (donor and recipient DNA mixed chimerism).(Thiede C, Florek M, Bornhauser M, et al: Rapid quantification of mixed chimerism using multiplex amplification of short tandem repeat markers and fluorescence detection. Bone Marrow Transplant. 1999 May;23[10]:1055-1060) | 4 to 8 days | Blood/Bone marrow: 2 weeks; Extracted DNA: Indefinitely | This test was developed and its performance characteristics determined by Mayo Clinic in a manner consistent with CLIA requirements. It has not been cleared or approved by the US Food and Drug Administration. | 81265-Comparative analysis using short tandem repeat (STR) markers; patient and comparative specimen (eg, pre-transplant recipient and donor germline testing, post-transplant non-hematopoietic recipient germline [eg, buccal swab or other germline tissue sample] and donor testing, twin zygosity testing or maternal cell contamination of fetal cells) | Chimerism-Donor | 31208-2 | 83182 | Chimerism-Donor (CHIDB) | No LOINC Needed
CHRGB | Chimerism-Recipient Germline (Pretransplant), Varies | Evaluating the recipient cells prior to bone marrow transplant | Polymerase Chain Reaction (PCR) Amplification/Capillary Electrophoresis | Yes | Chimerism-Recipient Germline | Complete chimerism analysis requires 3 specimens, under 3 separate orders, for the 3 separate tests listed below. These specimens should be submitted when collected. An interpretive report will be provided once all specimens are received. | Submit only 1 of the following specimens: Specimen Type:Whole blood Container/Tube: Preferred:Lavender top (EDTA) Acceptable:Yellow top (ACD) Specimen Volume:4 mL Collection Instructions: 1. Invert several times to mix blood. 2. Label specimen as blood. 3. Send whole blood specimen in original tube.Do notaliquot. Specimen Type:Bone marrow Container/Tube: Preferred:Lavender top (EDTA) Acceptable:Yellow top (ACD) Specimen Volume:2 mL Collection Instructions: 1. Invert several times to mix bone marrow. 2. Label specimen as bone marrow. 3. Send bone marrow specimen in original tube.Do notaliquot. Specimen Type:Extracted DNA from blood or bone marrow Container/Tube:1.5- to 2-mL tube Specimen Volume:Entire specimen Collection Instructions: 1. Label specimen as extracted DNA from blood or bone marrow 2. Indicate volume and concentration of the DNA Specimen Type:Buccal swab Supplies:Buccal Swab Kit (T543) Container/Tube:Buccal smear collection kit Specimen Volume:2 Cyto-Pak brushes-1 per cheek Collection Instructions: 1. Patient should rinse out mouth vigorously with mouthwash for approximately 15 seconds. 2. Remove Cyto-Pak brush from container only touching "stick" end. Save container. 3. Usingmediumpressure, rotate brush several times on inside of cheek. 4. Return brush to container and cap. 5. Repeat steps 2 through 4 on other cheek using second brush. 6. It is important that patient's buccal cells are not contaminated with cells from any other source. Do not touch bristles. Do not brush too vigorously. If blood appears, discard brush and restart collection process. 7. Label each container with patient's name and order number or hospital/clinic number. Additional Information:It is important that the cells do not dry out during shipping. Ensure that container is tightly sealed. | Whole blood: 3 mL Bone marrow/buccal swab: See Specimen Required Extracted DNA from blood or bone marrow: 50 microliters at 20 ng/microliter Lesser volumes may be acceptable, depending on white cell count. Call 800-533-1710 or 507-266-5700 with questions. | Patients who have had donor hematopoietic cells infused for the purpose of engraftment (ie, bone marrow transplant recipients) may have their blood or bone marrow monitored for an estimate of the percentage of donor and recipient cells present. This can be done by identifying unique features of the donor's and the recipient's DNA prior to transplantation and then examining the recipient's blood or bone marrow after the transplantation procedure has occurred. The presence of both donor and recipient cells (chimerism) and the percentage of donor cells are indicators of transplant success. Short tandem repeat (STR) sequences are used as identity markers. STR are di-, tri-, or tetra-nucleotide repeat sequences interspersed throughout the genome at specific sites. There is variability in STR length among people, and the STR lengths remain stable throughout life, making them useful as identity markers. Polymerase chain reaction is used to amplify selected STR regions from germline DNA of both donor and recipient. The lengths of the amplified fragment are evaluated for differences (informative markers). Following allogeneic hematopoietic cell infusion, the recipient blood or bone marrow can be evaluated again for the informative STR regions to identify chimerism and estimate the proportions of donor and recipient cells in the specimen. This test evaluates the recipient specimen prior to bone marrow transplant. | An interpretive report will be provided. | An interpretive report will be provided under CHIMU / Chimerism Transplant No Cell Sort, Varies or CHIMS / Chimerism Transplant Sorted Cells, Varies. This includes whether chimerism is detected and, if detected, the approximate percentage of donor and recipient cells. Sorted cell analysis permits more detailed evaluation of chimeric status in T-cell and myeloid cell fractions, which can be helpful in clinical management. It is most useful to observe a trend in chimerism levels. Clinically critical results should be confirmed with 1 or more subsequent specimens. | Sensitivity varies with the proportions of donor and recipient cells in the specimen. For this reason, results are reported as approximate and rounded to the nearest 5% or 10%, depending on the calculated percentage of donor cells. For example, if the percent donor is 10% or less, it is reported as 5% donor cells. If the percent of donor cells is 90% or higher, it is reported as 95% donor cells. In rare cases (eg, matched related stem cell transplants), short tandem repeat patterns may be identical (ie, noninformative) and chimeric status cannot be determined with this test. Use of alternative approaches (eg, XY fluorescence in situ hybridization in patients with opposite sex transplants) may be required. | 1. Antin JH, Childs R, Filipovich AH, et al: Establishment of complete and mixed donor chimerism after allogenic lymphohematopoietic transplantation: recommendations from a workshop at the 2001 Tandem Meetings of the International Bone Marrow Transplant Registry and the American Society of Blood and Bone Marrow Transplantation. Biol Blood Marrow Transplant. 2001;7(9):473-485 2. Tang X, Alatrash G, Ning J, et al: Increasing chimerism following allogeneic stem cell transplantation is associated with longer survival time. Biol Blood Marrow Transplant. 2014 Aug;20(8):1139-1144. doi: 10.1016/j.bbmt.2014.04.003 3. Tyler J, Kumer L, Fisher C, Casey H, Shike H: Personalized chimerism test that uses selection of short tandem repeat or quantitative PCR depending on patient's chimerism status. J Mol Diagn. 2019 May;21(3):483-490. doi: 10.1016/j.jmoldx.2019.01.007 4. Lion T, Watzinger F, Preuner S, et al: The EuroChimerism concept for a standardized approach to chimerism analysis after allogeneic stem cell transplantation. Leukemia. 2012 Aug;26(8):1821-1828. doi: 10.1038/leu.2012.66 | Genomic DNA is extracted using an automated extraction platform and is then used in a commercial GlobalFiler polymerase chain reaction (PCR) Amplification Kit, following the manufacturer's instructions. Briefly, 20 different short tandem repeat (STR) marker regions are amplified in single multiplex PCR using primers labeled with fluorescent tags. The products are analyzed for size and amount using capillary electrophoresis. For the initial sample on any patient, the test is performed on 3 separate DNA samples: donor germline DNA, recipient germline DNA, and recipient post-transplant sample for chimerism determination. The STR profile of the germline samples is used to identify markers that can distinguish between the donor and recipient. Based on these profiles, the percentage of donor and recipient DNA is then determined in the post-transplant sample using the assumptions and calculations outlined in Thiede et al 1999. Subsequent samples for chimerism evaluation do not need to be accompanied by samples for donor and recipient germline evaluation, as the profiles from the initial testing are kept on file for comparison. The sensitivity of this analysis is approximately 5% in a post-transplant specimen (donor and recipient DNA mixed chimerism).(Thiede C, Florek M, Bornhauser M, et al: Rapid quantification of mixed chimerism using multiplex amplification of short tandem repeat markers and fluorescence detection. Bone Marrow Transplant. 1999 May;23[10]:1055-1060; Ludeman MJ, Zhong C, Mulero JJ, et al: Developmental validation of GlobalFiler PCR amplification kit: a 6-dye multiplex assay designed for amplification of casework samples. Int J Legal Med. 2018 Nov;132[6]:1555-1573. doi: 10.1007/s00414-018-1817-5) | 4 to 8 days | Blood/Bone marrow: 2 weeks; Extracted DNA: Indefinitely | This test was developed and its performance characteristics determined by Mayo Clinic in a manner consistent with CLIA requirements. It has not been cleared or approved by the US Food and Drug Administration. | 81265-Comparative analysis using Short Tandem Repeat (STR) markers; patient and comparative specimen (eg, pre-transplant recipient and donor germline testing, post-transplant non-hematopoietic recipient germline [eg, buccal swab or other germline tissue sample] and donor testing, twin zygosity testing or maternal cell contamination of fetal cells) | Chimerism-Recipient Germline | 31208-2 | 83186 | Chimerism-Recipient Germline | No LOINC Needed
CHLG | Chlamydia IgG, Immunofluorescence, Serum | Assessing IgG antibody levels to aid in the clinical diagnosis ofChlamydia pneumoniaeorChlamydia psittaciinfections | Micro-Immunofluorescent Antibody (MIF) Assay | Yes | Chlamydia IgG, IFA, S | This test includes testing forChlamydia pneumoniaeIgGandChlamydia psittaciIgG. | Specimen Required Collection Container/Tube: Preferred:Serum gel Acceptable:Red top Submission Container/Tube:Plastic vial Specimen Volume:0.3 mL Collection Instructions:Centrifuge and aliquot serum into a plastic vial. | 0.15 mL | Members of the family Chlamydiaceaeare small, nonmotile, gram-negative, obligateintracellular organisms that grow in the cytoplasm of host cells.While there are at least 9 species within theChlamydiagenus,3 are clinically significant, includingChlamydia trachomatis,Chlamydia pneumoniae,andChlamydia psittaci. The chlamydial life cycle can be divided into 2 distinct phases: an extracellular, nonreplicating, infectious stage and an obligate intracellular, replicating, noninfectious stage. The infectious form, orelementary body (EB), attaches to the target cell membrane and enters the cell via a phagosome. After cell entry, the EB reorganizesinto reticulate particles (forming inclusion bodies) and binary fissionbegins. After 18 to 24 hours, reticulate particles condense to formEBs. These new EBs are released, beginning another infection cycle. C psittaciis the causative agent of psittacosis, a disease characterized by pneumonia, headache, altered mentation, and hepatosplenomegaly. Psittacosis is acquired by airborne transmission from infected birds. C pneumoniae(formerly known as Taiwan acute respiratory agent and, more recently, asChlamydophilapneumoniae) causespneumonia in humans. It is unique because it is a primary pathogen of humans, is spread from human to human, and apparently has noanimal or bird host.C pneumoniaeis responsible for approximately 10% of pneumonia cases. | Chlamydia pneumoniae <1:64 Chlamydia psittaci <1:64 | Chlamydia pneumoniae > or =1:512 IgG endpoint titers of 1:512 or more are considered presumptive evidence of current infection. > or =1:64 and <1:512 A single specimen endpoint titer of 1:64 to 1:512 should be considered evidence of infection at an undetermined time. A second specimen collected 10 to 21 days after the original collection should be tested in parallel with the first. If the second specimen exhibits a titer 1:512 or more or a 4-fold increase over that of the initial specimen, current (acute) infection is indicated. Unchanging titers from 1:64 to 1:512 suggest past infection. <1:64 IgG endpoint titers below 1:64 suggest that the patient does not have a current infection. These antibody levels may be found in patients with either no history of chlamydial infection or those with past infection whose antibody levels have dropped below detectable levels. C pneumoniaeantibody is detectable in 25% to 45% of adults tested. Chlamydia psittaci > or =1:64 IgG endpoint titers of 1:64 or more are considered presumptive evidence of current infection. <1:64 IgG endpoint titers below 1:64 suggest that the patient does not have a current infection. These antibody levels may be found in patients with either no history of chlamydial infection or those with past infection whose antibody levels have dropped below detectable levels. | Antichlamydial IgG can persist for years. All results from chlamydial serologies must correlate with clinical history and other data available to the physician. Specimens collected too early during primary infection may not contain detectable antibodies. If chlamydial infection is suspected, a second specimen should be collected 10 to 21 days later and tested in parallel with the original specimen. During a primaryChlamydiainfection, the early antibody response may be cross-reactive with multipleChlamydiaspecies. This assay does not report antibodies detected againstChlamydia trachomatis. Sera from suspected cases of lymphogranuloma venereum (LGV) should be tested by a Lymphogranuloma Venereum Differentiation Antibody Panel. LGV testing is not performed by Mayo Clinic Laboratories; call 800-533-1710 for assistance in ordering. Due to the limited sensitivity and specificity ofChlamydiaserologic tests, patients with suspectedC trachomatisinfection should be tested by a molecular method (eg, CTRNA /Nucleic Acid Amplification, Varies orCGRNA/Chlamydia trachomatisandNeisseria gonorrhoeae,Nucleic Acid Amplification, Varies) to evaluate for current/active infection. | 1. Schlossberg D. Psittacosis (due toChlamydia psittaci). In: Bennett JE, Dolin R, Blaser MJ, eds. Mandell, Douglas, and Bennett's Principles and Practice of Infectious Diseases. 9th ed. Elsevier; 2020:2320-2322 2. Hammerschlag MR, Kohlhoff SA, Gaydos CA.Chlamydia pneumoniae. In: Bennett JE, Dolin R, Blaser MJ, eds. Mandell, Douglas, and Bennett's Principles and Practice of Infectious Diseases. 9th ed. Elsevier; 2020:2323-2331 | The microimmunofluorescent antibody assay is a 2-stage "sandwich" procedure. In the first stage, the patient serum is diluted in phosphate-buffered saline, added to appropriate slide wells in contact with the substrate, and incubated. After incubation, the slide is washed in buffered saline to remove unbound serum antibodies. In the second stage, each antigen well is overlaid with fluorescein-labeled antibody to IgG. The slide is incubated, allowing antigen-antibody complexes to react with the fluorescein-labeled anti-IgG. After the slide is washed, dried, and mounted, it is examined using fluorescence microscopy. Positive reactions appear as bright apple-green fluorescent elementary bodies with a background matrix of yolk sac. Semiquantitative endpoint titers are obtained by testing serial dilutions of positive specimens.(Schachter J. Chlamydiae [Psittacosis-Lymphogranuloma Venereum-Trachome Group]. In: Lennette E, Balows A, Hausler W, Shadomy H, eds. Manual of Clinical Microbiology. 4th ed. ASM Press; 1985: 856-861; Smith T.Chlamydia. In: Schmidt N, Emmons R, eds. Diagnostic procedures for viral, rickettsial and chlamydial infections. 6th ed. APHA; 1989: 1165-1198) | Same day/1 to 4 days | 14 days | This test was developed and its performance characteristics determined by Mayo Clinic in a manner consistent with CLIA requirements. It has not been cleared or approved by the US Food and Drug Administration. | 86631 x 2 | Chlamydia IgG, IFA, S | 10848-0 | 619393 | C. psittaci IgG | In Process
CHLAP | Chlamydia IgM and IgG Panel, Immunofluorescence, Serum | Aiding in the clinical diagnosis ofChlamydiapneumoniaeorChlamydiapsittaciinfection | Micro-Immunofluorescent Antibody (MIF) Assay | Yes | Chlamydia IgM/IgG Panel, IFA, S | Serum | Collection Container/Tube: Preferred:Serum gel Acceptable:Red top Submission Container/Tube:Plastic vial Specimen Volume:0.6 mL Collection Instructions:Centrifuge and aliquot serum into a plastic vial. | 0.3 mL | Members of the family Chlamydiaceaeare small, nonmotile, gram-negative, obligateintracellular organisms that grow in the cytoplasm of host cells.While there are at least 9 species within theChlamydiagenus, 3 are clinically significant, includingChlamydia trachomatis,ChlamydiapneumoniaeandChlamydia psittaci. The chlamydial life cycle can be divided into 2 distinct phases: an extracellular, nonreplicating, infectious stage and an obligate intracellular, replicating, noninfectious stage. The infectious form, orelementary body (EB), attaches to the target cell membrane and enters the cell via a phagosome. After cell entry, the EB reorganizesinto reticulate particles (forming inclusion bodies) and binary fissionbegins. After 18 to 24 hours, reticulate particles condense to formEBs. These new EBs are released, beginning another infection cycle. C psittaciis the causative agent of psittacosis, a disease characterized by pneumonia, headache, altered mentation, and hepatosplenomegaly. Psittacosis is acquired by airborne transmission from infected birds. C pneumoniae(formerly known as Taiwan acute respiratory agent and, more recently, asChlamydophilapneumoniae) causespneumonia in humans. It is unique because it is a primary pathogen of humans, is spread from human to human, and apparently has noanimal or bird host.C pneumoniaeis responsible for approximately 10% of pneumonia cases. | Chlamydia pneumoniae IgM: <1:10 IgG: <1:64 Chlamydia psittaci IgM: <1:10 IgG: <1:64 | IgM Chlamydia pneumoniaeandChlamydia psittaci > or =1:10 IgM endpoint titers of 1:10 or more are considered presumptive evidence of infection. <1:10 IgM endpoint titers below 1:10 suggest that the patient does not have a current infection. These antibody levels may be found in patients with either no history of chlamydial infection or those with past infection whose antibody levels have dropped below detectable levels. IgG: C pneumoniae > or =1:512 IgG endpoint titers of 1:512 or more are considered presumptive evidence of current infection. > or =1:64 and <1:512 A single specimen endpoint titer of 1:64 to 1:512 should be considered evidence of infection at an undetermined time. A second specimen collected 10 to 21 days after the original collection should be tested in parallel with the first. If the second specimen exhibits a titer 1:512 or more or a 4-fold increase over that of the initial specimen, current (acute) infection is indicated. Unchanging titers from 1:64 to 1:512 suggest past infection. <1:64 IgG endpoint titers below 1:64 suggest that the patient does not have a current infection. These antibody levels may be found in patients with either no history of chlamydial infection or those with past infection whose antibody levels have dropped below detectable levels. C pneumoniaeantibody is detectable in 25% to 45% of adults tested. C psittaci > or =1:64 IgG endpoint titers of 1:64 or more are considered presumptive evidence of current infection. <1:64 IgG endpoint titers below 1:64 suggest that the patient does not have a current infection. These antibody levels may be found in patients with either no history of chlamydial infection or those with past infection whose antibody levels have dropped below detectable levels. | Antichlamydial IgG can persist for years. All results from chlamydial serologies must correlate with clinical history and other data available to the physician. Specimens collected too early during primary infection may not contain detectable antibodies. If chlamydial infection is suspected, a second specimen should be collected 10 to 21 days later and tested in parallel with the original specimen. During a primaryChlamydiainfection, the early antibody response may be cross-reactive with multipleChlamydiaspecies. This assay does not report antibodies detected againstChlamydia trachomatis.Sera from suspected cases of lymphogranuloma venereum (LGV) should be tested by a Lymphogranuloma Venereum Differentiation Antibody Panel. LGV testing is not performed by Mayo Clinic Laboratories; call 800-533-1710 for assistance. Due to the limited sensitivity and specificity ofChlamydiaserologic tests, patients with suspectedC trachomatisinfection should be tested by a molecular method (eg, CTRNA /Chlamydia trachomatis,Nucleic Acid Amplification, Varies or CGRNA /Chlamydia trachomatisandNeisseria gonorrhoeae,Nucleic Acid Amplification, Varies) to evaluate for current/active infection. | 1. Schlossberg D. Psittacosis (due toChlamydia psittaci). In: Bennett JE, Dolin R, Blaser MJ, eds. Mandell, Douglas, and Bennett's Principles and Practice of Infectious Diseases. 9th ed. Elsevier; 2020:2320-2322 2. Hammerschlag MR, Kohlhoff SA, Gaydos CA.Chlamydia pneumoniae. In: Bennett JE, Dolin R, Blaser MJ, eds. Mandell, Douglas, and Bennett's Principles and Practice of Infectious Diseases. 9th ed. Elsevier; 2020:2323-2331 | The microimmunofluorescent antibody assay is a 2-stage "sandwich" procedure. In the first stage, the patient serum is diluted in phosphate-buffered saline, added to appropriate slide wells in contact with the substrate, and incubated. After incubation, the slide is washed in buffered saline to remove unbound serum antibodies. In the second stage, each antigen well is overlaid with fluorescein-labeled antibody to IgG or IgM. The slide is incubated, allowing antigen-antibody complexes to react with the fluorescein-labeled anti-IgG. After the slide is washed, dried, and mounted, it is examined using fluorescence microscopy. Positive reactions appear as bright apple-green fluorescent elementary bodies with a background matrix of yolk sac. Semiquantitative endpoint titers are obtained by testing serial dilutions of positive specimens.(Schachter J. Chlamydiae [Psittacosis-Lymphogranuloma Venereum-Trachome Group]. In: Lennette E, Balows A, Hausler W, Shadomy H, eds. Manual of Clinical Microbiology. 4th ed. ASM Press; 1985: 856-861; Smith T.Chlamydia. In: Schmidt N, Emmons R, eds. Diagnostic procedures for viral, rickettsial and chlamydial infections. 6th ed. APHA; 1989: 1165-1198) | Same day/1 to 4 days | 14 days | This test was developed and its performance characteristics determined by Mayo Clinic in a manner consistent with CLIA requirements. It has not been cleared or approved by the US Food and Drug Administration. | 86632 x 286631 x 2 | Chlamydia IgM/IgG Panel, IFA, S | 77166-7 | 619391 | C. psittaci IgM | In Process
CHLM | Chlamydia IgM, Immunofluorescence, Serum | Assessing IgM antibody levels to aid in the clinical diagnosis ofChlamydia pneumoniaeorChlamydia psittaciinfections | Micro-Immunofluorescent Antibody (MIF) Assay | Yes | Chlamydia IgM, IFA, S | This test includes testing forChlamydia pneumoniaeIgM,andChlamydia psittaciIgM | Collection Container/Tube: Preferred:Serum gel Acceptable:Red top Submission Container/Tube:Plastic vial Specimen Volume:0.3 mL Collection Instructions:Centrifuge and aliquot serum into a plastic vial. | 0.15 mL | Members of the family Chlamydiaceaeare small, nonmotile, gram-negative, obligateintracellular organisms that grow in the cytoplasm of host cells.While there are at least 9 species within theChlamydiagenus,3 are clinically significant, includingChlamydia trachomatis,Chlamydia pneumoniae,andChlamydia psittaci. The chlamydial life cycle can be divided into 2 distinct phases: an extracellular, nonreplicating, infectious stage and an obligate intracellular, replicating, noninfectious stage. The infectious form, orelementary body (EB), attaches to the target cell membrane and enters the cell via a phagosome. After cell entry, the EB reorganizesinto reticulate particles (forming inclusion bodies) and binary fissionbegins. After 18 to 24 hours, reticulate particles condense to formEBs. These new EBs are released, beginning another infection cycle. C psittaciis the causative agent of psittacosis, a disease characterized by pneumonia, headache, altered mentation, and hepatosplenomegaly. Psittacosis is acquired by airborne transmission from infected birds. C pneumoniae(formerly known as Taiwan acute respiratory agent and, more recently, asChlamydophilapneumoniae) causespneumonia in humans. It is unique because it is a primary pathogen of humans, is spread from human to human, and apparently has noanimal or bird host.C pneumoniaeis responsible for approximately 10% of pneumonia cases. | Chlamydia pneumoniae <1:10 Chlamydia psittaci <1:10 | Chlamydia pneumoniae, and Chlamydia psittaci > or =1:10 IgM endpoint titers of 1:10 or more are considered presumptive evidence of infection. <1:10 IgM endpoint titers below 1:10 suggest that the patient does not have a current infection. These antibody levels may be found in patients with either no history of chlamydial infection or those with past infection whose antibody levels have dropped below detectable levels. | Specimens collected too early during primary infection may not contain detectable antibodies. If chlamydial infection is suspected, a second specimen should be collected 10 to 21 days later and tested in parallel with the original specimen. During a primaryChlamydiainfection, the early antibody response may be cross-reactive with multipleChlamydiaspecies. This assay does not report antibodies detected againstChlamydia trachomatis. Sera from suspected cases of lymphogranuloma venereum (LGV) should be tested by a Lymphogranuloma Venereum Differentiation Antibody Panel. LGV testing is not performed by Mayo Clinic Laboratories; call 800-533-1710 for assistance with ordering. Due to the limited sensitivity and specificity ofChlamydiaserologic tests, patients with suspectedC trachomatisinfection should be tested by a molecular method (eg, CTRNA /Chlamydia trachomatis,Nucleic Acid Amplification, Varies or CGRNA /Chlamydia trachomatisandNeisseria gonorrhoeae,Nucleic Acid Amplification, Varies) to evaluate for current/active infection. | 1. Schlossberg D. Psittacosis (due toChlamydia psittaci). In: Bennett JE, Dolin R, Blaser MJ, eds. Mandell, Douglas, and Bennett's Principles and Practice of Infectious Diseases. 9th ed. Elsevier; 2020:2320-2322 2. Hammerschlag MR, Kohlhoff SA, Gaydos CA.Chlamydia pneumoniae. In: Bennett JE, Dolin R, Blaser MJ, eds. Mandell, Douglas, and Bennett's Principles and Practice of Infectious Diseases. 9th ed. Elsevier; 2020:2323-2331 | The microimmunofluorescent antibody assay is a 2-stage "sandwich" procedure. In the first stage, the patient serum is diluted in phosphate-buffered saline, added to appropriate slide wells in contact with the substrate, and incubated. After incubation, the slide is washed in buffered saline to remove unbound serum antibodies. In the second stage, each antigen well is overlaid with fluorescein-labeled antibody to IgM. The slide is incubated, allowing antigen-antibody complexes to react with the fluorescein-labeled anti-IgG. After the slide is washed, dried, and mounted, it is examined using fluorescence microscopy. Positive reactions appear as bright apple-green fluorescent elementary bodies with a background matrix of yolk sac. Semiquantitative endpoint titers are obtained by testing serial dilutions of positive specimens.(Schachter J. Chlamydiae [Psittacosis-Lymphogranuloma Venereum-Trachome Group]. In: Lennette E, Balows A, Hausler W, Shadomy H, eds. Manual of Clinical Microbiology. 4th ed. ASM Press; 1985: 856-861; Smith T.Chlamydia. In: Schmidt N, Emmons R, eds. Diagnostic procedures for viral, rickettsial and chlamydial infections. 6th ed. APHA; 1989: 1165-1198) | Same day/1 to 4 days | 14 days | This test was developed and its performance characteristics determined by Mayo Clinic in a manner consistent with CLIA requirements. It has not been cleared or approved by the US Food and Drug Administration. | 86632 x 2 | Chlamydia IgM, IFA, S | 10849-8 | 619391 | C. psittaci IgM | In Process
MCTGC | Chlamydia trachomatis and Neisseria gonorrhoeae, Miscellaneous Sites, Nucleic Acid Amplification, Varies | DetectingChlamydia trachomatisandNeisseria gonorrhoeaein non-US Food and Drug Administration-approved specimen types This testisnot intended for usein medico-legal applications. This test isnot useful forthe detection ofChlamydia pneumoniaeor otherChlamydiaspecies. | Transcription Mediated Amplification | Yes | Misc C trach/N gonor Amplified RNA | Varies | Submit only 1 of the following specimens: Specimen Type:Ocular (corneal/conjunctiva) Supplies: Aptima Unisex Swab Collection Kit (T583) Aptima Multitest Swab Collection Kit (T584) Container/Tube:Aptima Multitest Swab or Aptima Unisex Swab Specimen Volume:Swab Collection Instructions: 1. Swab site using Aptima Multitest Swab or Aptima Unisex Swab.Specimens must be collected using either one of these Aptima swabs. Note:The white swab provided within the collection kit is a cleaning swab and should not be used for collection. Discard the white cleaning swab. 2. Place collection swab in transport tube provided with the collection kit. Snap off swab at score line so swab fits into closed tube. 3. Cap tube securely and label tube with patient's entire name and collection date and time. 4. Maintain specimen at 2 to 30 degrees C (refrigerate temperature is preferred), transport within 60 days of collection. Specimen Type:Peritoneal fluid (pelvic wash, cul-de-sac fluid) Supplies:Aptima ThinPrep Transport Tube (T652) Container/Tube:Aptima specimen transfer tube Specimen Volume:1 mL Collection Instructions: 1. Transfer 1mL of specimen into the Aptima specimen transfer tube within 24 hours of collection. 2. Cap tube securely and label tube with patient's entire name and collection date and time. 3. Maintain specimen at 2 to 30 degrees C (refrigerate temperature is preferred), transport within 30 days of collection. | See Specimen Required | Chlamydiais caused by the obligate intracellular bacteriumChlamydia trachomatisand is the most prevalent sexually transmitted infection (STI) caused by bacteria in the United States. In 2020, over 1.5 million documented cases were reported to the Centers for Disease Control and Prevention (CDC). Given that 3 out of 4 infected women and 1 out of 2 infected men are initially asymptomatic, the actual prevalence of disease is thought to be much greater than reported.C trachomatiscauses genitourinary infections in women and men and may be associated with dysuria as well as vaginal, urethral, or rectal discharge. In women, complications include pelvic inflammatory disease, salpingitis, and infertility. Approximately 25% to 30% of women who develop acute salpingitis become infertile.Complications among men are rare but include epididymitis and sterility. Rarely, genital chlamydial infection can cause arthritis with associated skin lesions and ocular inflammation (Reiter syndrome).C trachomatiscan be transmitted from the mother during delivery and is associated with conjunctivitis and pneumonia in the newborn. Finally,C trachomatismay cause hepatitis and pharyngitis in adult. Once detected, the infection is easily treated by a short course of antibiotic therapy.Annualchlamydiascreening is now recommended for all sexually active women aged 25 years and younger and older women with risk factors for infection, such as a new sex partner or multiple sex partners. The CDC also recommends that all pregnant women be given a screening test for chlamydia infection.Repeat testing for test-of-cure isnotrecommended after treatment with a standard treatment regimen unless patient compliance is in question, reinfection is suspected, or the patient's symptoms persist. Repeat testing of pregnant women, 3 weeks after completion of therapy, is also recommended to ensure therapeutic cure, although residual nucleic acid may remain in the absence of active infection. Gonorrhea is caused by the bacteriumNeisseria gonorrhoeae. It is a very common STI, with over 677,000 cases of gonorrhea reported to CDC in 2020. Likechlamydia, many infections in women are asymptomatic, and the true prevalence of gonorrhea is likely much higher than reported. The organism causes genitourinary infections in women and men and may be associated with dysuria as well as vaginal, urethral, or rectal discharge. Complications include pelvic inflammatory disease in women and gonococcal epididymitis and prostatitis in men. Gonococcal bacteremia, pharyngitis, and arthritis may also occur. Infection in men is typically associated with symptoms that would prompt clinical evaluation. Given the risk for asymptomatic infection in women, screening is recommended for women at increased risk of infection (eg, women with previous gonorrhea or other STIs, inconsistent condom use, new or multiple sex partners, and women in certain demographic groups such as those in communities with high STI prevalence). The CDC currently recommends dual antibiotic treatment due to emerging antimicrobial resistance. Culture was previously considered to be the gold standard test for diagnosis ofC trachomatisandN gonorrhoeaeinfections. However, these organisms are labile in vitro,therefore, precise specimen collection, transportation, and processing conditions are required to maintain organism viability, which is necessary for successful culturing. In comparison, nucleic acid amplification testing (NAAT) provides superior sensitivity and specificity and is now considered the reference standard method for diagnosis in most cases. Immunoassays and nonamplification DNA tests are also available forC trachomatisandN gonorrhoeaedetection, but these methods are significantly less sensitive and less specific than NAAT. Improved screening rates and increased sensitivity of NAAT have resulted in an increased number of accurately diagnosed cases. Improved detection rates result from improved performance characteristics of the assays and patients' easy acceptance of urine testing. Early identification of infection enables sexual partners to seek testing and/or treatment as soon as possible and reduces the risk of disease spread. Prompt treatment reduces the risk of infertility in women. | Negative | A positive result indicates the presence of nucleic acid fromChlamydiatrachomatisand/orNeisseriagonorrhoeaeand strongly supports a diagnosis of chlamydial/gonorrheal infection. A negative result indicates the absence of nucleic acid fromC trachomatisand/orN gonorrhoeae.A negative result does not exclude the possibility of infection. If clinical indications strongly suggest gonococcal or chlamydial infection, additional specimens should be collected for testing. A result of inconclusive indicates that a new specimen should be collected. The predictive value of an assay depends on the prevalence of the disease in any specific population. In settings with a high prevalence of sexually transmitted infections, positive assay results have a high likelihood of being true-positive results. In settings with a low prevalence of sexually transmitted infections, or in any setting in which a patient's clinical signs and symptoms or risk factors are inconsistent with gonococcal or chlamydial urogenital infection, positive results should be carefully assessed, and the patient retested by other methods (eg, culture forN gonorrhoeae) if appropriate. This test has not been shown to cross react with commensal (nonpathogenic)Neisseriaspecies present in the oropharynx. | This report is intended for clinical monitoring or management of patients; it is not intended for use in medico-legal applications. Appropriate specimen collection and handling is necessary for optimal assay performance. Results should be interpreted in conjunction with other laboratory and clinical information. A negative test result does not exclude the possibility of infection. Improper specimen collection, concurrent antibiotic therapy, presence of inhibitors, or low numbers of organisms in the specimen (ie, below the sensitivity of the test) may cause false-negative test results. In low-prevalence populations, positive results must be interpreted carefully as false-positive results may occur more frequently than true-positive results in this setting. In general, this assay should not be used to assess therapeutic success or failure, since nucleic acids fromthese organismsmay persist for 3 weeks or more following antimicrobial therapy. No interference is expected with swab specimens due to: -Blood -Lubricants and spermicides This assaydoes notdetectChlamydia pneumoniaeor otherChlamydiaspecies. | 1. Workowski KA, Bachmann LH, Chan PA, et al. Sexually transmitted infections treatment guidelines, 2021. MMWR Recomm Rep. 2021;70(4):1-187. doi:10.15585/mmwr.rr7004a1 2. Adamson PC, Klausner JD: Diagnostic test for detecting Chlamydia trachomatis and Neisseria gonorrhoeae in rectal and pharyngeal specimens. J Clin Microbiol. 2022;60(4):e0021121. doi:101128/JCM.00211-21 | The Hologic Aptima Combo 2 Assay combines the technologies of target capture, transcription-mediated amplification, and dual kinetic assay. The detection of the ribosomal RNA amplification product sequences (amplicon) is achieved using nucleic acid hybridization. Single-stranded chemiluminescent DNA probes are labeled and combined with amplicon to form stable RNA:DNA hybrids. Light emitted from the labeled RNA:DNA hybrids is measured as photon signals in a luminometer.(Package insert: APTIMA Combo 2 Assay, 20535-001. Hologic, Inc; Rev. 004, 08/2021) | 1 to 4 days |  | This test has been modified from the manufacturer's instructions. Its performance characteristics were determined by Mayo Clinic in a manner consistent with CLIA requirements. This test has not been cleared or approved by the US Food and Drug Administration. | 87491 - Chlamydia trachomatis87591 - Neisseria gonorrhoeae87801 - If appropriate for government payers | Misc C trach/N gonor Amplified RNA | 64017-7 | SRC22 | SOURCE: | 31208-2